{"text_format":"1","workbook":"xlsx","n_sheets":13,"sheets":["Overview","LCOE_breakdown","process_inputs","format_plot","Accra_10","Lodwar_10","Lusaka_10","Accra_15","Lodwar_15","Lusaka_15","Accra_20","Lodwar_20","Lusaka_20"],"not_rendered":{"charts":6,"images":3,"macros":1,"external_links":2,"defined_names":4,"comments":0,"pivot_tables":0},"unopened":[],"bounds":{"document_bytes":16777216,"sheet_cells":100000,"rows_first":2000,"rows_last":500,"rows_between":2000,"halvings":0,"cell_chars":16384,"cell_head_chars":4096},"cells_cut":0,"cells_raw":0,"read":"whole","date_system":"1900"}

{"sheet":"Overview","index":0,"n_rows":0,"n_cols":0,"rows_kept":0,"cut":false,"hidden":false,"merged":[]}

{"sheet":"LCOE_breakdown","index":1,"n_rows":131,"n_cols":14,"rows_kept":131,"cut":false,"hidden":false,"merged":[[116,2,118,4],[130,1,130,6],[121,5,121,6],[122,5,122,6],[123,5,123,6],[124,5,124,6],[125,5,125,6],[117,5,117,6],[118,5,118,6],[119,5,119,6],[120,5,120,6],[127,2,127,4],[128,2,128,4],[126,2,126,4],[116,5,116,6],[126,5,126,6],[127,5,127,6],[128,5,128,6],[93,5,93,6],[94,5,94,6],[95,5,95,6],[96,5,96,6],[97,5,97,6],[98,5,98,6],[99,5,99,6],[100,5,100,6],[101,5,101,6],[102,5,102,6],[103,5,103,6],[104,5,104,6],[105,5,105,6],[106,5,106,6],[102,2,102,4],[103,2,103,4],[104,2,104,4],[105,2,105,4],[106,2,106,4],[112,5,112,6],[113,5,113,6],[114,5,114,6],[115,5,115,6],[112,2,112,4],[113,2,113,4],[114,2,114,4],[115,2,115,4],[107,2,107,4],[108,2,108,4],[109,2,109,4],[110,2,110,4],[111,2,111,4],[107,5,107,6],[108,5,108,6],[109,5,109,6],[110,5,110,6],[111,5,111,6],[97,2,97,4],[98,2,98,4],[99,2,99,4],[100,2,100,4],[101,2,101,4],[126,1,128,1],[93,1,95,1],[97,1,98,1],[112,1,120,1],[122,1,124,1],[99,1,100,1],[101,1,102,1],[103,1,107,1],[93,2,93,4],[94,2,94,4],[95,2,95,4],[96,2,96,4],[119,2,119,4],[120,2,120,4],[121,2,121,4],[122,2,122,4],[123,2,123,4],[124,2,124,4],[125,2,125,4],[84,3,84,4],[85,3,85,4],[86,3,86,4],[83,3,83,4],[30,8,30,10],[30,11,30,13],[18,4,18,5],[17,4,17,5],[28,4,28,5],[19,4,19,5],[22,4,22,5],[20,4,20,5],[27,4,27,5],[23,4,23,5],[21,4,21,5],[38,4,38,5],[37,4,37,5],[36,4,36,5],[35,4,35,5],[34,4,34,5],[38,2,38,3],[34,2,34,3],[35,2,35,3],[24,2,24,3],[1,4,1,5],[2,4,2,5],[3,4,3,5],[4,4,4,5],[5,4,5,5],[6,4,6,5],[36,2,36,3],[25,2,25,3],[26,2,26,3],[27,2,27,3],[28,2,28,3],[30,2,30,3],[18,2,18,3],[19,2,19,3],[20,2,20,3],[21,2,21,3],[23,2,23,3],[7,4,7,5],[8,4,8,5],[9,4,9,5],[16,4,16,5],[31,2,31,3],[32,2,32,3],[33,2,33,3],[8,2,8,3],[9,2,9,3],[5,2,5,3],[16,2,16,3],[22,2,22,3],[17,2,17,3],[1,2,1,3],[2,2,2,3],[4,2,4,3],[6,2,6,3],[7,2,7,3],[3,2,3,3],[39,4,39,5],[40,4,40,5],[41,4,41,5],[39,2,39,3],[41,2,41,3],[40,2,40,3],[24,4,24,5],[29,2,29,3],[29,4,29,5],[37,2,37,3],[26,4,26,5],[25,4,25,5],[33,4,33,5],[32,4,32,5],[31,4,31,5],[30,4,30,5]]}
[]
[null,"Inputs","Base Case",null,"Comparison"]
[]
[null,"Geographical region","Lodwar, Kenya",null,"Lusaka, Zambia"]
[null,"Load profile ","NREL average",null,"Business heavy"]
[null,"Percent of load served",1,null,0.85]
[null,"Discount rate",0.1,null,0.2]
[null,"PV/Battery Costs","High",null,"Low "]
[null,"Diesel Generator Costs","Medium ",null,"Medium "]
[null,"Diesel Fuel Price",4.4000000000000004,null,3.2]
[null,"Total distribution system costs","Default",null,"Default"]
[null,"Pre-operating soft costs ($/kW)","Default",null,"Default"]
[null,"Annual labor costs","Default",null,"Default"]
[null,"Annual land lease costs","Default",null,"Default"]
[]
[]
[null,"Assumptions"]
[]
[null,"Length of analysis","20 years",null,"20 years"]
[null,"Average solar resource (GHI)",{"$f":"VLOOKUP(C4,process_inputs!A4:B6,2,FALSE)","v":"6.1 kWh/m2/day"},null,{"$f":"VLOOKUP(E4,process_inputs!A4:B6,2,FALSE)","v":"5.3 kWh/m2/day"}]
[]
[null,"Installed PV cost [$/kW]",{"$f":"VLOOKUP(C8,process_inputs!$A$12:$J$14,2,FALSE)","v":2200},null,{"$f":"VLOOKUP(E8,process_inputs!A12:J14,2,FALSE)","v":1400}]
[null,"PV O&M [$/kW]",{"$f":"VLOOKUP(C8,process_inputs!$A$12:$J$14,9,FALSE)","v":44},null,{"$f":"VLOOKUP(E8,process_inputs!$A$12:$J$14,9,FALSE)","v":28}]
[null,"Useful life","20 years",null,"20 years"]
[]
[null,"Battery storage cost [$/kWh]",{"$f":"VLOOKUP(C8,process_inputs!$A$12:$J$14,3,FALSE)","v":500},null,{"$f":"VLOOKUP(E8,process_inputs!$A$12:$J$14,3,FALSE)","v":300}]
[null,"Battery useful life","7 years",null,"7 years"]
[null,"Inverter and BOS costs [$/kW]",{"$f":"VLOOKUP(C8,process_inputs!$A$12:$J$14,4,FALSE)","v":1200},null,{"$f":"VLOOKUP(E8,process_inputs!$A$12:$J$14,4,FALSE)","v":600}]
[null,"Inverter replacement cost [$/kW]",{"$f":"VLOOKUP(C8,process_inputs!$A$12:$J$14,5,FALSE)","v":600},null,{"$f":"VLOOKUP(E8,process_inputs!$A$12:$J$14,5,FALSE)","v":300}]
[null,"Battery O&M [$/kWh-installed]",{"$f":"VLOOKUP(C8,process_inputs!$A$12:$J$14,10,FALSE)","v":30},null,{"$f":"VLOOKUP(E8,process_inputs!$A$12:$J$14,10,FALSE)","v":20}]
[null,"Inverter useful life","10 years",null,"10 years",null,null,"RESULTS SUMMARY","Base case",null,null,"Comparison"]
[]
[null,"Diesel genset cost [$/kW]",{"$f":"VLOOKUP(C9,process_inputs!$A$12:$J$14,6,FALSE)","v":400},null,{"$f":"VLOOKUP(E9,process_inputs!$A$12:$J$14,6,FALSE)","v":400},null,null,null,"Diesel only ","PV+battery","PV+battery+diesel","Diesel only ","PV+battery","PV+battery+diesel"]
[null,"Useful life","10 years",null,"10 years",null,null,"PV size",{"$f":"ROUND(format_plot!I3,1)&\" kW\"","v":"0 kW"},{"$f":"ROUND(format_plot!G3,1)&\" kW\"","v":"27.9 kW"},{"$f":"ROUND(format_plot!E3,1)&\" kW\"","v":"5.5 kW"},{"$f":"ROUND(format_plot!S3,1)&\" kW\"","v":"0 kW"},{"$f":"ROUND(format_plot!Q3,1)&\" kW\"","v":"16.8 kW"},{"$f":"ROUND(format_plot!O3,1)&\" kW\"","v":"6.7 kW"}]
[null,"Fuel consumption rate [kWh/gal]",{"$f":"VLOOKUP(C9,process_inputs!$A$12:$J$14,8,FALSE)","v":10},null,{"$f":"VLOOKUP(E9,process_inputs!$A$12:$J$14,8,FALSE)","v":10},null,null,"Battery size",{"$f":"ROUND(format_plot!I5,1)&\" kWh\"","v":"0 kWh"},{"$f":"ROUND(format_plot!G5,1)&\" kWh \"","v":"49 kWh "},{"$f":"ROUND(format_plot!E5,1)&\" kWh\"","v":"0 kWh"},{"$f":"ROUND(format_plot!S5,1)&\" kWh\"","v":"0 kWh"},{"$f":"ROUND(format_plot!Q5,1)&\" kWh\"","v":"30.1 kWh"},{"$f":"ROUND(format_plot!O5,1)&\" kWh\"","v":"0 kWh"}]
[null,"Fuel cost [$/gallon]",{"$f":"C10","v":4.4000000000000004},null,{"$f":"E10","v":3.2},null,null,"Inverter size",{"$f":"ROUND(format_plot!I4,1)&\" kW\"","v":"0 kW"},{"$f":"ROUND(format_plot!G4,1)&\" kW\"","v":"5.7 kW"},{"$f":"ROUND(format_plot!E4,1)&\" kW\"","v":"0 kW"},{"$f":"ROUND(format_plot!S4,1)&\" kW\"","v":"0 kW"},{"$f":"ROUND(format_plot!Q4,1)&\" kW\"","v":"4 kW"},{"$f":"ROUND(format_plot!O4,1)&\" kW\"","v":"0 kW"}]
[null,"Fuel escalation rate",0.03,null,0.03,null,null,"Diesel generator size",{"$f":"ROUND(format_plot!I6,1)&\" kW\"","v":"7 kW"},{"$f":"ROUND(format_plot!G6,1)&\" kW\"","v":"0 kW"},{"$f":"ROUND(format_plot!E6,1)&\" kW\"","v":"7 kW"},{"$f":"ROUND(format_plot!S6,1)&\" kW\"","v":"6 kW"},{"$f":"ROUND(format_plot!Q6,1)&\" kW\"","v":"0 kW"},{"$f":"ROUND(format_plot!O6,1)&\" kW\"","v":"6 kW"}]
[]
[null,"Total distribution system costs",{"$f":"IF(C11=\"Default\",20000,D11)","v":20000},null,{"$f":"IF(E11=\"Default\",20000,F11)","v":20000},null,null,"Total life-cycle cost",{"$f":"SUM(format_plot!I24:I30)","v":161800.00914863532},{"$f":"SUM(format_plot!G24:G30)","v":194595.28353719891},{"$f":"SUM(format_plot!E24:E30)","v":143243.9553201604},{"$f":"SUM(format_plot!S24:S30)","v":80556.58451275315},{"$f":"SUM(format_plot!Q24:Q30)","v":87700.244832331213},{"$f":"SUM(format_plot!O24:O30)","v":75328.743916505715}]
[null,"Pre-operating soft costs [$/kW]",{"$f":"IF(C12=\"Default\",1200,D12)","v":1200},null,{"$f":"IF(E12=\"Default\",1200,F12)","v":1200},null,null,"Total CAPEX",{"$f":"format_plot!I24+format_plot!I25+format_plot!I26+format_plot!I27","v":30731.54},{"$f":"format_plot!G24+format_plot!G25+format_plot!G26+format_plot!G27","v":139282.77242740002},{"$f":"format_plot!E24+format_plot!E25+format_plot!E26+format_plot!E27","v":42897.716000000997},{"$f":"format_plot!S24+format_plot!S25+format_plot!S26+format_plot!S27","v":28499.599999999999},{"$f":"format_plot!Q24+format_plot!Q25+format_plot!Q26+format_plot!Q27","v":63975.931073890053},{"$f":"format_plot!O24+format_plot!O25+format_plot!O26+format_plot!O27","v":37881.279999999999}]
[null,"Annual labor costs [$/year]",{"$f":"IF(C13=\"Default\",3000,D13)","v":3000},null,{"$f":"IF(E13=\"Default\",3000,F13)","v":3000},null,null,"Total OPEX",{"$f":"format_plot!I28+format_plot!I29+format_plot!I30","v":131068.46914863533},{"$f":"format_plot!G28+format_plot!G29+format_plot!G30","v":55312.511109798907},{"$f":"format_plot!E28+format_plot!E29+format_plot!E30","v":100346.23932015941},{"$f":"format_plot!S28+format_plot!S29+format_plot!S30","v":52056.984512753144},{"$f":"format_plot!Q28+format_plot!Q29+format_plot!Q30","v":23724.31375844116},{"$f":"format_plot!O28+format_plot!O29+format_plot!O30","v":37447.463916505709}]
[null,"Annual land lease costs [$/year]",{"$f":"IF(C14=\"Default\",800,D14)","v":800},null,{"$f":"IF(E14=\"Default\",800,F14)","v":800},null,null,"LCOE",{"$f":"format_plot!$I$32","v":0.96420188451242361},{"$f":"format_plot!$G$32","v":1.1596123667523959},{"$f":"format_plot!$E$32","v":0.8536166660713389},{"$f":"format_plot!$S$32","v":0.83926553673150539},{"$f":"format_plot!$Q$32","v":0.91368501034917549},{"$f":"format_plot!$O$32","v":0.78479724565052633}]
[]
[]
[]
[null,"SOLAR RESOURCE PROFILES"]
[]
[]
[]
[]
[]
[]
[]
[]
[]
[]
[]
[]
[]
[]
[]
[]
[]
[]
[null,"LOAD PROFILES",null,null,null,null,null,"LIST OF ACRONYMS"]
[]
[null,null,null,null,null,null,null,"                      BOS","  balance-of-system"]
[null,null,null,null,null,null,null,"                      CAPEX","  capital expenditures"]
[null,null,null,null,null,null,null,"                      GHI","  global horizontal irradiance"]
[null,null,null,null,null,null,null,"                      LCOE","  levelized cost of electricity"]
[null,null,null,null,null,null,null,"                      NREL","  National Renewable Energy Laboratory"]
[null,null,null,null,null,null,null,"                      O&M","  operation and maintenance"]
[null,null,null,null,null,null,null,"                      OPEX","  operating expenses "]
[null,null,null,null,null,null,null,"                      PV ","  photovoltaic "]
[null,null,null,null,null,null,null,"                      TMY ","  typical meteorological year"]
[]
[]
[]
[]
[]
[]
[]
[]
[null,"                         Load Profile","Peak load","Annual Consumption"]
[null,"                         NREL average","5.71 kW","19,711 kWh"]
[null,"                         Business heavy","4.76 kW","19,711 kWh"]
[null,"                         Residential heavy","10.62 kW","19,711 kWh"]
[]
[null,"           * Only one day is shown because simulated loads do not vary across days"]
[]
[]
[null,"DETAILED COST BREAKDOWN"]
[]
[null,"  Economic parameters"," Discount rate",null,null,"10-20% (real)"]
[null,null," Fuel escalation rate",null,null,0.03]
[null,null," General inflation",null,null,"-"]
[]
[null,"  PV panels + Structure"," Total installed costs",null,null,"$800-1,200/kWp"]
[null,null," Useful life",null,null,"20 years"]
[null,"  Charge Controller"," Total installed costs",null,null,"$200-400/kWp"]
[null,null," Useful life",null,null,"20 years"]
[null,"  Inverter"," Total installed costs",null,null,"$400-800/kW"]
[null,null," Useful life",null,null,"10 years"]
[null,"  Storage "," Battery type",null,null,"deep cycle lead acid"]
[null,null," Total installed costs",null,null,"$300-500/kWh"]
[null,null," Useful life",null,null,"7 years"]
[null,null," Minimum state of charge",null,null,0.3]
[null,null," Round-trip efficiency",null,null,0.8]
[null,"  Auxillary costs - wiring,                    \n  breakers, protection, panels"," Total installed costs",null,null,"$200-400/kW"]
[null,"  Power house/container and \n  civil costs"," Total installed costs",null,null,"$400-600/kW"]
[null,"  O&M costs"," Technology O&M excluding labor",null,null,"2% of CAPEX per year"]
[]
[null,"  Diesel generator\n  specifications "," Total installed costs including \n foundation",null,null,"$400/kW"]
[null,null," Fixed O&M",null,null,"$25/kW/year"]
[null,null," Variable O&M",null,null,"$0.023/kWh"]
[null,null," Useful life",null,null,"10 years"]
[null,null," Fuel cost",null,null,"$3.20/gallon (Tanzania)"]
[null,null,null,null,null,"$3.60/gallon (Ghana)"]
[null,null,null,null,null,"$4.40/gallon (Zambia)"]
[null,null," Fuel consumption rate",null,null,"8.3-12.5 kWh/gallon"]
[null,null," Minimum turndown ",null,null,0.3]
[]
[null,"  Distribution network"," Total installed costs ",null,null,"$5,000-6,000/km                                            (3-4 km needed for a 100 household village)"]
[null,null," Fixed O&M",null,null,"2% of distribution CAPEX"]
[null,null," Variable O&M",null,null,"-"]
[]
[null,"  Soft costs "," Pre-operating expenses                                       ",null,null,"$1,200/kW"]
[null,null," Labor costs                                                   ",null,null,"$3,000/year*"]
[null,null," Land lease",null,null,"$800/year*"]
[]
[null,"* For the assumed system size of 100 micro-grid connected households, two small shops and \n   one school with a total annual consumption of 19,711 kWh "]

{"sheet":"process_inputs","index":2,"n_rows":50,"n_cols":19,"rows_kept":50,"cut":false,"hidden":true,"merged":[]}
["General "]
[]
["TMY","Solar Resource",null,"Load Profiles",null,"Percent of load served",null,"Cost Ranges","Diesel Prices","Discount Rate",null,"Options for soft costs"]
["Accra, Ghana","5.1 kWh/m2/day",null,"NREL average",null,1,null,"Low ",3.2,0.1,null,"Default"]
["Lodwar, Kenya","6.1 kWh/m2/day",null,"Business heavy",null,0.95,null,"Medium ",3.6,0.15,null,"User input"]
["Lusaka, Zambia","5.3 kWh/m2/day",null,"Residential heavy",null,0.9,null,"High",4.4000000000000004,0.2]
[null,null,null,null,null,0.85,null,null,null,null,null,"Annual consumption"]
[null,null,null,null,null,0.8,null,null,null,null,null,19711]
[]
["Cost Lookup Table",null,null,null,null,null,null,null,null,null,null,"Peak Loads Lookup Table",null,null,"PWF Lookup Table",null,null,"Sheet Name Lookup Table"]
["Level","PV cost","Batt kWh","Batt kW","Batt replacement kW","Genset cost","Fuel cost","Fuel consumption","PV O&M","Batt O&M",null,"Type","kW peak",null,"Discount","pwf",null,"Accra, Ghana","Accra_"]
["Low ",1400,300,600,300,300,3.2,{"$f":"1/0.08","v":12.5},28,20,null,"NREL average",5.71,null,0.1,8.5135637200000005,null,"Lusaka, Zambia","Lusaka_"]
["Medium ",1800,400,900,450,400,3.6,{"$f":"1/0.1","v":10},36,25,null,"Business heavy",4.76,null,0.15,6.2593314739999997,null,"Lodwar, Kenya","Lodwar_"]
["High",2200,500,1200,600,500,4.4000000000000004,{"$f":"ROUND(1/0.12,1)","v":8.3000000000000007},44,30,null,"Residential heavy",10.62,null,0.2,4.8695797000000001]
[]
[]
[]
[null,null,null,null,null,null,"RE Start Lookup Table",null,null,"Profile Start Lookup Table",null,null,"Adder for load served"]
[null,"Base Case",null,"Comparison ",null,null,"Low ",811,null,"NREL average",7,null,1,1]
["peak load",{"$f":"VLOOKUP(LCOE_breakdown!C5,process_inputs!L12:M14,2,FALSE)","v":5.71},null,{"$f":"VLOOKUP(LCOE_breakdown!E5,process_inputs!L12:M14,2,FALSE)","v":4.76},null,null,"Medium ",406,null,"Business heavy",1,null,0.95,2]
["pwf",{"$f":"VLOOKUP(LCOE_breakdown!C7,process_inputs!O12:P14,2, FALSE)","v":8.5135637200000005},null,{"$f":"VLOOKUP(LCOE_breakdown!E7,process_inputs!O12:P14,2, FALSE)","v":4.8695797000000001},null,null,"High",1,null,"Residential heavy",19,null,0.9,3]
["sheet name",{"$f":"VLOOKUP(LCOE_breakdown!C4,process_inputs!R11:S13,2,FALSE)&(100*LCOE_breakdown!C7)","v":"Lodwar_10"},null,{"$f":"VLOOKUP(LCOE_breakdown!E4,process_inputs!R11:S13,2,FALSE)&(100*LCOE_breakdown!E7)","v":"Lusaka_20"},null,null,null,null,null,null,null,null,0.85,4]
[null,null,null,null,null,null,"Diesel Start Lookup Table",null,null,null,null,null,0.8,5]
["RE adder",{"$f":"VLOOKUP(LCOE_breakdown!C8,process_inputs!G19:H21,2,FALSE)","v":1},null,{"$f":"VLOOKUP(LCOE_breakdown!E8,process_inputs!G19:H21,2,FALSE)","v":811},null,null,"Low ",270]
["Diesel adder",{"$f":"VLOOKUP(LCOE_breakdown!C9,process_inputs!G24:H26,2,FALSE)","v":135},null,{"$f":"VLOOKUP(LCOE_breakdown!E9,process_inputs!G24:H26,2,FALSE)","v":135},null,null,"Medium ",135]
["Fuel adder",{"$f":"VLOOKUP(LCOE_breakdown!C10,process_inputs!G29:H31,2,FALSE)","v":0},null,{"$f":"VLOOKUP(LCOE_breakdown!E10,process_inputs!G29:H31,2,FALSE)","v":90},null,null,"High",0]
[]
["Final row start",{"$f":"SUM(B24:B26)","v":136},null,{"$f":"SUM(D24:D26)","v":1036},null,null,"Fuel Start Lookup Table"]
[null,null,null,null,null,null,3.2,90]
["Profile col",{"$f":"VLOOKUP(LCOE_breakdown!C5,process_inputs!J19:K21,2,FALSE)","v":7},null,{"$f":"VLOOKUP(LCOE_breakdown!E5,process_inputs!J19:K21,2,FALSE)","v":1},null,null,3.6,45]
["Load col",{"$f":"VLOOKUP(LCOE_breakdown!C6,process_inputs!M19:N23,2,FALSE)","v":1},null,{"$f":"VLOOKUP(LCOE_breakdown!E6,process_inputs!M19:N23,2,FALSE)","v":4},null,null,4.4000000000000004,0]
[]
["Final col start",{"$f":"SUBSTITUTE(ADDRESS(1,SUM(B30:B31),4),1,\"\")","v":"H"},null,{"$f":"SUBSTITUTE(ADDRESS(1,SUM(D30:D31),4),1,\"\")","v":"E"}]
[]
["BASE CASE",null,null,null,null,"COMPARISON"]
["Actual start",{"$f":"B28+1","v":137},{"$f":"B28+16","v":152},{"$f":"B28+31","v":167},null,"Actual start",{"$f":"D28+1","v":1037},{"$f":"D28+16","v":1052},{"$f":"D28+31","v":1067}]
[null,"PBD","PB","D",null,null,"PBD","PB","D"]
[0,{"$f":"$B$22&\"!\"&$B$33&($B$36+A38)","v":"Lodwar_10!H137"},{"$f":"$B$22&\"!\"&$B$33&($C$36+A38)","v":"Lodwar_10!H152"},{"$f":"$B$22&\"!\"&$B$33&($D$36+A38)","v":"Lodwar_10!H167"},null,null,{"$f":"$D$22&\"!\"&$D$33&($G$36+A38)","v":"Lusaka_20!E1037"},{"$f":"$D$22&\"!\"&$D$33&($H$36+A38)","v":"Lusaka_20!E1052"},{"$f":"$D$22&\"!\"&$D$33&($I$36+A38)","v":"Lusaka_20!E1067"}]
[1,{"$f":"$B$22&\"!\"&$B$33&($B$36+A39)","v":"Lodwar_10!H138"},{"$f":"$B$22&\"!\"&$B$33&($C$36+A39)","v":"Lodwar_10!H153"},{"$f":"$B$22&\"!\"&$B$33&($D$36+A39)","v":"Lodwar_10!H168"},null,null,{"$f":"$D$22&\"!\"&$D$33&($G$36+A39)","v":"Lusaka_20!E1038"},{"$f":"$D$22&\"!\"&$D$33&($H$36+A39)","v":"Lusaka_20!E1053"},{"$f":"$D$22&\"!\"&$D$33&($I$36+A39)","v":"Lusaka_20!E1068"}]
[2,"Lodwar_10!H139","Lodwar_10!H154","Lodwar_10!H169",null,null,"Lusaka_20!E1039","Lusaka_20!E1054","Lusaka_20!E1069"]
[3,"Lodwar_10!H140","Lodwar_10!H155","Lodwar_10!H170",null,null,"Lusaka_20!E1040","Lusaka_20!E1055","Lusaka_20!E1070"]
[4,"Lodwar_10!H141","Lodwar_10!H156","Lodwar_10!H171",null,null,"Lusaka_20!E1041","Lusaka_20!E1056","Lusaka_20!E1071"]
[5,"Lodwar_10!H142","Lodwar_10!H157","Lodwar_10!H172",null,null,"Lusaka_20!E1042","Lusaka_20!E1057","Lusaka_20!E1072"]
[6,"Lodwar_10!H143","Lodwar_10!H158","Lodwar_10!H173",null,null,"Lusaka_20!E1043","Lusaka_20!E1058","Lusaka_20!E1073"]
[7,"Lodwar_10!H144","Lodwar_10!H159","Lodwar_10!H174",null,null,"Lusaka_20!E1044","Lusaka_20!E1059","Lusaka_20!E1074"]
[8,"Lodwar_10!H145","Lodwar_10!H160","Lodwar_10!H175",null,null,"Lusaka_20!E1045","Lusaka_20!E1060","Lusaka_20!E1075"]
[9,"Lodwar_10!H146","Lodwar_10!H161","Lodwar_10!H176",null,null,"Lusaka_20!E1046","Lusaka_20!E1061","Lusaka_20!E1076"]
[10,"Lodwar_10!H147","Lodwar_10!H162","Lodwar_10!H177",null,null,"Lusaka_20!E1047","Lusaka_20!E1062","Lusaka_20!E1077"]
[11,"Lodwar_10!H148","Lodwar_10!H163","Lodwar_10!H178",null,null,"Lusaka_20!E1048","Lusaka_20!E1063","Lusaka_20!E1078"]
[12,"Lodwar_10!H149","Lodwar_10!H164","Lodwar_10!H179",null,null,"Lusaka_20!E1049","Lusaka_20!E1064","Lusaka_20!E1079"]

{"sheet":"format_plot","index":3,"n_rows":58,"n_cols":26,"rows_kept":58,"cut":false,"hidden":true,"merged":[[44,20,44,21],[44,23,44,24],[0,4,0,9],[0,14,0,19],[44,5,44,6],[44,8,44,9],[44,11,44,12],[44,17,44,18]]}
[null,null,null,null,"Base Case",null,null,null,null,null,null,null,null,null,"Comparison"]
[null,null,null,null,"PBD",null,"PB",null,"D",null,null,null,null,null,"PBD",null,"PB",null,"D"]
["Distribution",{"$f":"LCOE_breakdown!C39","v":20000},null,"PV kW",{"$f":"INDIRECT(process_inputs!B38)","v":5.53},null,{"$f":"INDIRECT(process_inputs!C38)","v":27.913},null,{"$f":"INDIRECT(process_inputs!D38)","v":0},null,null,"Distribution",{"$f":"LCOE_breakdown!E39","v":20000},null,{"$f":"INDIRECT(process_inputs!G38)","v":6.7009999999999996},null,{"$f":"INDIRECT(process_inputs!H38)","v":16.785},null,{"$f":"INDIRECT(process_inputs!I38)","v":0}]
[null,null,null,"Battery kW",{"$f":"INDIRECT(process_inputs!B39)","v":0},null,{"$f":"INDIRECT(process_inputs!C39)","v":5.71},null,{"$f":"INDIRECT(process_inputs!D39)","v":0},null,null,null,null,null,{"$f":"INDIRECT(process_inputs!G39)","v":0},null,{"$f":"INDIRECT(process_inputs!H39)","v":3.976},null,{"$f":"INDIRECT(process_inputs!I39)","v":0}]
["Labor",{"$f":"LCOE_breakdown!C41","v":3000},null,"Battery kWh",{"$f":"INDIRECT(process_inputs!B40)","v":0},null,{"$f":"INDIRECT(process_inputs!C40)","v":48.96},null,{"$f":"INDIRECT(process_inputs!D40)","v":0},null,null,"Labor",{"$f":"LCOE_breakdown!E41","v":3000},null,{"$f":"INDIRECT(process_inputs!G40)","v":0},null,{"$f":"INDIRECT(process_inputs!H40)","v":30.097999999999999},null,{"$f":"INDIRECT(process_inputs!I40)","v":0}]
["Land lease",{"$f":"LCOE_breakdown!C42","v":800},null,"Generator kW",{"$f":"INDIRECT(process_inputs!B41)","v":7},null,{"$f":"INDIRECT(process_inputs!C41)","v":0},null,{"$f":"INDIRECT(process_inputs!D41)","v":7},null,null,"Land lease",{"$f":"LCOE_breakdown!E42","v":800},null,{"$f":"INDIRECT(process_inputs!G41)","v":6},null,{"$f":"INDIRECT(process_inputs!H41)","v":0},null,{"$f":"INDIRECT(process_inputs!I41)","v":6}]
["Pre-operating",{"$f":"LCOE_breakdown!C40","v":1200},null,"PV capital cost",{"$f":"INDIRECT(process_inputs!B42)","v":12166.175999999999},null,{"$f":"INDIRECT(process_inputs!C42)","v":61409.04},null,{"$f":"INDIRECT(process_inputs!D42)","v":0},null,null,"Pre-operating",{"$f":"LCOE_breakdown!E40","v":1200},null,{"$f":"INDIRECT(process_inputs!G42)","v":9381.68},null,{"$f":"INDIRECT(process_inputs!H42)","v":23499.14},null,{"$f":"INDIRECT(process_inputs!I42)","v":0}]
[null,null,null,"PV O&M",{"$f":"INDIRECT(process_inputs!B43)","v":2071.5502920946951},null,{"$f":"INDIRECT(process_inputs!C43)","v":10456.19550048058},null,{"$f":"INDIRECT(process_inputs!D43)","v":0},null,null,null,null,null,{"$f":"INDIRECT(process_inputs!G43)","v":913.69676959792002},null,{"$f":"INDIRECT(process_inputs!H43)","v":2288.6187022291601},null,{"$f":"INDIRECT(process_inputs!I43)","v":0}]
["Peak load",{"$f":"process_inputs!B20","v":5.71},null,"Battery capital cost",{"$f":"INDIRECT(process_inputs!B44)","v":9.9817248050000004E-10},null,{"$f":"INDIRECT(process_inputs!C44)","v":51021.732427400013},null,{"$f":"INDIRECT(process_inputs!D44)","v":0},null,null,"Peak load",{"$f":"process_inputs!D20","v":4.76},null,{"$f":"INDIRECT(process_inputs!G44)","v":0},null,{"$f":"INDIRECT(process_inputs!H44)","v":14764.79107389005},null,{"$f":"INDIRECT(process_inputs!I44)","v":0}]
["Annual consumption",{"$f":"process_inputs!L8","v":19711},null,"Battery O&M",{"$f":"INDIRECT(process_inputs!B45)","v":2.9048705090826002E-10},null,{"$f":"INDIRECT(process_inputs!C45)","v":12504.773473318321},null,{"$f":"INDIRECT(process_inputs!D45)","v":0},null,null,"Annual consumption",{"$f":"process_inputs!L8","v":19711},null,{"$f":"INDIRECT(process_inputs!G45)","v":0},null,{"$f":"INDIRECT(process_inputs!H45)","v":2931.2921962119999},null,{"$f":"INDIRECT(process_inputs!I45)","v":0}]
[null,null,null,"Diesel capital cost",{"$f":"INDIRECT(process_inputs!B46)","v":3879.54},null,{"$f":"INDIRECT(process_inputs!C46)","v":0},null,{"$f":"INDIRECT(process_inputs!D46)","v":3879.54},null,null,null,null,null,{"$f":"INDIRECT(process_inputs!G46)","v":2787.6},null,{"$f":"INDIRECT(process_inputs!H46)","v":0},null,{"$f":"INDIRECT(process_inputs!I46)","v":2787.6}]
["pwf",{"$f":"process_inputs!B21","v":8.5135637200000005},null,"Diesel O&M (kW)",{"$f":"INDIRECT(process_inputs!B47)","v":1489.8736510000001},null,{"$f":"INDIRECT(process_inputs!C47)","v":0},null,{"$f":"INDIRECT(process_inputs!D47)","v":1489.8736510000001},null,null,"pwf",{"$f":"process_inputs!D21","v":4.8695797000000001},null,{"$f":"INDIRECT(process_inputs!G47)","v":730.43695500000001},null,{"$f":"INDIRECT(process_inputs!H47)","v":0},null,{"$f":"INDIRECT(process_inputs!I47)","v":730.43695500000001}]
[null,null,null,"Diesel O&M (kWh)",{"$f":"INDIRECT(process_inputs!B48)","v":2558.1696313150378},null,{"$f":"INDIRECT(process_inputs!C48)","v":0},null,{"$f":"INDIRECT(process_inputs!D48)","v":3860.1685548619098},null,null,null,null,null,{"$f":"INDIRECT(process_inputs!G48)","v":988.7731177263189},null,{"$f":"INDIRECT(process_inputs!H48)","v":0},null,{"$f":"INDIRECT(process_inputs!I48)","v":1876.050099557395}]
[null,null,null,"Fuel cost",{"$f":"INDIRECT(process_inputs!B49)","v":61875.103609749378},null,{"$f":"INDIRECT(process_inputs!C49)","v":0},null,{"$f":"INDIRECT(process_inputs!D49)","v":93366.884806773407},null,null,null,null,null,{"$f":"INDIRECT(process_inputs!G49)","v":16310.15421418147},null,{"$f":"INDIRECT(process_inputs!H49)","v":0},null,{"$f":"INDIRECT(process_inputs!I49)","v":30946.094598195748}]
[null,null,null,"REopt LCC",{"$f":"INDIRECT(process_inputs!B50)","v":84042.6},null,{"$f":"INDIRECT(process_inputs!C50)","v":135392},null,{"$f":"INDIRECT(process_inputs!D50)","v":102600},null,null,null,null,null,{"$f":"INDIRECT(process_inputs!G50)","v":31111.8},null,{"$f":"INDIRECT(process_inputs!H50)","v":43483},null,{"$f":"INDIRECT(process_inputs!I50)","v":36339.9}]
[]
[null,null,null,"Total distribution system costs",{"$f":"$B$3","v":20000},null,{"$f":"$B$3","v":20000},null,{"$f":"$B$3","v":20000},null,null,null,null,null,{"$f":"$M$3","v":20000},null,{"$f":"$M$3","v":20000},null,{"$f":"$M$3","v":20000}]
[null,null,null,"Pre-operating soft costs ($/kW)",{"$f":"$B$7*$B$9","v":6852},null,{"$f":"$B$7*$B$9","v":6852},null,{"$f":"$B$7*$B$9","v":6852},null,null,null,null,null,{"$f":"$M$7*$M$9","v":5712},null,{"$f":"$M$7*$M$9","v":5712},null,{"$f":"$M$7*$M$9","v":5712}]
[null,null,null,"Annual labor costs",{"$f":"$B$5*$B$12","v":25540.691160000002},null,{"$f":"$B$5*$B$12","v":25540.691160000002},null,{"$f":"$B$5*$B$12","v":25540.691160000002},null,null,null,null,null,{"$f":"$M$5*$M$12","v":14608.739100000001},null,{"$f":"$M$5*$M$12","v":14608.739100000001},null,{"$f":"$M$5*$M$12","v":14608.739100000001}]
[null,null,null,"Annual land lease costs",{"$f":"$B$6*$B$12","v":6810.8509760000006},null,{"$f":"$B$6*$B$12","v":6810.8509760000006},null,{"$f":"$B$6*$B$12","v":6810.8509760000006},null,null,null,null,null,{"$f":"$M$12*$M$6","v":3895.6637599999999},null,{"$f":"$M$12*$M$6","v":3895.6637599999999},null,{"$f":"$M$12*$M$6","v":3895.6637599999999}]
[]
[null,null,null,"Total LCC",{"$f":"E15+E17+E18+E19+E20","v":143246.14213600001},null,{"$f":"G15+G17+G18+G19+G20","v":194595.54213599997},null,{"$f":"I15+I17+I18+I19+I20","v":161803.54213599997},null,null,null,null,null,{"$f":"O15+O17+O18+O19+O20","v":75328.202860000005},null,{"$f":"Q15+Q17+Q18+Q19+Q20","v":87699.402860000002},null,{"$f":"S15+S17+S18+S19+S20","v":80556.302859999996}]
[]
[null,null,null,"RE CAPEX",{"$f":"E7+E9","v":12166.176000000998},{"$f":"E24/$E$22","v":8.4931962694326874E-2},{"$f":"G7+G9","v":112430.77242740002},{"$f":"G24/$G$22","v":0.57776643387248716},{"$f":"I7+I9","v":0},{"$f":"I24/$I$22","v":0},null,null,null,null,{"$f":"O7+O9","v":9381.68},{"$f":"O24/$O$22","v":0.12454405712341456},{"$f":"Q7+Q9","v":38263.931073890053},{"$f":"Q24/$Q$22","v":0.43630777207198479},{"$f":"S7+S9","v":0},{"$f":"S24/$S$22","v":0}]
[null,null,null,"Diesel CAPEX",{"$f":"E11","v":3879.54},{"$f":"E25/$E$22","v":2.7083033037753345E-2},{"$f":"G11","v":0},{"$f":"G25/$G$22","v":0},{"$f":"I11","v":3879.54},{"$f":"I25/$I$22","v":2.3976854577998967E-2},null,null,null,null,{"$f":"O11","v":2787.6},3.7006060069969385E-2,{"$f":"Q11","v":0},{"$f":"Q25/$Q$22","v":0},{"$f":"S11","v":2787.6},{"$f":"S25/$S$22","v":3.4604368634501656E-2}]
[null,null,null,"Distribution network ",{"$f":"E17","v":20000},0.13961981594597991,{"$f":"G17","v":20000},0.10277727732335355,{"$f":"I17","v":20000},0.12360668830840238,null,null,null,null,{"$f":"O17","v":20000},0.26550480750444388,{"$f":"Q17","v":20000},0.22805172381763239,{"$f":"S17","v":20000},0.24827355886426788]
[null,null,null,"Pre-operation soft costs",{"$f":"E18","v":6852},4.7833748943092717E-2,{"$f":"G18","v":6852},3.5211495210980923E-2,{"$f":"I18","v":6852},4.2347651414458655E-2,null,null,null,null,{"$f":"O18","v":5712},7.5828173023269177E-2,{"$f":"Q18","v":5712},6.5131572322315812E-2,{"$f":"S18","v":5712},7.0906928411634901E-2]
[null,null,null,"O&M (excluding labor)",{"$f":"E8+E10+E12+E13+E20","v":12930.444550410024},9.0267314411397334E-2,{"$f":"G8+G10+G12+G13+G20","v":29771.819949798904},0.15299332977007157,{"$f":"I8+I10+I12+I13+I20","v":12160.893181861909},7.5158386654109038E-2,null,null,null,null,{"$f":"O8+O10+O12+O13+O20","v":6528.5706023242383},8.6668344052463403E-2,{"$f":"Q8+Q10+Q12+Q13+Q20","v":9115.574658441159},0.1039411257222916,{"$f":"S8+S10+S12+S13+S20","v":6502.1508145573953},8.0715606150118135E-2]
[null,null,null,"Fuel",{"$f":"E14","v":61875.103609749378},{"$f":"E29/$E$22","v":0.43194952888158228},{"$f":"G14","v":0},0,{"$f":"I14","v":93366.884806773407},0.57703857143186754,null,null,null,null,{"$f":"O14","v":16310.15421418147},0.21652121775020225,{"$f":"Q14","v":0},0,{"$f":"S14","v":30946.094598195748},0.38415485194221771]
[null,null,null,"Labor",{"$f":"E19","v":25540.691160000002},0.17829932994461584,{"$f":"G19","v":25540.691160000002},0.13125013491907223,{"$f":"I19","v":25540.691160000002},0.15785001256976441,null,null,null,null,{"$f":"O19","v":14608.739100000001},0.19393452313140713,{"$f":"Q19","v":14608.739100000001},0.16657740672785237,{"$f":"S19","v":14608.739100000001},0.1813481823438291]
[]
[null,null,null,"LCOE",{"$f":"(E22/$B$12)/$B$10","v":0.8536166660713389},null,{"$f":"(G22/$B$12)/$B$10","v":1.1596123667523959},null,{"$f":"(I22/$B$12)/$B$10","v":0.96420188451242361},null,null,null,null,null,{"$f":"(O22/$M$12)/$M$10","v":0.78479724565052633},null,{"$f":"(Q22/$M$12)/$M$10","v":0.91368501034917549},null,{"$f":"(S22/$M$12)/$M$10","v":0.83926553673150539}]
[]
[null,null,null,"RE CAPEX",{"$f":"$E$32*F24","v":7.2499338838026631E-2},null,{"$f":"$G$32*H24","v":0.66998510181296644},null,{"$f":"$I$32*J24","v":0},null,null,null,null,null,{"$f":"$O$32*P24","v":9.774183299259756E-2},null,{"$f":"$Q$32*R24","v":0.39864787124101714},null,{"$f":"$S$32*T24","v":0}]
[null,null,null,"Diesel CAPEX",{"$f":"$E$32*F25","v":2.3118528368786938E-2},null,{"$f":"$G$32*H25","v":0},null,{"$f":"$I$32*J25","v":2.3118528368786934E-2},null,null,null,null,null,2.9042254015289898E-2,null,{"$f":"$Q$32*R25","v":0},null,{"$f":"$S$32*T25","v":2.9042254015289901E-2}]
[null,null,null,"Distribution network ",0.11918180180530133,null,0.11918180180530136,null,0.11918180180530133,null,null,null,null,null,0.20836744163646076,null,0.20836744163646076,null,0.20836744163646079]
[null,null,null,"Pre-operation soft costs",4.0831685298496234E-2,null,4.0831685298496241E-2,null,4.0831685298496234E-2,null,null,null,null,null,5.9509741331373198E-2,null,5.9509741331373191E-2,null,5.9509741331373191E-2]
[null,null,null,"O&M (excluding labor)",7.7053683983070317E-2,null,0.17741295723200248,null,7.2467858048805317E-2,null,null,null,null,null,6.8017077697465456E-2,null,9.4969448531276951E-2,null,6.7741826518187692E-2]
[null,null,null,"Fuel",0.36871931675498176,null,0,null,0.5563816780109635,null,null,null,null,null,0.16992525531525657,null,0,null,0.32240792800329732]
[null,null,null,"Labor",0.15219927959007662,null,0.15219927959007662,null,0.15219927959007659,null,null,null,null,null,0.15219927959007659,null,0.15219927959007662,null,0.15219927959007665]
[]
[]
[]
[null,null,null,null,"LCOE",null,null,null,null,null,null,null,null,null,null,null,"LCC"]
[null,null,null,null,null,"Diesel only ",null,null,"PV+battery ",null,null,"PV+battery+diesel",null,null,null,null,null,"Diesel only ",null,null,"PV+battery ",null,null,"PV+battery+diesel"]
[null,null,null,null,null,"Base case","Comparison",null,"Base case","Comparison",null,"Base case","Comparison",null,null,null,null,"Base case","Comparison",null,"Base case","Comparison",null,"Base case","Comparison"]
[null,null,null,"RE CAPEX",0,{"$f":"I34","v":0},{"$f":"S34","v":0},0,{"$f":"G34","v":0.66998510181296644},{"$f":"Q34","v":0.39864787124101714},0,{"$f":"E34","v":7.2499338838026631E-2},{"$f":"O34","v":9.774183299259756E-2},0,null,"RE CAPEX",0,{"$f":"I24","v":0},{"$f":"S24","v":0},0,{"$f":"G24","v":112430.77242740002},{"$f":"Q24","v":38263.931073890053},0,{"$f":"E24","v":12166.176000000998},{"$f":"O24","v":9381.68},0]
[null,null,null,"Diesel CAPEX",0,{"$f":"I35","v":2.3118528368786934E-2},{"$f":"S35","v":2.9042254015289901E-2},0,{"$f":"G35","v":0},{"$f":"Q35","v":0},0,{"$f":"E35","v":2.3118528368786938E-2},{"$f":"O35","v":2.9042254015289898E-2},0,null,"Diesel CAPEX",0,{"$f":"I25","v":3879.54},{"$f":"S25","v":2787.6},0,{"$f":"G25","v":0},{"$f":"Q25","v":0},0,{"$f":"E25","v":3879.54},{"$f":"O25","v":2787.6},0]
[null,null,null,"Distribution network ",0,0.11918180180530133,0.20836744163646079,0,0.11918180180530136,0.20836744163646076,0,0.11918180180530133,0.20836744163646076,0,null,"Distribution network ",0,20000,20000,0,20000,20000,0,20000,20000,0]
[null,null,null,"Pre-operation soft costs",0,4.0831685298496234E-2,5.9509741331373191E-2,0,4.0831685298496241E-2,5.9509741331373191E-2,0,4.0831685298496234E-2,5.9509741331373198E-2,0,null,"Pre-operation soft costs",0,6852,5712,0,6852,5712,0,6852,5712,0]
[null,null,null,"O&M (excluding labor)",0,7.2467858048805317E-2,6.7741826518187692E-2,0,0.17741295723200248,9.4969448531276951E-2,0,7.7053683983070317E-2,6.8017077697465456E-2,0,null,"O&M (excluding labor)",0,12160.893181861909,6502.1508145573953,0,29771.819949798904,9115.574658441159,0,12930.444550410024,6528.5706023242383,0]
[null,null,null,"Fuel",0,0.5563816780109635,0.32240792800329732,0,0,0,0,0.36871931675498176,0.16992525531525657,0,null,"Fuel",0,93366.884806773407,30946.094598195748,0,0,0,0,61875.103609749378,16310.15421418147,0]
[null,null,null,"Labor",0,0.15219927959007659,0.15219927959007665,0,0.15219927959007662,0.15219927959007662,0,0.15219927959007662,0.15219927959007659,0,null,"Labor",0,25540.691160000002,14608.739100000001,0,25540.691160000002,14608.739100000001,0,25540.691160000002,14608.739100000001,0]
[]
[null,"Axis",null,null,null,null,null,null,null,null,null,null,null,null,null,null,"Axis"]
["Diesel only",null,null,null,null,null,null,null,null,null,null,null,null,null,null,"Diesel only"]
["PV+battery",null,null,null,null,null,null,null,null,null,null,null,null,null,null,"PV+battery"]
["PV+battery+diesel",null,null,null,null,null,null,null,null,null,null,null,null,null,null,"PV+battery+diesel"]

{"sheet":"Accra_10","index":4,"n_rows":1214,"n_cols":24,"rows_kept":1214,"cut":false,"hidden":false,"merged":[]}
["TMY_highPVBatt_HighDiesel_44_PBD_business",100,95,90,85,80,"TMY_highPVBatt_HighDiesel_44_PBD_nrel",100,95,90,85,80,"TMY_highPVBatt_HighDiesel_44_PBD_average",100,95,90,85,80,"TMY_highPVBatt_HighDiesel_44_PBD_residential",100,95,90,85,80]
["PV kW",9.7119999999999997,9.7140000000000004,9.6620000000000008,9.6880000000000006,9.6999999999999993,null,6.33,6.34,6.34,6.34,6.34,null,5.601,5.6289999999999996,5.6319999999999997,5.6289999999999996,5.6289999999999996,null,4.1079999999999997,4.1100000000000003,4.1230000000000002,4.1079999999999997,4.1079999999999997]
["Battery kW",0.13500000000000001,0.13500000000000001,0.127,0.13,0.129,null,0,2.1000000000000001E-2,2.1000000000000001E-2,2.1000000000000001E-2,2.1000000000000001E-2,null,0,3.7999999999999999E-2,3.7999999999999999E-2,3.7999999999999999E-2,3.7999999999999999E-2,null,0.13900000000000001,0.13800000000000001,0.14099999999999999,0.13900000000000001,0.13900000000000001]
["Battery kWh",0.57699999999999996,0.57699999999999996,0.44800000000000001,0.5,0.54200000000000004,null,0,5.8999999999999997E-2,5.8999999999999997E-2,5.8999999999999997E-2,5.8999999999999997E-2,null,0,0.16200000000000001,0.16400000000000001,0.16200000000000001,0.16200000000000001,null,0.78800000000000003,0.78700000000000003,0.80300000000000005,0.78800000000000003,0.78800000000000003]
["Generator kW",6,6,6,6,6,null,7,7,7,7,7,null,8,8,8,8,8,null,12,12,12,12,12]
["PV capital cost",21367.455999999998,21370.954000000002,21255.784,21314.326000000001,21340.11,null,13925.736000000001,13948.99,13948.99,13948.99,13948.99,null,12321.342000000001,12384.371999999999,12390.422,12384.371999999999,12384.371999999999,null,9038.2380000000012,9041.098,9070.3360000000011,9038.2380000000012,9038.2380000000012]
["PV O&M",3638.2639638059268,3638.859572723778,3619.2494300511289,3629.217450997055,3633.6077255361838,null,2371.1528156779591,2375.1123038928558,2375.1123038928558,2375.1123038928558,2375.1123038928558,null,2097.9706046582451,2108.7028030836768,2109.7329442937971,2108.7028030836768,2108.7028030836768,null,1538.952302590508,1539.439278435291,1544.417669956199,1538.952302590508,1538.952302590508]
["Battery capital cost",695.98634292290001,696.27244525042011,572.67009446980001,621.56143329266001,657.7608445134,null,0,81.389823432062002,81.389823432062002,81.389823432062002,81.389823432062002,null,0,195.84481098763001,198.05915093041801,195.84481098763001,195.84481098763001,null,887.29232612174007,885.69407536547988,903.89481978080005,887.29232612174007,887.29232612174007]
["Battery O&M",147.2673698216484,147.339139163808,114.5464241558376,127.5931200141888,138.4721774137908,null,0,15.159728319400321,15.159728319400321,15.159728319400321,15.159728319400321,null,0,41.452030938856808,41.920702621642803,41.452030938856808,41.452030938856808,null,201.24762058830839,200.94215392203481,205.1315934930096,201.24762058830839,201.24762058830839]
["Diesel capital cost",4156.62,4156.62,4156.62,4156.62,4156.62,null,4849.3899999999994,4849.3899999999994,4849.3899999999994,4849.3899999999994,4849.3899999999994,null,5542.16,5542.16,5542.16,5542.16,5542.16,null,8313.24,8313.24,8313.24,8313.24,8313.24]
["Diesel O&M (kW)",1277.0345580000001,1277.0345580000001,1277.0345580000001,1277.0345580000001,1277.0345580000001,null,1489.8736510000001,1489.8736510000001,1489.8736510000001,1489.8736510000001,1489.8736510000001,null,1702.7127439999999,1702.7127439999999,1702.7127439999999,1702.7127439999999,1702.7127439999999,null,2554.0691160000001,2554.0691160000001,2554.0691160000001,2554.0691160000001,2554.0691160000001]
["Diesel O&M (kWh)",1882.045869673723,1688.965926707551,1505.9657141531729,1308.635419447912,1113.1241528945659,null,2596.4003122180352,2399.2172902281268,2206.2089423293178,2013.200449883685,1820.192017981921,null,2742.6467736525078,2539.1284169468968,2345.7960108308698,2153.1115386462361,1960.1031427562521,null,3081.942496148858,2888.8428105192379,2693.918514262145,2502.7028295182222,2309.6293405980841]
["Fuel cost",54625.830168033041,49021.741371221688,43710.213797538003,37982.759786310213,32308.102534448659,null,75359.758648198374,69636.579184401577,64034.568413452187,58432.553447073573,52830.540237963018,null,79604.51935978519,73697.458661309676,68086.042195513248,62493.43182231352,56891.419658434337,null,89452.478334897125,83847.816513061276,78190.195902141058,72640.216654240736,67036.31518422527]
["REopt LCC",87792.1,81999.199999999997,76213.3,70418.8,64625.7,null,100595,94797.8,89002.6,83207.3,77412.100000000006,null,104014,98214,92418.8,86623.6,80828.399999999994,null,115070,109273,103477,97677.9,91880.8]
[]
["TMY_highPVBatt_HighDiesel_44_PB_business",100,95,90,85,80,"TMY_highPVBatt_HighDiesel_44_PB_nrel",100,95,90,85,80,"TMY_highPVBatt_HighDiesel_44_PB_average",100,95,90,85,80,"TMY_highPVBatt_HighDiesel_44_PB_residential",100,95,90,85,80]
["PV kW",25.943999999999999,19.53,18.210999999999999,17.094999999999999,15.95,null,25.681999999999999,20.273,19.126000000000001,17.96,16.818999999999999,null,25.873000000000001,20.53,19.231999999999999,18.094999999999999,16.95,null,29.402999999999999,21.414999999999999,19.913,18.571000000000002,17.404]
["Battery kW",5.4980000000000002,4.3220000000000001,3.3149999999999999,2.7290000000000001,2.2909999999999999,null,6.9139999999999997,5.1669999999999998,4.6269999999999998,4.2329999999999997,3.823,null,6.9379999999999997,5.8570000000000002,4.99,4.4480000000000004,4.0549999999999997,null,10.62,9.0210000000000008,7.452,6.4779999999999998,5.57]
["Battery kWh",34.72,30.018000000000001,26.673999999999999,23.07,19.495000000000001,null,54.401000000000003,45.457999999999998,41.652999999999999,37.773000000000003,33.887,null,56.484000000000002,47.197000000000003,43.75,39.968000000000004,36.091999999999999,null,56.543999999999997,54.081000000000003,50.625999999999998,47.066000000000003,43.28]
["Generator kW",0,0,0,0,0,null,0,0,0,0,0,null,0,0,0,0,0,null,0,0,0,0,0]
["PV capital cost",57076.14,42966.22,40063.980000000003,37609,35088.9,null,56500.399999999987,44599.94,42078.080000000002,39512.879999999997,37002.019999999997,null,56921.04,45166.879999999997,42310.84,39809.219999999987,37290,null,64687.48,47113.88,43808.160000000003,40856.86,38288.800000000003]
["PV O&M",9718.4270956328164,7315.9130355507696,6821.7449321361119,6403.7323589095986,5974.6317202941609,null,9620.3951121097616,7594.0886219635368,7164.6883059051524,6727.9084328142726,6300.3811007742879,null,9692.0180209733771,7690.622218271873,7204.3206477344957,6778.3666222699694,6349.4158223759996,null,11014.41965732451,8022.1403895286739,7459.2712323191054,6956.7496201823842,6519.4827712467204]
["Battery capital cost",38225.520905514801,32439.863382285199,28084.850126490801,24096.0193179698,20340.2996250746,null,57495.117782686801,47181.320043426997,43081.208422582597,39120.980375890613,35132.486137978201,null,59357.621345639003,49680.956891844013,45433.033064624797,41350.811295965803,37393.808463736597,null,64602.233376800003,60185.837940664198,54940.695807204203,50442.997389056007,45839.421431482398]
["Battery O&M",8867.7535114431612,7666.8557537911211,6812.8261227830399,5892.3651540678002,4979.2599044066401,null,13894.493560716241,11610.18522474816,10638.4640888748,9647.5874346314413,8655.0761761538397,null,14426.531698270201,12054.41446609404,11173.97576042652,10208.154524211121,9218.0440907025604,null,14441.779490892721,13812.737808313081,12930.255847352761,12020.981701365599,11053.934511974519]
["Diesel capital cost",0,0,0,0,0,null,0,0,0,0,0,null,0,0,0,0,0,null,0,0,0,0,0]
["Diesel O&M (kW)",0,0,0,0,0,null,0,0,0,0,0,null,0,0,0,0,0,null,0,0,0,0,0]
["Diesel O&M (kWh)",0,0,0,0,0,null,0,0,0,0,0,null,0,0,0,0,0,null,0,0,0,0,0]
["Fuel cost",0,0,0,0,0,null,0,0,0,0,0,null,0,0,0,0,0,null,0,0,0,0,0]
["REopt LCC",113888,90389,81783.5,74001.3,66383.199999999997,null,137511,110986,102962,95009.5,87090.1,null,140397,114593,106122,98146.6,90251.4,null,154746,129135,119138,110278,101702]
[]
["TMY_highPVBatt_HighDiesel_44_D_business",100,95,90,85,80,"TMY_highPVBatt_HighDiesel_44_D_nrel",100,95,90,85,80,"TMY_highPVBatt_HighDiesel_44_D_average",100,95,90,85,80,"TMY_highPVBatt_HighDiesel_44_D_residential",100,95,90,85,80]
["PV kW",0,0,0,0,0,null,0,0,0,0,0,null,0,0,0,0,0,null,0,0,0,0,0]
["Battery kW",0,0,0,0,0,null,0,0,0,0,0,null,0,0,0,0,0,null,0,0,0,0,0]
["Battery kWh",0,0,0,0,0,null,0,0,0,0,0,null,0,0,0,0,0,null,0,0,0,0,0]
["Generator kW",6,6,6,6,6,null,7,7,7,7,7,null,8,8,8,8,8,null,12,12,12,12,12]
["PV capital cost",0,0,0,0,0,null,0,0,0,0,0,null,0,0,0,0,0,null,0,0,0,0,0]
["PV O&M",0,0,0,0,0,null,0,0,0,0,0,null,0,0,0,0,0,null,0,0,0,0,0]
["Battery capital cost",0,0,0,0,0,null,0,0,0,0,0,null,0,0,0,0,0,null,0,0,0,0,0]
["Battery O&M",0,0,0,0,0,null,0,0,0,0,0,null,0,0,0,0,0,null,0,0,0,0,0]
["Diesel capital cost",4156.62,4156.62,4156.62,4156.62,4156.62,null,4849.3899999999994,4849.3899999999994,4849.3899999999994,4849.3899999999994,4849.3899999999994,null,5542.16,5542.16,5542.16,5542.16,5542.16,null,8313.24,8313.24,8313.24,8313.24,8313.24]
["Diesel O&M (kW)",1277.0345580000001,1277.0345580000001,1277.0345580000001,1277.0345580000001,1277.0345580000001,null,1489.8736510000001,1489.8736510000001,1489.8736510000001,1489.8736510000001,1489.8736510000001,null,1702.7127439999999,1702.7127439999999,1702.7127439999999,1702.7127439999999,1702.7127439999999,null,2554.0691160000001,2554.0691160000001,2554.0691160000001,2554.0691160000001,2554.0691160000001]
["Diesel O&M (kWh)",3858.7391275132431,3665.8021711376141,3472.8652147619518,3279.9282583862901,3086.9913020106392,null,3860.1685548619098,3667.160127118837,3474.1516993757682,3281.1432716326872,3088.1348438895948,null,3860.1685548619221,3667.1601271188292,3474.15169937574,3281.1432716326422,3088.1348438895411,null,3861.5979822105428,3668.5180831000248,3475.4381839895,3282.358284878977,3089.2783857684472]
["Fuel cost",111998.7730579729,106398.8344050751,100798.8957521765,95198.957099277875,89599.018446379545,null,112040.2617681281,106438.2486797223,100836.2355913167,95234.222502910707,89632.20941450441,null,112040.2617681284,106438.24867972211,100836.2355913159,95234.222502909426,89632.209414502853,null,112081.7504782824,106477.6629543685,100873.5754304545,95269.487906540497,89665.400382626292]
["REopt LCC",121295,115502,109709,103915,98122.4,null,122243,116448,110653,104858,99062.3,null,123149,117353,111558,105763,99967.9,null,126814,121017,115219,109422,103624]
[]
["TMY_highPVBatt_HighDiesel_36_PBD_business",100,95,90,85,80,"TMY_highPVBatt_HighDiesel_36_PBD_nrel",100,95,90,85,80,"TMY_highPVBatt_HighDiesel_36_PBD_average",100,95,90,85,80,"TMY_highPVBatt_HighDiesel_36_PBD_residential",100,95,90,85,80]
["PV kW",9.07,9.07,9.07,9.07,9.07,null,5.9530000000000003,5.9530000000000003,5.9530000000000003,5.9530000000000003,5.9530000000000003,null,5.226,5.226,5.226,5.226,5.226,null,3.49,3.49,3.49,3.49,3.49]
["Battery kW",0,0,0,0,0,null,0,0,0,0,0,null,0,0,0,0,0,null,0,0,0,0,0]
["Battery kWh",0,0,0,0,0,null,0,0,0,0,0,null,0,0,0,0,0,null,0,0,0,0,0]
["Generator kW",6,6,6,6,6,null,7,7,7,7,7,null,8,8,8,8,8,null,12,12,12,12,12]
["PV capital cost",19954.308000000001,19954.308000000001,19954.308000000001,19954.308000000001,19954.308000000001,null,13097.502,13097.502,13097.502,13097.502,13097.502,null,11496.804,11496.804,11496.804,11496.804,11496.804,null,7677.4939999999988,7677.4939999999988,7677.4939999999988,7677.4939999999988,7677.4939999999988]
["PV O&M",3397.645452930115,3397.645452930115,3397.645452930115,3397.645452930115,3397.645452930115,null,2230.128356996549,2230.128356996549,2230.128356996549,2230.128356996549,2230.128356996549,null,1957.575468607017,1957.575468607017,1957.575468607017,1957.575468607017,1957.575468607017,null,1307.256687578353,1307.256687578353,1307.256687578353,1307.256687578353,1307.256687578353]
["Battery capital cost",0,0,0,0,0,null,0,0,0,0,0,null,3.5921571426E-10,0,0,0,0,null,0,0,0,0,0]
["Battery O&M",0,0,0,0,0,null,0,0,0,0,0,null,1.045385597317032E-10,0,0,0,0,null,0,0,0,0,0]
["Diesel capital cost",4156.62,4156.62,4156.62,4156.62,4156.62,null,4849.3899999999994,4849.3899999999994,4849.3899999999994,4849.3899999999994,4849.3899999999994,null,5542.16,5542.16,5542.16,5542.16,5542.16,null,8313.24,8313.24,8313.24,8313.24,8313.24]
["Diesel O&M (kW)",1277.0345580000001,1277.0345580000001,1277.0345580000001,1277.0345580000001,1277.0345580000001,null,1489.8736510000001,1489.8736510000001,1489.8736510000001,1489.8736510000001,1489.8736510000001,null,1702.7127439999999,1702.7127439999999,1702.7127439999999,1702.7127439999999,1702.7127439999999,null,2554.0691160000001,2554.0691160000001,2554.0691160000001,2554.0691160000001,2554.0691160000001]
["Diesel O&M (kWh)",1971.8733878085859,1778.936432244768,1585.999475057276,1393.062518145073,1200.12556056319,null,2632.09965198089,2439.091224237794,2246.0827964946948,2053.0743687515901,1860.065941008485,null,2777.948862281884,2584.9404345387711,2391.9320067956569,2198.9235790525458,2005.9151513094359,null,3177.708136992559,2984.6282378820279,2791.5483387714949,2598.4684396609669,2405.3885405504411]
["Fuel cost",46827.038924098953,42245.270954642947,37663.502946628767,33081.734945152028,28499.96692777206,null,62505.753978652967,57922.288724502272,53338.823470351483,48755.358216200533,44171.892962049642,null,65969.306299019649,61385.841044868532,56802.375790717408,52218.910536566327,47635.44528241529,null,75462.584738133854,70877.422218567663,66292.259699001428,61707.097179435317,57121.934659869243]
["REopt LCC",77586.2,72811.3,68036.399999999994,63261.5,58486.7,null,86807,82030.399999999994,77253.7,72477,67700.399999999994,null,89448.9,84672.2,79895.600000000006,75118.899999999994,70342.3,null,98494.9,93716.5,88938.1,84159.7,79381.2]
[]
["TMY_highPVBatt_HighDiesel_36_PB_business",100,95,90,85,80,"TMY_highPVBatt_HighDiesel_36_PB_nrel",100,95,90,85,80,"TMY_highPVBatt_HighDiesel_36_PB_average",100,95,90,85,80,"TMY_highPVBatt_HighDiesel_36_PB_residential",100,95,90,85,80]
["PV kW",25.943999999999999,19.53,18.210999999999999,17.094999999999999,15.95,null,25.681999999999999,20.273,19.126000000000001,17.96,16.818999999999999,null,25.873000000000001,20.53,19.231999999999999,18.094999999999999,16.95,null,29.402999999999999,21.414999999999999,19.913,18.571000000000002,17.404]
["Battery kW",5.4980000000000002,4.3220000000000001,3.3149999999999999,2.7290000000000001,2.2909999999999999,null,6.9139999999999997,5.1669999999999998,4.6269999999999998,4.2329999999999997,3.823,null,6.9379999999999997,5.8570000000000002,4.99,4.4480000000000004,4.0549999999999997,null,10.62,9.0210000000000008,7.452,6.4779999999999998,5.57]
["Battery kWh",34.72,30.018000000000001,26.673999999999999,23.07,19.495000000000001,null,54.401000000000003,45.457999999999998,41.652999999999999,37.773000000000003,33.887,null,56.484000000000002,47.197000000000003,43.75,39.968000000000004,36.091999999999999,null,56.543999999999997,54.081000000000003,50.625999999999998,47.066000000000003,43.28]
["Generator kW",0,0,0,0,0,null,0,0,0,0,0,null,0,0,0,0,0,null,0,0,0,0,0]
["PV capital cost",57076.14,42966.22,40063.980000000003,37609,35088.9,null,56500.399999999987,44599.94,42078.080000000002,39512.879999999997,37002.019999999997,null,56921.04,45166.879999999997,42310.84,39809.219999999987,37290,null,64687.48,47113.88,43808.160000000003,40856.86,38288.800000000003]
["PV O&M",9718.4270956328164,7315.9130355507696,6821.7449321361119,6403.7323589095986,5974.6317202941609,null,9620.3951121097616,7594.0886219635368,7164.6883059051524,6727.9084328142726,6300.3811007742879,null,9692.0180209733771,7690.622218271873,7204.3206477344957,6778.3666222699694,6349.4158223759996,null,11014.41965732451,8022.1403895286739,7459.2712323191054,6956.7496201823842,6519.4827712467204]
["Battery capital cost",38225.520905514801,32439.863382285199,28084.850126490801,24096.0193179698,20340.2996250746,null,57495.117782686801,47181.320043426997,43081.208422582597,39120.980375890613,35132.486137978201,null,59357.621345639003,49680.956891844013,45433.033064624797,41350.811295965803,37393.808463736597,null,64602.233376800003,60185.837940664198,54940.695807204203,50442.997389056007,45839.421431482398]
["Battery O&M",8867.7535114431612,7666.8557537911211,6812.8261227830399,5892.3651540678002,4979.2599044066401,null,13894.493560716241,11610.18522474816,10638.4640888748,9647.5874346314413,8655.0761761538397,null,14426.531698270201,12054.41446609404,11173.97576042652,10208.154524211121,9218.0440907025604,null,14441.779490892721,13812.737808313081,12930.255847352761,12020.981701365599,11053.934511974519]
["Diesel capital cost",0,0,0,0,0,null,0,0,0,0,0,null,0,0,0,0,0,null,0,0,0,0,0]
["Diesel O&M (kW)",0,0,0,0,0,null,0,0,0,0,0,null,0,0,0,0,0,null,0,0,0,0,0]
["Diesel O&M (kWh)",0,0,0,0,0,null,0,0,0,0,0,null,0,0,0,0,0,null,0,0,0,0,0]
["Fuel cost",0,0,0,0,0,null,0,0,0,0,0,null,0,0,0,0,0,null,0,0,0,0,0]
["REopt LCC",113888,90389,81783.5,74001.3,66383.199999999997,null,137511,110986,102962,95009.5,87090.1,null,140397,114593,106122,98146.6,90251.4,null,154746,129135,119138,110278,101702]
[]
["TMY_highPVBatt_HighDiesel_36_D_business",100,95,90,85,80,"TMY_highPVBatt_HighDiesel_36_D_nrel",100,95,90,85,80,"TMY_highPVBatt_HighDiesel_36_D_average",100,95,90,85,80,"TMY_highPVBatt_HighDiesel_36_D_residential",100,95,90,85,80]
["PV kW",0,0,0,0,0,null,0,0,0,0,0,null,0,0,0,0,0,null,0,0,0,0,0]
["Battery kW",0,0,0,0,0,null,0,0,0,0,0,null,0,0,0,0,0,null,0,0,0,0,0]
["Battery kWh",0,0,0,0,0,null,0,0,0,0,0,null,0,0,0,0,0,null,0,0,0,0,0]
["Generator kW",6,6,6,6,6,null,7,7,7,7,7,null,8,8,8,8,8,null,12,12,12,12,12]
["PV capital cost",0,0,0,0,0,null,0,0,0,0,0,null,0,0,0,0,0,null,0,0,0,0,0]
["PV O&M",0,0,0,0,0,null,0,0,0,0,0,null,0,0,0,0,0,null,0,0,0,0,0]
["Battery capital cost",0,0,0,0,0,null,0,0,0,0,0,null,0,0,0,0,0,null,0,0,0,0,0]
["Battery O&M",0,0,0,0,0,null,0,0,0,0,0,null,0,0,0,0,0,null,0,0,0,0,0]
["Diesel capital cost",4156.62,4156.62,4156.62,4156.62,4156.62,null,4849.3899999999994,4849.3899999999994,4849.3899999999994,4849.3899999999994,4849.3899999999994,null,5542.16,5542.16,5542.16,5542.16,5542.16,null,8313.24,8313.24,8313.24,8313.24,8313.24]
["Diesel O&M (kW)",1277.0345580000001,1277.0345580000001,1277.0345580000001,1277.0345580000001,1277.0345580000001,null,1489.8736510000001,1489.8736510000001,1489.8736510000001,1489.8736510000001,1489.8736510000001,null,1702.7127439999999,1702.7127439999999,1702.7127439999999,1702.7127439999999,1702.7127439999999,null,2554.0691160000001,2554.0691160000001,2554.0691160000001,2554.0691160000001,2554.0691160000001]
["Diesel O&M (kWh)",3858.7391275132431,3665.8021711376141,3472.8652147619518,3279.9282583862901,3086.9913020106392,null,3860.1685548619098,3667.1601271188401,3474.151699375765,3281.1432716326808,3088.1348438895948,null,3860.1685548619221,3667.1601271188342,3474.1516993757391,3281.1432716326431,3088.1348438895411,null,3861.5979822105428,3668.518083100028,3475.4381839895,3282.3582848789788,3089.2783857684481]
["Fuel cost",91635.359774705052,87053.591785970566,82471.823797235324,77890.055808500067,73308.287819765086,null,91669.305083013911,87085.839828863813,82502.374574713598,77918.90932056318,73335.444066412703,null,91669.305083014187,87085.839828863682,82502.374574712972,77918.909320562263,73335.444066411408,null,91703.250391321941,87118.087871756099,82532.925352190025,77947.762832624096,73362.60031305789]
["REopt LCC",100931,96156.3,91381.4,86606.6,81831.7,null,101872,97095.5,92318.9,87542.2,82765.5,null,102778,98001.1,93224.4,88447.8,83671.100000000006,null,106435,101657,96878.5,92100.1,87321.7]
[]
["TMY_highPVBatt_HighDiesel_32_PBD_business",100,95,90,85,80,"TMY_highPVBatt_HighDiesel_32_PBD_nrel",100,95,90,85,80,"TMY_highPVBatt_HighDiesel_32_PBD_average",100,95,90,85,80,"TMY_highPVBatt_HighDiesel_32_PBD_residential",100,95,90,85,80]
["PV kW",8.7690000000000001,8.7690000000000001,8.7690000000000001,8.7690000000000001,8.7690000000000001,null,5.7480000000000002,5.7480000000000002,5.7480000000000002,5.7480000000000002,5.7480000000000002,null,5.0389999999999997,5.0389999999999997,5.0389999999999997,5.0389999999999997,5.0389999999999997,null,3.2549999999999999,3.2549999999999999,3.2549999999999999,3.2549999999999999,3.2549999999999999]
["Battery kW",0,0,0,0,0,null,0,0,0,0,0,null,0,0,0,0,0,null,0,0,0,0,0]
["Battery kWh",0,0,0,0,0,null,0,0,0,0,0,null,0,0,0,0,0,null,0,0,0,0,0]
["Generator kW",6,6,6,6,6,null,7,7,7,7,7,null,8,8,8,8,8,null,12,12,12,12,12]
["PV capital cost",19292.306,19292.306,19292.306,19292.306,19292.306,null,12645.028,12645.028,12645.028,12645.028,12645.028,null,11086.218000000001,11086.218000000001,11086.218000000001,11086.218000000001,11086.218000000001,null,7161.1540000000005,7161.1540000000005,7161.1540000000005,7161.1540000000005,7161.1540000000005]
["PV O&M",3284.9255287347669,3284.9255287347669,3284.9255287347669,3284.9255287347669,3284.9255287347669,null,2153.085032383683,2153.085032383683,2153.085032383683,2153.085032383683,2153.085032383683,null,1887.6644671362189,1887.6644671362189,1887.6644671362189,1887.6644671362189,1887.6644671362189,null,1219.3388177546581,1219.3388177546581,1219.3388177546581,1219.3388177546581,1219.3388177546581]
["Battery capital cost",0,0,0,0,0,null,0,0,0,0,0,null,0,0,0,0,0,null,-1.0370602658000001E-9,0,0,0,0]
["Battery O&M",0,0,0,0,0,null,0,0,0,0,0,null,0,0,0,0,0,null,-3.0180413116125599E-10,0,0,0,0]
["Diesel capital cost",4156.62,4156.62,4156.62,4156.62,4156.62,null,4849.3899999999994,4849.3899999999994,4849.3899999999994,4849.3899999999994,4849.3899999999994,null,5542.16,5542.16,5542.16,5542.16,5542.16,null,8313.24,8313.24,8313.24,8313.24,8313.24]
["Diesel O&M (kW)",1277.0345580000001,1277.0345580000001,1277.0345580000001,1277.0345580000001,1277.0345580000001,null,1489.8736510000001,1489.8736510000001,1489.8736510000001,1489.8736510000001,1489.8736510000001,null,1702.7127439999999,1702.7127439999999,1702.7127439999999,1702.7127439999999,1702.7127439999999,null,2554.0691160000001,2554.0691160000001,2554.0691160000001,2554.0691160000001,2554.0691160000001]
["Diesel O&M (kWh)",2005.023197483092,1812.086241107437,1619.1492847513671,1426.21232757286,1233.2753797345811,null,2654.6553543312061,2461.6469265881142,2268.6384988450181,2075.630071101913,1882.6216433588049,null,2798.4509768347762,2605.4425490916642,2412.43412134855,2219.4256936054421,2026.4172658623349,null,3203.4437965690408,3010.363897458496,2817.283998347963,2624.2040992374282,2431.1242001268979]
["Fuel cost",42323.789884391052,38251.107227737673,34178.424571497657,30105.741897896962,26033.059421457969,null,56036.795770356737,51962.60443333396,47888.413096311117,43814.221759288077,39740.030422264957,null,59072.160009920677,54997.968672897478,50923.777335874242,46849.585998851129,42775.394661828061,null,67621.103996522448,63545.403979129936,59469.703961737738,55394.003944345503,51318.30392695334]
["REopt LCC",72341.399999999994,68075.600000000006,63809.8,59544,55278.2,null,79831.100000000006,75563.7,71296.399999999994,67029,62761.599999999999,null,82091.8,77824.399999999994,73557,69289.600000000006,65022.2,null,90075,85806,81537,77268.100000000006,72999.100000000006]
[]
["TMY_highPVBatt_HighDiesel_32_PB_business",100,95,90,85,80,"TMY_highPVBatt_HighDiesel_32_PB_nrel",100,95,90,85,80,"TMY_highPVBatt_HighDiesel_32_PB_average",100,95,90,85,80,"TMY_highPVBatt_HighDiesel_32_PB_residential",100,95,90,85,80]
["PV kW",25.943999999999999,19.53,18.210999999999999,17.094999999999999,15.95,null,25.681999999999999,20.273,19.126000000000001,17.96,16.818999999999999,null,25.873000000000001,20.53,19.231999999999999,18.094999999999999,16.95,null,29.402999999999999,21.414999999999999,19.913,18.571000000000002,17.404]
["Battery kW",5.4980000000000002,4.3220000000000001,3.3149999999999999,2.7290000000000001,2.2909999999999999,null,6.9139999999999997,5.1669999999999998,4.6269999999999998,4.2329999999999997,3.823,null,6.9379999999999997,5.8570000000000002,4.99,4.4480000000000004,4.0549999999999997,null,10.62,9.0210000000000008,7.452,6.4779999999999998,5.57]
["Battery kWh",34.72,30.018000000000001,26.673999999999999,23.07,19.495000000000001,null,54.401000000000003,45.457999999999998,41.652999999999999,37.773000000000003,33.887,null,56.484000000000002,47.197000000000003,43.75,39.968000000000004,36.091999999999999,null,56.543999999999997,54.081000000000003,50.625999999999998,47.066000000000003,43.28]
["Generator kW",0,0,0,0,0,null,0,0,0,0,0,null,0,0,0,0,0,null,0,0,0,0,0]
["PV capital cost",57076.14,42966.22,40063.980000000003,37609,35088.9,null,56500.399999999987,44599.94,42078.080000000002,39512.879999999997,37002.019999999997,null,56921.04,45166.879999999997,42310.84,39809.219999999987,37290,null,64687.48,47113.88,43808.160000000003,40856.86,38288.800000000003]
["PV O&M",9718.4270956328164,7315.9130355507696,6821.7449321361119,6403.7323589095986,5974.6317202941609,null,9620.3951121097616,7594.0886219635368,7164.6883059051524,6727.9084328142726,6300.3811007742879,null,9692.0180209733771,7690.622218271873,7204.3206477344957,6778.3666222699694,6349.4158223759996,null,11014.41965732451,8022.1403895286739,7459.2712323191054,6956.7496201823842,6519.4827712467204]
["Battery capital cost",38225.520905514801,32439.863382285199,28084.850126490801,24096.0193179698,20340.2996250746,null,57495.117782686801,47181.320043426997,43081.208422582597,39120.980375890613,35132.486137978201,null,59357.621345639003,49680.956891844013,45433.033064624797,41350.811295965803,37393.808463736597,null,64602.233376800003,60185.837940664198,54940.695807204203,50442.997389056007,45839.421431482398]
["Battery O&M",8867.7535114431612,7666.8557537911211,6812.8261227830399,5892.3651540678002,4979.2599044066401,null,13894.493560716241,11610.18522474816,10638.4640888748,9647.5874346314413,8655.0761761538397,null,14426.531698270201,12054.41446609404,11173.97576042652,10208.154524211121,9218.0440907025604,null,14441.779490892721,13812.737808313081,12930.255847352761,12020.981701365599,11053.934511974519]
["Diesel capital cost",0,0,0,0,0,null,0,0,0,0,0,null,0,0,0,0,0,null,0,0,0,0,0]
["Diesel O&M (kW)",0,0,0,0,0,null,0,0,0,0,0,null,0,0,0,0,0,null,0,0,0,0,0]
["Diesel O&M (kWh)",0,0,0,0,0,null,0,0,0,0,0,null,0,0,0,0,0,null,0,0,0,0,0]
["Fuel cost",0,0,0,0,0,null,0,0,0,0,0,null,0,0,0,0,0,null,0,0,0,0,0]
["REopt LCC",113888,90389,81783.5,74001.3,66383.199999999997,null,137511,110986,102962,95009.5,87090.1,null,140397,114593,106122,98146.6,90251.4,null,154746,129135,119138,110278,101702]
[]
["TMY_highPVBatt_HighDiesel_32_D_business",100,95,90,85,80,"TMY_highPVBatt_HighDiesel_32_D_nrel",100,95,90,85,80,"TMY_highPVBatt_HighDiesel_32_D_average",100,95,90,85,80,"TMY_highPVBatt_HighDiesel_32_D_residential",100,95,90,85,80]
["PV kW",0,0,0,0,0,null,0,0,0,0,0,null,0,0,0,0,0,null,0,0,0,0,0]
["Battery kW",0,0,0,0,0,null,0,0,0,0,0,null,0,0,0,0,0,null,0,0,0,0,0]
["Battery kWh",0,0,0,0,0,null,0,0,0,0,0,null,0,0,0,0,0,null,0,0,0,0,0]
["Generator kW",6,6,6,6,6,null,7,7,7,7,7,null,8,8,8,8,8,null,12,12,12,12,12]
["PV capital cost",0,0,0,0,0,null,0,0,0,0,0,null,0,0,0,0,0,null,0,0,0,0,0]
["PV O&M",0,0,0,0,0,null,0,0,0,0,0,null,0,0,0,0,0,null,0,0,0,0,0]
["Battery capital cost",0,0,0,0,0,null,0,0,0,0,0,null,0,0,0,0,0,null,0,0,0,0,0]
["Battery O&M",0,0,0,0,0,null,0,0,0,0,0,null,0,0,0,0,0,null,0,0,0,0,0]
["Diesel capital cost",4156.62,4156.62,4156.62,4156.62,4156.62,null,4849.3899999999994,4849.3899999999994,4849.3899999999994,4849.3899999999994,4849.3899999999994,null,5542.16,5542.16,5542.16,5542.16,5542.16,null,8313.24,8313.24,8313.24,8313.24,8313.24]
["Diesel O&M (kW)",1277.0345580000001,1277.0345580000001,1277.0345580000001,1277.0345580000001,1277.0345580000001,null,1489.8736510000001,1489.8736510000001,1489.8736510000001,1489.8736510000001,1489.8736510000001,null,1702.7127439999999,1702.7127439999999,1702.7127439999999,1702.7127439999999,1702.7127439999999,null,2554.0691160000001,2554.0691160000001,2554.0691160000001,2554.0691160000001,2554.0691160000001]
["Diesel O&M (kWh)",3858.7391275132431,3665.8021711376141,3472.8652147619518,3279.9282583862901,3086.9913020106392,null,3860.1685548619098,3667.1601271188488,3474.151699375765,3281.143271632684,3088.1348438895948,null,3860.1685548619221,3667.160127118836,3474.15169937574,3281.1432716326422,3088.1348438895411,null,3861.5979822105428,3668.518083100028,3475.4381839895,3282.3582848789788,3089.2783857684481]
["Fuel cost",81453.653133071144,77380.970476418268,73308.287819764737,69235.605163111191,65162.92250645785,null,81483.826740456789,77409.635403434702,73335.444066412092,69261.25272938954,65187.06139236685,null,81483.826740457065,77409.635403434397,73335.444066411583,69261.252729388681,65187.061392365707,null,81514.000347841735,77438.300330449871,73362.600313057803,69286.900295665851,65211.200278273667]
["REopt LCC",90749.5,86483.7,82217.899999999994,77952.100000000006,73686.3,null,91686.7,87419.3,83151.899999999994,78884.5,74617.2,null,92592.3,88324.9,84057.5,79790.100000000006,75522.7,null,96246.1,91977.2,87708.2,83439.3,79170.3]
[]
["TMY_highPVBatt_MedDiesel_44_PBD_business",100,95,90,85,80,"TMY_highPVBatt_MedDiesel_44_PBD_nrel",100,95,90,85,80,"TMY_highPVBatt_MedDiesel_44_PBD_average",100,95,90,85,80,"TMY_highPVBatt_MedDiesel_44_PBD_residential",100,95,90,85,80]
["PV kW",9.11,9.11,9.11,9.11,9.11,null,5.9889999999999999,5.9889999999999999,5.9889999999999999,5.9889999999999999,5.9889999999999999,null,5.2569999999999997,5.2569999999999997,5.2569999999999997,5.2569999999999997,5.2569999999999997,null,3.524,3.524,3.524,3.524,3.524]
["Battery kW",0,0,0,0,0,null,0,0,0,0,0,null,0,0,0,0,0,null,0,0,0,0,0]
["Battery kWh",0,0,0,0,0,null,0,0,0,0,0,null,0,0,0,0,0,null,0,0,0,0,0]
["Generator kW",6,6,6,6,6,null,7,7,7,7,7,null,8,8,8,8,8,null,12,12,12,12,12]
["PV capital cost",20041.714,20041.714,20041.714,20041.714,20041.714,null,13175.932000000001,13175.932000000001,13175.932000000001,13175.932000000001,13175.932000000001,null,11564.85,11564.85,11564.85,11564.85,11564.85,null,7752.1180000000004,7752.1180000000004,7752.1180000000004,7752.1180000000004,7752.1180000000004]
["PV O&M",3412.528183940321,3412.528183940321,3412.528183940321,3412.528183940321,3412.528183940321,null,2243.482733047741,2243.482733047741,2243.482733047741,2243.482733047741,2243.482733047741,null,1969.1617477448401,1969.1617477448401,1969.1617477448401,1969.1617477448401,1969.1617477448401,null,1319.9630111591789,1319.9630111591789,1319.9630111591789,1319.9630111591789,1319.9630111591789]
["Battery capital cost",0,0,0,0,0,null,0,0,0,0,0,null,1.7602186094999999E-10,0,0,0,0,null,0,0,0,0,0]
["Battery O&M",0,0,0,0,0,null,0,0,0,0,0,null,5.1225687225054007E-11,0,0,0,0,null,0,0,0,0,0]
["Diesel capital cost",3325.32,3325.32,3325.32,3325.32,3325.32,null,3879.54,3879.54,3879.54,3879.54,3879.54,null,4433.76,4433.76,4433.76,4433.76,4433.76,null,6650.64,6650.64,6650.64,6650.64,6650.64]
["Diesel O&M (kW)",1277.0345580000001,1277.0345580000001,1277.0345580000001,1277.0345580000001,1277.0345580000001,null,1489.8736510000001,1489.8736510000001,1489.8736510000001,1489.8736510000001,1489.8736510000001,null,1702.7127439999999,1702.7127439999999,1702.7127439999999,1702.7127439999999,1702.7127439999999,null,2554.0691160000001,2554.0691160000001,2554.0691160000001,2554.0691160000001,2554.0691160000001]
["Diesel O&M (kWh)",1967.7813722868609,1774.844415911208,1581.907459535553,1388.970503159873,1196.033539656637,null,2628.4209658104628,2435.4125380673681,2242.404110324273,2049.3956825811629,1856.387254838058,null,2774.7601069952002,2581.7516792520892,2388.7432515089772,2195.7348237658671,2002.726396022749,null,3174.2142463152568,2981.1343472047201,2788.0544480941858,2594.9745489836519,2401.894649873122]
["Fuel cost",47595.231684849117,42928.616140767153,38262.000596685117,33595.385052602513,28928.769336123831,null,63574.290617294719,58905.946376956053,54237.602136617417,49569.257896278388,44900.913655939446,null,67113.832879123831,62445.488638784773,57777.144398445693,53108.800158106671,48440.45591776746,null,76775.532383025085,72105.459446429741,67435.386509834483,62765.313573239233,58095.240636644063]
["REopt LCC",77621.3,72761.600000000006,67901.8,63042.1,58182.400000000001,null,86993.8,82132.3,77270.7,72409.2,67547.7,null,89561.5,84699.9,79838.399999999994,74976.800000000003,70115.3,null,98229.1,93365.8,88502.5,83639.100000000006,78775.8]
[]
["TMY_highPVBatt_MedDiesel_44_PB_business",100,95,90,85,80,"TMY_highPVBatt_MedDiesel_44_PB_nrel",100,95,90,85,80,"TMY_highPVBatt_MedDiesel_44_PB_average",100,95,90,85,80,"TMY_highPVBatt_MedDiesel_44_PB_residential",100,95,90,85,80]
["PV kW",25.943999999999999,19.53,18.210999999999999,17.094999999999999,15.95,null,25.681999999999999,20.273,19.126000000000001,17.96,16.818999999999999,null,25.873000000000001,20.53,19.231999999999999,18.094999999999999,16.95,null,29.402999999999999,21.414999999999999,19.913,18.571000000000002,17.404]
["Battery kW",5.4980000000000002,4.3220000000000001,3.3149999999999999,2.7290000000000001,2.2909999999999999,null,6.9139999999999997,5.1669999999999998,4.6269999999999998,4.2329999999999997,3.823,null,6.9379999999999997,5.8570000000000002,4.99,4.4480000000000004,4.0549999999999997,null,10.62,9.0210000000000008,7.452,6.4779999999999998,5.57]
["Battery kWh",34.72,30.018000000000001,26.673999999999999,23.07,19.495000000000001,null,54.401000000000003,45.457999999999998,41.652999999999999,37.773000000000003,33.887,null,56.484000000000002,47.197000000000003,43.75,39.968000000000004,36.091999999999999,null,56.543999999999997,54.081000000000003,50.625999999999998,47.066000000000003,43.28]
["Generator kW",0,0,0,0,0,null,0,0,0,0,0,null,0,0,0,0,0,null,0,0,0,0,0]
["PV capital cost",57076.14,42966.22,40063.980000000003,37609,35088.9,null,56500.399999999987,44599.94,42078.080000000002,39512.879999999997,37002.019999999997,null,56921.04,45166.879999999997,42310.84,39809.219999999987,37290,null,64687.48,47113.88,43808.160000000003,40856.86,38288.800000000003]
["PV O&M",9718.4270956328164,7315.9130355507696,6821.7449321361119,6403.7323589095986,5974.6317202941609,null,9620.3951121097616,7594.0886219635368,7164.6883059051524,6727.9084328142726,6300.3811007742879,null,9692.0180209733771,7690.622218271873,7204.3206477344957,6778.3666222699694,6349.4158223759996,null,11014.41965732451,8022.1403895286739,7459.2712323191054,6956.7496201823842,6519.4827712467204]
["Battery capital cost",38225.520905514801,32439.863382285199,28084.850126490801,24096.0193179698,20340.2996250746,null,57495.117782686801,47181.320043426997,43081.208422582597,39120.980375890613,35132.486137978201,null,59357.621345639003,49680.956891844013,45433.033064624797,41350.811295965803,37393.808463736597,null,64602.233376800003,60185.837940664198,54940.695807204203,50442.997389056007,45839.421431482398]
["Battery O&M",8867.7535114431612,7666.8557537911211,6812.8261227830399,5892.3651540678002,4979.2599044066401,null,13894.493560716241,11610.18522474816,10638.4640888748,9647.5874346314413,8655.0761761538397,null,14426.531698270201,12054.41446609404,11173.97576042652,10208.154524211121,9218.0440907025604,null,14441.779490892721,13812.737808313081,12930.255847352761,12020.981701365599,11053.934511974519]
["Diesel capital cost",0,0,0,0,0,null,0,0,0,0,0,null,0,0,0,0,0,null,0,0,0,0,0]
["Diesel O&M (kW)",0,0,0,0,0,null,0,0,0,0,0,null,0,0,0,0,0,null,0,0,0,0,0]
["Diesel O&M (kWh)",0,0,0,0,0,null,0,0,0,0,0,null,0,0,0,0,0,null,0,0,0,0,0]
["Fuel cost",0,0,0,0,0,null,0,0,0,0,0,null,0,0,0,0,0,null,0,0,0,0,0]
["REopt LCC",113888,90389,81783.5,74001.3,66383.199999999997,null,137511,110986,102962,95009.5,87090.1,null,140397,114593,106122,98146.6,90251.4,null,154746,129135,119138,110278,101702]
[]
["TMY_highPVBatt_MedDiesel_44_D_business",100,95,90,85,80,"TMY_highPVBatt_MedDiesel_44_D_nrel",100,95,90,85,80,"TMY_highPVBatt_MedDiesel_44_D_average",100,95,90,85,80,"TMY_highPVBatt_MedDiesel_44_D_residential",100,95,90,85,80]
["PV kW",0,0,0,0,0,null,0,0,0,0,0,null,0,0,0,0,0,null,0,0,0,0,0]
["Battery kW",0,0,0,0,0,null,0,0,0,0,0,null,0,0,0,0,0,null,0,0,0,0,0]
["Battery kWh",0,0,0,0,0,null,0,0,0,0,0,null,0,0,0,0,0,null,0,0,0,0,0]
["Generator kW",6,6,6,6,6,null,7,7,7,7,7,null,8,8,8,8,8,null,12,12,12,12,12]
["PV capital cost",0,0,0,0,0,null,0,0,0,0,0,null,0,0,0,0,0,null,0,0,0,0,0]
["PV O&M",0,0,0,0,0,null,0,0,0,0,0,null,0,0,0,0,0,null,0,0,0,0,0]
["Battery capital cost",0,0,0,0,0,null,0,0,0,0,0,null,0,0,0,0,0,null,0,0,0,0,0]
["Battery O&M",0,0,0,0,0,null,0,0,0,0,0,null,0,0,0,0,0,null,0,0,0,0,0]
["Diesel capital cost",3325.32,3325.32,3325.32,3325.32,3325.32,null,3879.54,3879.54,3879.54,3879.54,3879.54,null,4433.76,4433.76,4433.76,4433.76,4433.76,null,6650.64,6650.64,6650.64,6650.64,6650.64]
["Diesel O&M (kW)",1277.0345580000001,1277.0345580000001,1277.0345580000001,1277.0345580000001,1277.0345580000001,null,1489.8736510000001,1489.8736510000001,1489.8736510000001,1489.8736510000001,1489.8736510000001,null,1702.7127439999999,1702.7127439999999,1702.7127439999999,1702.7127439999999,1702.7127439999999,null,2554.0691160000001,2554.0691160000001,2554.0691160000001,2554.0691160000001,2554.0691160000001]
["Diesel O&M (kWh)",3858.7391275132431,3665.8021711376141,3472.8652147619518,3279.9282583862901,3086.9913020106392,null,3860.1685548619098,3667.1601271188388,3474.151699375765,3281.1432716326822,3088.1348438895948,null,3860.1685548619221,3667.1601271188342,3474.1516993757391,3281.1432716326431,3088.1348438895411,null,3861.5979822105428,3668.518083100028,3475.4381839894991,3282.3582848789779,3089.2783857684481]
["Fuel cost",93332.310881644036,88665.695337562647,83999.079793480458,79332.464249398239,74665.848705316283,null,93366.884806773407,88698.540566435317,84030.196326097168,79361.852085758816,74693.507845420361,null,93366.884806773713,88698.540566435229,84030.196326096557,79361.852085757899,74693.507845419052,null,93401.458731901992,88731.385795307186,84061.312858712059,79391.239922117107,74721.166985521937]
["REopt LCC",101797,96937.1,92077.4,87217.7,82357.899999999994,null,102600,97738.4,92876.800000000003,88015.3,83153.8,null,103367,98505.4,93643.8,88782.3,83920.8,null,106471,101608,96744.3,91881,87017.7]
[]
["TMY_highPVBatt_MedDiesel_36_PBD_business",100,95,90,85,80,"TMY_highPVBatt_MedDiesel_36_PBD_nrel",100,95,90,85,80,"TMY_highPVBatt_MedDiesel_36_PBD_average",100,95,90,85,80,"TMY_highPVBatt_MedDiesel_36_PBD_residential",100,95,90,85,80]
["PV kW",8.6280000000000001,8.6280000000000001,8.6280000000000001,8.6280000000000001,8.6280000000000001,null,5.6340000000000003,5.6340000000000003,5.6340000000000003,5.6340000000000003,5.6340000000000003,null,4.9550000000000001,4.9550000000000001,4.9550000000000001,4.9550000000000001,4.9550000000000001,null,3.1150000000000002,3.1150000000000002,3.1150000000000002,3.1150000000000002,3.1150000000000002]
["Battery kW",0,0,0,0,0,null,0,0,0,0,0,null,0,0,0,0,0,null,0,0,0,0,0]
["Battery kWh",0,0,0,0,0,null,0,0,0,0,0,null,0,0,0,0,0,null,0,0,0,0,0]
["Generator kW",6,6,6,6,6,null,7,7,7,7,7,null,8,8,8,8,8,null,12,12,12,12,12]
["PV capital cost",18980.675999999999,18980.675999999999,18980.675999999999,18980.675999999999,18980.675999999999,null,12394.36,12394.36,12394.36,12394.36,12394.36,null,10901.704,10901.704,10901.704,10901.704,10901.704,null,6852.1859999999997,6852.1859999999997,6852.1859999999997,6852.1859999999997,6852.1859999999997]
["PV O&M",3231.863891493495,3231.863891493495,3231.863891493495,3231.863891493495,3231.863891493495,null,2110.4034725723841,2110.4034725723841,2110.4034725723841,2110.4034725723841,2110.4034725723841,null,1856.2470332115779,1856.2470332115779,1856.2470332115779,1856.2470332115779,1856.2470332115779,null,1166.730442645839,1166.730442645839,1166.730442645839,1166.730442645839,1166.730442645839]
["Battery capital cost",0,0,0,0,0,null,1.7972194902999999E-9,0,0,0,0,null,3.3650879327E-10,0,0,0,0,null,1.1905314239E-9,0,0,0,0]
["Battery O&M",0,0,0,0,0,null,5.2302482764359604E-10,0,0,0,0,null,9.7930416707876404E-11,0,0,0,0,null,3.4646713779274802E-10,0,0,0,0]
["Diesel capital cost",3325.32,3325.32,3325.32,3325.32,3325.32,null,3879.54,3879.54,3879.54,3879.54,3879.54,null,4433.76,4433.76,4433.76,4433.76,4433.76,null,6650.64,6650.64,6650.64,6650.64,6650.64]
["Diesel O&M (kW)",1277.0345580000001,1277.0345580000001,1277.0345580000001,1277.0345580000001,1277.0345580000001,null,1489.8736510000001,1489.8736510000001,1489.8736510000001,1489.8736510000001,1489.8736510000001,null,1702.7127439999999,1702.7127439999999,1702.7127439999999,1702.7127439999999,1702.7127439999999,null,2554.0691160000001,2554.0691160000001,2554.0691160000001,2554.0691160000001,2554.0691160000001]
["Diesel O&M (kWh)",2021.9961790848979,1829.0592227092379,1636.1222663335841,1443.1853089396859,1250.2483501163581,null,2668.365534009652,2475.3571062665628,2282.3486785234682,2089.3402507803648,1896.3318230372649,null,2808.5358972350282,2615.5274694919158,2422.519041748802,2229.5106140056891,2036.5021862625781,null,3220.2839178843728,3027.2040187738398,2834.1241196633059,2641.0442205527711,2447.964321442244]
["Fuel cost",40014.44107575863,36196.301085145977,32378.161094533429,28560.021083770269,24741.881044719281,null,52805.81463686897,48986.260258410191,45166.705879951289,41347.151501492219,37527.597123033229,null,55579.726278179747,51760.17189972051,47940.617521261222,44121.063142801962,40301.508764342747,null,63728.043807538292,59907.075041233104,56086.106274927879,52265.137508622647,48444.168742317583]
["REopt LCC",68853.100000000006,64841.8,60830.6,56819.3,52808,null,75350.7,71337.899999999994,67325.2,63312.4,59299.7,null,77285.100000000006,73272.3,69259.600000000006,65246.8,61234.1,null,84174.6,80160.399999999994,76146.100000000006,72131.899999999994,68117.7]
[]
["TMY_highPVBatt_MedDiesel_36_PB_business",100,95,90,85,80,"TMY_highPVBatt_MedDiesel_36_PB_nrel",100,95,90,85,80,"TMY_highPVBatt_MedDiesel_36_PB_average",100,95,90,85,80,"TMY_highPVBatt_MedDiesel_36_PB_residential",100,95,90,85,80]
["PV kW",25.943999999999999,19.53,18.210999999999999,17.094999999999999,15.95,null,25.681999999999999,20.273,19.126000000000001,17.96,16.818999999999999,null,25.873000000000001,20.53,19.231999999999999,18.094999999999999,16.95,null,29.402999999999999,21.414999999999999,19.913,18.571000000000002,17.404]
["Battery kW",5.4980000000000002,4.3220000000000001,3.3149999999999999,2.7290000000000001,2.2909999999999999,null,6.9139999999999997,5.1669999999999998,4.6269999999999998,4.2329999999999997,3.823,null,6.9379999999999997,5.8570000000000002,4.99,4.4480000000000004,4.0549999999999997,null,10.62,9.0210000000000008,7.452,6.4779999999999998,5.57]
["Battery kWh",34.72,30.018000000000001,26.673999999999999,23.07,19.495000000000001,null,54.401000000000003,45.457999999999998,41.652999999999999,37.773000000000003,33.887,null,56.484000000000002,47.197000000000003,43.75,39.968000000000004,36.091999999999999,null,56.543999999999997,54.081000000000003,50.625999999999998,47.066000000000003,43.28]
["Generator kW",0,0,0,0,0,null,0,0,0,0,0,null,0,0,0,0,0,null,0,0,0,0,0]
["PV capital cost",57076.14,42966.22,40063.980000000003,37609,35088.9,null,56500.399999999987,44599.94,42078.080000000002,39512.879999999997,37002.019999999997,null,56921.04,45166.879999999997,42310.84,39809.219999999987,37290,null,64687.48,47113.88,43808.160000000003,40856.86,38288.800000000003]
["PV O&M",9718.4270956328164,7315.9130355507696,6821.7449321361119,6403.7323589095986,5974.6317202941609,null,9620.3951121097616,7594.0886219635368,7164.6883059051524,6727.9084328142726,6300.3811007742879,null,9692.0180209733771,7690.622218271873,7204.3206477344957,6778.3666222699694,6349.4158223759996,null,11014.41965732451,8022.1403895286739,7459.2712323191054,6956.7496201823842,6519.4827712467204]
["Battery capital cost",38225.520905514801,32439.863382285199,28084.850126490801,24096.0193179698,20340.2996250746,null,57495.117782686801,47181.320043426997,43081.208422582597,39120.980375890613,35132.486137978201,null,59357.621345639003,49680.956891844013,45433.033064624797,41350.811295965803,37393.808463736597,null,64602.233376800003,60185.837940664198,54940.695807204203,50442.997389056007,45839.421431482398]
["Battery O&M",8867.7535114431612,7666.8557537911211,6812.8261227830399,5892.3651540678002,4979.2599044066401,null,13894.493560716241,11610.18522474816,10638.4640888748,9647.5874346314413,8655.0761761538397,null,14426.531698270201,12054.41446609404,11173.97576042652,10208.154524211121,9218.0440907025604,null,14441.779490892721,13812.737808313081,12930.255847352761,12020.981701365599,11053.934511974519]
["Diesel capital cost",0,0,0,0,0,null,0,0,0,0,0,null,0,0,0,0,0,null,0,0,0,0,0]
["Diesel O&M (kW)",0,0,0,0,0,null,0,0,0,0,0,null,0,0,0,0,0,null,0,0,0,0,0]
["Diesel O&M (kWh)",0,0,0,0,0,null,0,0,0,0,0,null,0,0,0,0,0,null,0,0,0,0,0]
["Fuel cost",0,0,0,0,0,null,0,0,0,0,0,null,0,0,0,0,0,null,0,0,0,0,0]
["REopt LCC",113888,90389,81783.5,74001.3,66383.199999999997,null,137511,110986,102962,95009.5,87090.1,null,140397,114593,106122,98146.6,90251.4,null,154746,129135,119138,110278,101702]
[]
["TMY_highPVBatt_MedDiesel_36_D_business",100,95,90,85,80,"TMY_highPVBatt_MedDiesel_36_D_nrel",100,95,90,85,80,"TMY_highPVBatt_MedDiesel_36_D_average",100,95,90,85,80,"TMY_highPVBatt_MedDiesel_36_D_residential",100,95,90,85,80]
["PV kW",0,0,0,0,0,null,0,0,0,0,0,null,0,0,0,0,0,null,0,0,0,0,0]
["Battery kW",0,0,0,0,0,null,0,0,0,0,0,null,0,0,0,0,0,null,0,0,0,0,0]
["Battery kWh",0,0,0,0,0,null,0,0,0,0,0,null,0,0,0,0,0,null,0,0,0,0,0]
["Generator kW",6,6,6,6,6,null,7,7,7,7,7,null,8,8,8,8,8,null,12,12,12,12,12]
["PV capital cost",0,0,0,0,0,null,0,0,0,0,0,null,0,0,0,0,0,null,0,0,0,0,0]
["PV O&M",0,0,0,0,0,null,0,0,0,0,0,null,0,0,0,0,0,null,0,0,0,0,0]
["Battery capital cost",0,0,0,0,0,null,0,0,0,0,0,null,0,0,0,0,0,null,0,0,0,0,0]
["Battery O&M",0,0,0,0,0,null,0,0,0,0,0,null,0,0,0,0,0,null,0,0,0,0,0]
["Diesel capital cost",3325.32,3325.32,3325.32,3325.32,3325.32,null,3879.54,3879.54,3879.54,3879.54,3879.54,null,4433.76,4433.76,4433.76,4433.76,4433.76,null,6650.64,6650.64,6650.64,6650.64,6650.64]
["Diesel O&M (kW)",1277.0345580000001,1277.0345580000001,1277.0345580000001,1277.0345580000001,1277.0345580000001,null,1489.8736510000001,1489.8736510000001,1489.8736510000001,1489.8736510000001,1489.8736510000001,null,1702.7127439999999,1702.7127439999999,1702.7127439999999,1702.7127439999999,1702.7127439999999,null,2554.0691160000001,2554.0691160000001,2554.0691160000001,2554.0691160000001,2554.0691160000001]
["Diesel O&M (kWh)",3858.7391275132431,3665.8021711376141,3472.8652147619518,3279.9282583862901,3086.9913020106392,null,3860.1685548619098,3667.1601271188401,3474.1516993757682,3281.143271632684,3088.1348438895948,null,3860.1685548619221,3667.160127118836,3474.15169937574,3281.1432716326431,3088.1348438895411,null,3861.5979822105428,3668.518083100028,3475.4381839895,3282.3582848789779,3089.2783857684481]
["Fuel cost",76362.79981225419,72544.659821642155,68726.519831029436,64908.379840416732,61090.239849804253,null,76391.087569178257,72571.533190719856,68751.978812261397,64932.42443380272,61112.870055343912,null,76391.087569178504,72571.533190719769,68751.978812260844,64932.424433801898,61112.870055342872,null,76419.37532610161,72598.406559796771,68777.437793491699,64956.469027186708,61135.500260881578]
["REopt LCC",84827.4,80816.100000000006,76804.800000000003,72793.600000000006,68782.3,null,85624.1,81611.399999999994,77598.600000000006,73585.899999999994,69573.100000000006,null,86391.1,82378.399999999994,78365.600000000006,74352.899999999994,70340.100000000006,null,89488.9,85474.7,81460.5,77446.2,73432]
[]
["TMY_highPVBatt_MedDiesel_32_PBD_business",100,95,90,85,80,"TMY_highPVBatt_MedDiesel_32_PBD_nrel",100,95,90,85,80,"TMY_highPVBatt_MedDiesel_32_PBD_average",100,95,90,85,80,"TMY_highPVBatt_MedDiesel_32_PBD_residential",100,95,90,85,80]
["PV kW",8.3670000000000009,8.3670000000000009,8.3670000000000009,8.3670000000000009,8.3670000000000009,null,5.4169999999999998,5.4169999999999998,5.4169999999999998,5.4169999999999998,5.4169999999999998,null,4.7750000000000004,4.7750000000000004,4.7750000000000004,4.7750000000000004,4.7750000000000004,null,2.8820000000000001,2.8820000000000001,2.8820000000000001,2.8820000000000001,2.8820000000000001]
["Battery kW",0,0,0,0,0,null,0,0,0,0,0,null,0,0,0,0,0,null,0,0,0,0,0]
["Battery kWh",0,0,0,0,0,null,0,0,0,0,0,null,0,0,0,0,0,null,0,0,0,0,0]
["Generator kW",6,6,6,6,6,null,7,7,7,7,7,null,8,8,8,8,8,null,12,12,12,12,12]
["PV capital cost",18406.740000000002,18406.740000000002,18406.740000000002,18406.740000000002,18406.740000000002,null,11916.871999999999,11916.871999999999,11916.871999999999,11916.871999999999,11916.871999999999,null,10504.89,10504.89,10504.89,10504.89,10504.89,null,6339.6080000000002,6339.6080000000002,6339.6080000000002,6339.6080000000002,6339.6080000000002]
["PV O&M",3134.1390773494559,3134.1390773494559,3134.1390773494559,3134.1390773494559,3134.1390773494559,null,2029.100982301677,2029.100982301677,2029.100982301677,2029.100982301677,2029.100982301677,null,1788.681007731816,1788.681007731816,1788.681007731816,1788.681007731816,1788.681007731816,null,1079.453133356435,1079.453133356435,1079.453133356435,1079.453133356435,1079.453133356435]
["Battery capital cost",3.9648163932000001E-9,0,0,0,0,null,0,0,0,0,0,null,0,0,0,0,0,null,0,0,0,0,0]
["Battery O&M",1.1538364801206241E-9,0,0,0,0,null,0,0,0,0,0,null,0,0,0,0,0,null,0,0,0,0,0]
["Diesel capital cost",3325.32,3325.32,3325.32,3325.32,3325.32,null,3879.54,3879.54,3879.54,3879.54,3879.54,null,4433.76,4433.76,4433.76,4433.76,4433.76,null,6650.64,6650.64,6650.64,6650.64,6650.64]
["Diesel O&M (kW)",1277.0345580000001,1277.0345580000001,1277.0345580000001,1277.0345580000001,1277.0345580000001,null,1489.8736510000001,1489.8736510000001,1489.8736510000001,1489.8736510000001,1489.8736510000001,null,1702.7127439999999,1702.7127439999999,1702.7127439999999,1702.7127439999999,1702.7127439999999,null,2554.0691160000001,2554.0691160000001,2554.0691160000001,2554.0691160000001,2554.0691160000001]
["Diesel O&M (kWh)",2056.1157644385662,1863.178808062919,1670.2418516872619,1477.304895311587,1284.3679389711519,null,2696.8478007339181,2503.8393729908239,2310.8309452477311,2117.8225175046241,1924.8140897615169,null,2832.2098420959319,2639.2014143528172,2446.192986609703,2253.1845588665919,2060.1761311234768,null,3250.741944029015,3057.6620449184852,2864.5821458079508,2671.5022466974269,2478.4223475868989]
["Fuel cost",36168.58053534475,32774.67832146705,29380.776107589169,25986.873893710981,22592.971680452691,null,47439.525808531624,44044.366361012617,40649.206913493617,37254.047465974407,33858.888018455153,null,49820.643145943563,46425.48369842417,43030.324250904821,39635.164803385524,36240.005355866153,null,57182.92901389287,53786.512332732753,50390.095651572563,46993.678970412548,43597.262289252452]
["REopt LCC",64369.7,60782.7,57195.7,53608.6,50021.599999999999,null,69454.100000000006,65865.8,62277.4,58689,55100.7,null,71085.3,67497,63908.6,60320.3,56731.9,null,77060.100000000006,73470.399999999994,69880.7,66291.100000000006,62701.4]
[]
["TMY_highPVBatt_MedDiesel_32_PB_business",100,95,90,85,80,"TMY_highPVBatt_MedDiesel_32_PB_nrel",100,95,90,85,80,"TMY_highPVBatt_MedDiesel_32_PB_average",100,95,90,85,80,"TMY_highPVBatt_MedDiesel_32_PB_residential",100,95,90,85,80]
["PV kW",25.943999999999999,19.53,18.210999999999999,17.094999999999999,15.95,null,25.681999999999999,20.273,19.126000000000001,17.96,16.818999999999999,null,25.873000000000001,20.53,19.231999999999999,18.094999999999999,16.95,null,29.402999999999999,21.414999999999999,19.913,18.571000000000002,17.404]
["Battery kW",5.4980000000000002,4.3220000000000001,3.3149999999999999,2.7290000000000001,2.2909999999999999,null,6.9139999999999997,5.1669999999999998,4.6269999999999998,4.2329999999999997,3.823,null,6.9379999999999997,5.8570000000000002,4.99,4.4480000000000004,4.0549999999999997,null,10.62,9.0210000000000008,7.452,6.4779999999999998,5.57]
["Battery kWh",34.72,30.018000000000001,26.673999999999999,23.07,19.495000000000001,null,54.401000000000003,45.457999999999998,41.652999999999999,37.773000000000003,33.887,null,56.484000000000002,47.197000000000003,43.75,39.968000000000004,36.091999999999999,null,56.543999999999997,54.081000000000003,50.625999999999998,47.066000000000003,43.28]
["Generator kW",0,0,0,0,0,null,0,0,0,0,0,null,0,0,0,0,0,null,0,0,0,0,0]
["PV capital cost",57076.14,42966.22,40063.980000000003,37609,35088.9,null,56500.399999999987,44599.94,42078.080000000002,39512.879999999997,37002.019999999997,null,56921.04,45166.879999999997,42310.84,39809.219999999987,37290,null,64687.48,47113.88,43808.160000000003,40856.86,38288.800000000003]
["PV O&M",9718.4270956328164,7315.9130355507696,6821.7449321361119,6403.7323589095986,5974.6317202941609,null,9620.3951121097616,7594.0886219635368,7164.6883059051524,6727.9084328142726,6300.3811007742879,null,9692.0180209733771,7690.622218271873,7204.3206477344957,6778.3666222699694,6349.4158223759996,null,11014.41965732451,8022.1403895286739,7459.2712323191054,6956.7496201823842,6519.4827712467204]
["Battery capital cost",38225.520905514801,32439.863382285199,28084.850126490801,24096.0193179698,20340.2996250746,null,57495.117782686801,47181.320043426997,43081.208422582597,39120.980375890613,35132.486137978201,null,59357.621345639003,49680.956891844013,45433.033064624797,41350.811295965803,37393.808463736597,null,64602.233376800003,60185.837940664198,54940.695807204203,50442.997389056007,45839.421431482398]
["Battery O&M",8867.7535114431612,7666.8557537911211,6812.8261227830399,5892.3651540678002,4979.2599044066401,null,13894.493560716241,11610.18522474816,10638.4640888748,9647.5874346314413,8655.0761761538397,null,14426.531698270201,12054.41446609404,11173.97576042652,10208.154524211121,9218.0440907025604,null,14441.779490892721,13812.737808313081,12930.255847352761,12020.981701365599,11053.934511974519]
["Diesel capital cost",0,0,0,0,0,null,0,0,0,0,0,null,0,0,0,0,0,null,0,0,0,0,0]
["Diesel O&M (kW)",0,0,0,0,0,null,0,0,0,0,0,null,0,0,0,0,0,null,0,0,0,0,0]
["Diesel O&M (kWh)",0,0,0,0,0,null,0,0,0,0,0,null,0,0,0,0,0,null,0,0,0,0,0]
["Fuel cost",0,0,0,0,0,null,0,0,0,0,0,null,0,0,0,0,0,null,0,0,0,0,0]
["REopt LCC",113888,90389,81783.5,74001.3,66383.199999999997,null,137511,110986,102962,95009.5,87090.1,null,140397,114593,106122,98146.6,90251.4,null,154746,129135,119138,110278,101702]
[]
["TMY_highPVBatt_MedDiesel_32_D_business",100,95,90,85,80,"TMY_highPVBatt_MedDiesel_32_D_nrel",100,95,90,85,80,"TMY_highPVBatt_MedDiesel_32_D_average",100,95,90,85,80,"TMY_highPVBatt_MedDiesel_32_D_residential",100,95,90,85,80]
["PV kW",0,0,0,0,0,null,0,0,0,0,0,null,0,0,0,0,0,null,0,0,0,0,0]
["Battery kW",0,0,0,0,0,null,0,0,0,0,0,null,0,0,0,0,0,null,0,0,0,0,0]
["Battery kWh",0,0,0,0,0,null,0,0,0,0,0,null,0,0,0,0,0,null,0,0,0,0,0]
["Generator kW",6,6,6,6,6,null,7,7,7,7,7,null,8,8,8,8,8,null,12,12,12,12,12]
["PV capital cost",0,0,0,0,0,null,0,0,0,0,0,null,0,0,0,0,0,null,0,0,0,0,0]
["PV O&M",0,0,0,0,0,null,0,0,0,0,0,null,0,0,0,0,0,null,0,0,0,0,0]
["Battery capital cost",0,0,0,0,0,null,0,0,0,0,0,null,0,0,0,0,0,null,0,0,0,0,0]
["Battery O&M",0,0,0,0,0,null,0,0,0,0,0,null,0,0,0,0,0,null,0,0,0,0,0]
["Diesel capital cost",3325.32,3325.32,3325.32,3325.32,3325.32,null,3879.54,3879.54,3879.54,3879.54,3879.54,null,4433.76,4433.76,4433.76,4433.76,4433.76,null,6650.64,6650.64,6650.64,6650.64,6650.64]
["Diesel O&M (kW)",1277.0345580000001,1277.0345580000001,1277.0345580000001,1277.0345580000001,1277.0345580000001,null,1489.8736510000001,1489.8736510000001,1489.8736510000001,1489.8736510000001,1489.8736510000001,null,1702.7127439999999,1702.7127439999999,1702.7127439999999,1702.7127439999999,1702.7127439999999,null,2554.0691160000001,2554.0691160000001,2554.0691160000001,2554.0691160000001,2554.0691160000001]
["Diesel O&M (kWh)",3858.7391275132431,3665.802171137615,3472.8652147619532,3279.9282583862901,3086.9913020106392,null,3860.1685548619098,3667.1601271188401,3474.1516993757668,3281.1432716326849,3088.1348438895948,null,3860.1685548619221,3667.160127118836,3474.15169937574,3281.1432716326431,3088.1348438895411,null,3861.5979822105428,3668.518083100028,3475.4381839894991,3282.3582848789788,3089.2783857684481]
["Fuel cost",67878.044277559296,64484.142063681931,61090.239849803991,57696.337635926,54302.435422048213,null,67903.188950380674,64508.029502862082,61112.870055343446,57717.710607824651,54322.551160305709,null,67903.188950380878,64508.029502862017,61112.870055342981,57717.710607823909,54322.551160304771,null,67928.333623201455,64531.916942041578,61135.500260881498,57739.083579721548,54342.666898561409]
["REopt LCC",76342.600000000006,72755.600000000006,69168.600000000006,65581.5,61994.5,null,77136.2,73547.899999999994,69959.5,66371.199999999997,62782.8,null,77903.199999999997,74314.899999999994,70726.5,67138.2,63549.8,null,80997.899999999994,77408.2,73818.5,70228.800000000003,66639.199999999997]
[]
["TMY_highPVBatt_LowDiesel_44_PBD_business",100,95,90,85,80,"TMY_highPVBatt_LowDiesel_44_PBD_nrel",100,95,90,85,80,"TMY_highPVBatt_LowDiesel_44_PBD_average",100,95,90,85,80,"TMY_highPVBatt_LowDiesel_44_PBD_residential",100,95,90,85,80]
["PV kW",8.5709999999999997,8.5709999999999997,8.5709999999999997,8.5709999999999997,8.5709999999999997,null,5.593,5.593,5.593,5.593,5.593,null,4.9260000000000002,4.9260000000000002,4.9260000000000002,4.9260000000000002,4.9260000000000002,null,3.0630000000000002,3.0630000000000002,3.0630000000000002,3.0630000000000002,3.0630000000000002]
["Battery kW",0,0,0,0,0,null,0,0,0,0,0,null,0,0,0,0,0,null,0,0,0,0,0]
["Battery kWh",0,0,0,0,0,null,0,0,0,0,0,null,0,0,0,0,0,null,0,0,0,0,0]
["Generator kW",6,6,6,6,6,null,7,7,7,7,7,null,8,8,8,8,8,null,12,12,12,12,12]
["PV capital cost",18857.146000000001,18857.146000000001,18857.146000000001,18857.146000000001,18857.146000000001,null,12303.698,12303.698,12303.698,12303.698,12303.698,null,10838.19,10838.19,10838.19,10838.19,10838.19,null,6739.6120000000001,6739.6120000000001,6739.6120000000001,6739.6120000000001,6739.6120000000001]
["PV O&M",3210.830280966863,3210.830280966863,3210.830280966863,3210.830280966863,3210.830280966863,null,2094.966338292732,2094.966338292732,2094.966338292732,2094.966338292732,2094.966338292732,null,1845.4324234893361,1845.4324234893361,1845.4324234893361,1845.4324234893361,1845.4324234893361,null,1147.5623242015331,1147.5623242015331,1147.5623242015331,1147.5623242015331,1147.5623242015331]
["Battery capital cost",0,0,0,0,0,null,0,0,0,0,0,null,0,0,0,0,0,null,0,0,0,0,0]
["Battery O&M",0,0,0,0,0,null,0,0,0,0,0,null,0,0,0,0,0,null,0,0,0,0,0]
["Diesel capital cost",2493.96,2493.96,2493.96,2493.96,2493.96,null,2909.62,2909.62,2909.62,2909.62,2909.62,null,3325.28,3325.28,3325.28,3325.28,3325.28,null,4987.92,4987.92,4987.92,4987.92,4987.92]
["Diesel O&M (kW)",1277.0345580000001,1277.0345580000001,1277.0345580000001,1277.0345580000001,1277.0345580000001,null,1489.8736510000001,1489.8736510000001,1489.8736510000001,1489.8736510000001,1489.8736510000001,null,1702.7127439999999,1702.7127439999999,1702.7127439999999,1702.7127439999999,1702.7127439999999,null,2554.0691160000001,2554.0691160000001,2554.0691160000001,2554.0691160000001,2554.0691160000001]
["Diesel O&M (kWh)",2029.039862440969,1836.1029078276219,1643.16594968966,1450.228993313988,1257.292040697899,null,2673.5207346493889,2480.512306906297,2287.5038791631978,2094.495451420094,1901.4870236769859,null,2812.143327642455,2619.1348998993431,2426.1264721562311,2233.1180444131201,2040.1096166700081,null,3226.682924147337,3033.603025036803,2840.5231259262682,2647.4432268157402,2454.3633277052099]
["Fuel cost",39261.525171748232,35528.232770582938,31794.940301217011,28061.64786595105,24328.3555034323,null,51732.104215217987,47997.42882294712,44262.753430676137,40528.078038405023,36793.402646133851,null,54414.424323814987,50679.748931543727,46945.073539272489,43210.398147001237,39475.722754729977,null,62435.684578053253,58699.626228777022,54963.567879500792,51227.509530224677,47491.451180948563]
["REopt LCC",67131.3,63204.9,59278.400000000001,55352,51425.599999999999,null,73206.100000000006,69278.2,65350.400000000001,61422.5,57494.6,null,74940.600000000006,71012.7,67084.899999999994,63157,59229.1,null,81094.2,77164.800000000003,73235.5,69306.2,65376.9]
[]
["TMY_highPVBatt_LowDiesel_44_PB_business",100,95,90,85,80,"TMY_highPVBatt_LowDiesel_44_PB_nrel",100,95,90,85,80,"TMY_highPVBatt_LowDiesel_44_PB_average",100,95,90,85,80,"TMY_highPVBatt_LowDiesel_44_PB_residential",100,95,90,85,80]
["PV kW",25.943999999999999,19.53,18.210999999999999,17.094999999999999,15.95,null,25.681999999999999,20.273,19.126000000000001,17.96,16.818999999999999,null,25.873000000000001,20.53,19.231999999999999,18.094999999999999,16.95,null,29.402999999999999,21.414999999999999,19.913,18.571000000000002,17.404]
["Battery kW",5.4980000000000002,4.3220000000000001,3.3149999999999999,2.7290000000000001,2.2909999999999999,null,6.9139999999999997,5.1669999999999998,4.6269999999999998,4.2329999999999997,3.823,null,6.9379999999999997,5.8570000000000002,4.99,4.4480000000000004,4.0549999999999997,null,10.62,9.0210000000000008,7.452,6.4779999999999998,5.57]
["Battery kWh",34.72,30.018000000000001,26.673999999999999,23.07,19.495000000000001,null,54.401000000000003,45.457999999999998,41.652999999999999,37.773000000000003,33.887,null,56.484000000000002,47.197000000000003,43.75,39.968000000000004,36.091999999999999,null,56.543999999999997,54.081000000000003,50.625999999999998,47.066000000000003,43.28]
["Generator kW",0,0,0,0,0,null,0,0,0,0,0,null,0,0,0,0,0,null,0,0,0,0,0]
["PV capital cost",57076.14,42966.22,40063.980000000003,37609,35088.9,null,56500.399999999987,44599.94,42078.080000000002,39512.879999999997,37002.019999999997,null,56921.04,45166.879999999997,42310.84,39809.219999999987,37290,null,64687.48,47113.88,43808.160000000003,40856.86,38288.800000000003]
["PV O&M",9718.4270956328164,7315.9130355507696,6821.7449321361119,6403.7323589095986,5974.6317202941609,null,9620.3951121097616,7594.0886219635368,7164.6883059051524,6727.9084328142726,6300.3811007742879,null,9692.0180209733771,7690.622218271873,7204.3206477344957,6778.3666222699694,6349.4158223759996,null,11014.41965732451,8022.1403895286739,7459.2712323191054,6956.7496201823842,6519.4827712467204]
["Battery capital cost",38225.520905514801,32439.863382285199,28084.850126490801,24096.0193179698,20340.2996250746,null,57495.117782686801,47181.320043426997,43081.208422582597,39120.980375890613,35132.486137978201,null,59357.621345639003,49680.956891844013,45433.033064624797,41350.811295965803,37393.808463736597,null,64602.233376800003,60185.837940664198,54940.695807204203,50442.997389056007,45839.421431482398]
["Battery O&M",8867.7535114431612,7666.8557537911211,6812.8261227830399,5892.3651540678002,4979.2599044066401,null,13894.493560716241,11610.18522474816,10638.4640888748,9647.5874346314413,8655.0761761538397,null,14426.531698270201,12054.41446609404,11173.97576042652,10208.154524211121,9218.0440907025604,null,14441.779490892721,13812.737808313081,12930.255847352761,12020.981701365599,11053.934511974519]
["Diesel capital cost",0,0,0,0,0,null,0,0,0,0,0,null,0,0,0,0,0,null,0,0,0,0,0]
["Diesel O&M (kW)",0,0,0,0,0,null,0,0,0,0,0,null,0,0,0,0,0,null,0,0,0,0,0]
["Diesel O&M (kWh)",0,0,0,0,0,null,0,0,0,0,0,null,0,0,0,0,0,null,0,0,0,0,0]
["Fuel cost",0,0,0,0,0,null,0,0,0,0,0,null,0,0,0,0,0,null,0,0,0,0,0]
["REopt LCC",113888,90389,81783.5,74001.3,66383.199999999997,null,137511,110986,102962,95009.5,87090.1,null,140397,114593,106122,98146.6,90251.4,null,154746,129135,119138,110278,101702]
[]
["TMY_highPVBatt_LowDiesel_44_D_business",100,95,90,85,80,"TMY_highPVBatt_LowDiesel_44_D_nrel",100,95,90,85,80,"TMY_highPVBatt_LowDiesel_44_D_average",100,95,90,85,80,"TMY_highPVBatt_LowDiesel_44_D_residential",100,95,90,85,80]
["PV kW",0,0,0,0,0,null,0,0,0,0,0,null,0,0,0,0,0,null,0,0,0,0,0]
["Battery kW",0,0,0,0,0,null,0,0,0,0,0,null,0,0,0,0,0,null,0,0,0,0,0]
["Battery kWh",0,0,0,0,0,null,0,0,0,0,0,null,0,0,0,0,0,null,0,0,0,0,0]
["Generator kW",6,6,6,6,6,null,7,7,7,7,7,null,8,8,8,8,8,null,12,12,12,12,12]
["PV capital cost",0,0,0,0,0,null,0,0,0,0,0,null,0,0,0,0,0,null,0,0,0,0,0]
["PV O&M",0,0,0,0,0,null,0,0,0,0,0,null,0,0,0,0,0,null,0,0,0,0,0]
["Battery capital cost",0,0,0,0,0,null,0,0,0,0,0,null,0,0,0,0,0,null,0,0,0,0,0]
["Battery O&M",0,0,0,0,0,null,0,0,0,0,0,null,0,0,0,0,0,null,0,0,0,0,0]
["Diesel capital cost",2493.96,2493.96,2493.96,2493.96,2493.96,null,2909.62,2909.62,2909.62,2909.62,2909.62,null,3325.28,3325.28,3325.28,3325.28,3325.28,null,4987.92,4987.92,4987.92,4987.92,4987.92]
["Diesel O&M (kW)",1277.0345580000001,1277.0345580000001,1277.0345580000001,1277.0345580000001,1277.0345580000001,null,1489.8736510000001,1489.8736510000001,1489.8736510000001,1489.8736510000001,1489.8736510000001,null,1702.7127439999999,1702.7127439999999,1702.7127439999999,1702.7127439999999,1702.7127439999999,null,2554.0691160000001,2554.0691160000001,2554.0691160000001,2554.0691160000001,2554.0691160000001]
["Diesel O&M (kWh)",3858.7391275132431,3665.8021711376141,3472.8652147619518,3279.9282583862901,3086.9913020106392,null,3860.1685548619098,3667.160127118841,3474.1516993757682,3281.143271632684,3088.1348438895948,null,3860.1685548619221,3667.160127118836,3474.15169937574,3281.1432716326431,3088.1348438895411,null,3861.5979822105428,3668.518083100028,3475.4381839894991,3282.3582848789788,3089.2783857684481]
["Fuel cost",74665.84870531522,70932.556270050089,67199.263834784331,63465.971399518588,59732.678964253028,null,74693.507845418717,70958.832453148309,67224.157060877813,63489.481668607114,59754.80627633629,null,74693.507845418979,70958.832453148207,67224.157060877289,63489.481668606299,59754.806276335243,null,74721.166985521588,70985.108636245728,67249.05028696965,63512.991937693703,59776.933588417538]
["REopt LCC",82299.100000000006,78372.600000000006,74446.2,70519.8,66593.399999999994,null,82956.600000000006,79028.7,75100.899999999994,71173,67245.100000000006,null,83585.100000000006,79657.2,75729.3,71801.5,67873.600000000006,null,86128,82198.7,78269.3,74340,70410.7]
[]
["TMY_highPVBatt_LowDiesel_36_PBD_business",100,95,90,85,80,"TMY_highPVBatt_LowDiesel_36_PBD_nrel",100,95,90,85,80,"TMY_highPVBatt_LowDiesel_36_PBD_average",100,95,90,85,80,"TMY_highPVBatt_LowDiesel_36_PBD_residential",100,95,90,85,80]
["PV kW",8.1050000000000004,8.1050000000000004,8.1050000000000004,8.1050000000000004,8.1050000000000004,null,5.2039999999999997,5.2039999999999997,5.2039999999999997,5.2039999999999997,5.2039999999999997,null,4.625,4.625,4.625,4.625,4.625,null,2.7090000000000001,2.7090000000000001,2.7090000000000001,2.7090000000000001,2.7090000000000001]
["Battery kW",0,0,0,0,0,null,0,0,0,0,0,null,0,0,0,0,0,null,0,0,0,0,0]
["Battery kWh",0,0,0,0,0,null,0,0,0,0,0,null,0,0,0,0,0,null,0,0,0,0,0]
["Generator kW",6,6,6,6,6,null,7,7,7,7,7,null,8,8,8,8,8,null,12,12,12,12,12]
["PV capital cost",17831.572,17831.572,17831.572,17831.572,17831.572,null,11449.46,11449.46,11449.46,11449.46,11449.46,null,10174.164000000001,10174.164000000001,10174.164000000001,10174.164000000001,10174.164000000001,null,5958.8980000000001,5958.8980000000001,5958.8980000000001,5958.8980000000001,5958.8980000000001]
["PV O&M",3036.2044889953572,3036.2044889953572,3036.2044889953572,3036.2044889953572,3036.2044889953572,null,1949.5141453918241,1949.5141453918241,1949.5141453918241,1949.5141453918241,1949.5141453918241,null,1732.367870234601,1732.367870234601,1732.367870234601,1732.367870234601,1732.367870234601,null,1014.629156479611,1014.629156479611,1014.629156479611,1014.629156479611,1014.629156479611]
["Battery capital cost",0,0,0,0,0,null,0,0,0,0,0,null,0,0,0,0,0,null,0,0,0,0,0]
["Battery O&M",0,0,0,0,0,null,0,0,0,0,0,null,0,0,0,0,0,null,0,0,0,0,0]
["Diesel capital cost",2493.96,2493.96,2493.96,2493.96,2493.96,null,2909.62,2909.62,2909.62,2909.62,2909.62,null,3325.28,3325.28,3325.28,3325.28,3325.28,null,4987.92,4987.92,4987.92,4987.92,4987.92]
["Diesel O&M (kW)",1277.0345580000001,1277.0345580000001,1277.0345580000001,1277.0345580000001,1277.0345580000001,null,1489.8736510000001,1489.8736510000001,1489.8736510000001,1489.8736510000001,1489.8736510000001,null,1702.7127439999999,1702.7127439999999,1702.7127439999999,1702.7127439999999,1702.7127439999999,null,2554.0691160000001,2554.0691160000001,2554.0691160000001,2554.0691160000001,2554.0691160000001]
["Diesel O&M (kWh)",2094.175643246152,1901.238686870493,1708.3017304948401,1515.364771044925,1322.4278286110591,null,2727.806928381111,2534.7985006380231,2341.790072894928,2148.7816451518261,1955.773217408725,null,2854.0057506516482,2660.9973229085381,2467.9888951654311,2274.9804674223178,2081.9720396792068,null,3275.8950080095701,3082.8151088990389,2889.7352097885059,2696.6553106779788,2503.5754115674449]
["Fuel cost",33154.273483102828,30099.76149061272,27045.249498122688,23990.73745696199,20936.225685193571,null,43185.707561980184,40130.064059213168,37074.420556446043,34018.777053678808,30963.133550911589,null,45183.644210845632,42128.000708078267,39072.35720531096,36016.713702543551,32961.070199776179,null,51862.850829993382,48806.075816949269,45749.300803905091,42692.525790861029,39635.750777816873]
["REopt LCC",59889,56641.4,53393.8,50146.1,46898.5,null,63714.3,60465.5,57216.7,53967.8,50719,null,64974.6,61725.8,58477,55228.1,51979.3,null,69656.899999999994,66406.899999999994,63156.9,59906.8,56656.800000000003]
[]
["TMY_highPVBatt_LowDiesel_36_PB_business",100,95,90,85,80,"TMY_highPVBatt_LowDiesel_36_PB_nrel",100,95,90,85,80,"TMY_highPVBatt_LowDiesel_36_PB_average",100,95,90,85,80,"TMY_highPVBatt_LowDiesel_36_PB_residential",100,95,90,85,80]
["PV kW",25.943999999999999,19.53,18.210999999999999,17.094999999999999,15.95,null,25.681999999999999,20.273,19.126000000000001,17.96,16.818999999999999,null,25.873000000000001,20.53,19.231999999999999,18.094999999999999,16.95,null,29.402999999999999,21.414999999999999,19.913,18.571000000000002,17.404]
["Battery kW",5.4980000000000002,4.3220000000000001,3.3149999999999999,2.7290000000000001,2.2909999999999999,null,6.9139999999999997,5.1669999999999998,4.6269999999999998,4.2329999999999997,3.823,null,6.9379999999999997,5.8570000000000002,4.99,4.4480000000000004,4.0549999999999997,null,10.62,9.0210000000000008,7.452,6.4779999999999998,5.57]
["Battery kWh",34.72,30.018000000000001,26.673999999999999,23.07,19.495000000000001,null,54.401000000000003,45.457999999999998,41.652999999999999,37.773000000000003,33.887,null,56.484000000000002,47.197000000000003,43.75,39.968000000000004,36.091999999999999,null,56.543999999999997,54.081000000000003,50.625999999999998,47.066000000000003,43.28]
["Generator kW",0,0,0,0,0,null,0,0,0,0,0,null,0,0,0,0,0,null,0,0,0,0,0]
["PV capital cost",57076.14,42966.22,40063.980000000003,37609,35088.9,null,56500.399999999987,44599.94,42078.080000000002,39512.879999999997,37002.019999999997,null,56921.04,45166.879999999997,42310.84,39809.219999999987,37290,null,64687.48,47113.88,43808.160000000003,40856.86,38288.800000000003]
["PV O&M",9718.4270956328164,7315.9130355507696,6821.7449321361119,6403.7323589095986,5974.6317202941609,null,9620.3951121097616,7594.0886219635368,7164.6883059051524,6727.9084328142726,6300.3811007742879,null,9692.0180209733771,7690.622218271873,7204.3206477344957,6778.3666222699694,6349.4158223759996,null,11014.41965732451,8022.1403895286739,7459.2712323191054,6956.7496201823842,6519.4827712467204]
["Battery capital cost",38225.520905514801,32439.863382285199,28084.850126490801,24096.0193179698,20340.2996250746,null,57495.117782686801,47181.320043426997,43081.208422582597,39120.980375890613,35132.486137978201,null,59357.621345639003,49680.956891844013,45433.033064624797,41350.811295965803,37393.808463736597,null,64602.233376800003,60185.837940664198,54940.695807204203,50442.997389056007,45839.421431482398]
["Battery O&M",8867.7535114431612,7666.8557537911211,6812.8261227830399,5892.3651540678002,4979.2599044066401,null,13894.493560716241,11610.18522474816,10638.4640888748,9647.5874346314413,8655.0761761538397,null,14426.531698270201,12054.41446609404,11173.97576042652,10208.154524211121,9218.0440907025604,null,14441.779490892721,13812.737808313081,12930.255847352761,12020.981701365599,11053.934511974519]
["Diesel capital cost",0,0,0,0,0,null,0,0,0,0,0,null,0,0,0,0,0,null,0,0,0,0,0]
["Diesel O&M (kW)",0,0,0,0,0,null,0,0,0,0,0,null,0,0,0,0,0,null,0,0,0,0,0]
["Diesel O&M (kWh)",0,0,0,0,0,null,0,0,0,0,0,null,0,0,0,0,0,null,0,0,0,0,0]
["Fuel cost",0,0,0,0,0,null,0,0,0,0,0,null,0,0,0,0,0,null,0,0,0,0,0]
["REopt LCC",113888,90389,81783.5,74001.3,66383.199999999997,null,137511,110986,102962,95009.5,87090.1,null,140397,114593,106122,98146.6,90251.4,null,154746,129135,119138,110278,101702]
[]
["TMY_highPVBatt_LowDiesel_36_D_business",100,95,90,85,80,"TMY_highPVBatt_LowDiesel_36_D_nrel",100,95,90,85,80,"TMY_highPVBatt_LowDiesel_36_D_average",100,95,90,85,80,"TMY_highPVBatt_LowDiesel_36_D_residential",100,95,90,85,80]
["PV kW",0,0,0,0,0,null,0,0,0,0,0,null,0,0,0,0,0,null,0,0,0,0,0]
["Battery kW",0,0,0,0,0,null,0,0,0,0,0,null,0,0,0,0,0,null,0,0,0,0,0]
["Battery kWh",0,0,0,0,0,null,0,0,0,0,0,null,0,0,0,0,0,null,0,0,0,0,0]
["Generator kW",6,6,6,6,6,null,7,7,7,7,7,null,8,8,8,8,8,null,12,12,12,12,12]
["PV capital cost",0,0,0,0,0,null,0,0,0,0,0,null,0,0,0,0,0,null,0,0,0,0,0]
["PV O&M",0,0,0,0,0,null,0,0,0,0,0,null,0,0,0,0,0,null,0,0,0,0,0]
["Battery capital cost",0,0,0,0,0,null,0,0,0,0,0,null,0,0,0,0,0,null,0,0,0,0,0]
["Battery O&M",0,0,0,0,0,null,0,0,0,0,0,null,0,0,0,0,0,null,0,0,0,0,0]
["Diesel capital cost",2493.96,2493.96,2493.96,2493.96,2493.96,null,2909.62,2909.62,2909.62,2909.62,2909.62,null,3325.28,3325.28,3325.28,3325.28,3325.28,null,4987.92,4987.92,4987.92,4987.92,4987.92]
["Diesel O&M (kW)",1277.0345580000001,1277.0345580000001,1277.0345580000001,1277.0345580000001,1277.0345580000001,null,1489.8736510000001,1489.8736510000001,1489.8736510000001,1489.8736510000001,1489.8736510000001,null,1702.7127439999999,1702.7127439999999,1702.7127439999999,1702.7127439999999,1702.7127439999999,null,2554.0691160000001,2554.0691160000001,2554.0691160000001,2554.0691160000001,2554.0691160000001]
["Diesel O&M (kWh)",3858.7391275132431,3665.802171137615,3472.8652147619532,3279.9282583862901,3086.9913020106392,null,3860.1685548619098,3667.1601271188401,3474.1516993757668,3281.1432716326849,3088.1348438895948,null,3860.1685548619221,3667.160127118836,3474.1516993757391,3281.1432716326431,3088.134843889542,null,3861.5979822105428,3668.518083100028,3475.4381839895,3282.3582848789779,3089.2783857684481]
["Fuel cost",61090.239849803358,58035.727857313723,54981.215864823571,51926.703872333383,48872.191879843384,null,61112.870055342602,58057.22655257587,55001.583049809087,51945.939547042188,48890.296044275128,null,61112.870055342799,58057.226552575819,55001.583049808651,51945.939547041518,48890.296044274299,null,61135.500260881301,58078.725247837421,55021.950234793352,51965.17522174937,48908.40020870525]
["REopt LCC",68723.399999999994,65475.8,62228.2,58980.5,55732.9,null,69376,66127.100000000006,62878.3,59629.5,56380.6,null,70004.399999999994,66755.600000000006,63506.8,60257.9,57009.1,null,72542.3,69292.3,66042.2,62792.2,59542.2]
[]
["TMY_highPVBatt_LowDiesel_32_PBD_business",100,95,90,85,80,"TMY_highPVBatt_LowDiesel_32_PBD_nrel",100,95,90,85,80,"TMY_highPVBatt_LowDiesel_32_PBD_average",100,95,90,85,80,"TMY_highPVBatt_LowDiesel_32_PBD_residential",100,95,90,85,80]
["PV kW",7.7949999999999999,7.7949999999999999,7.7949999999999999,7.7949999999999999,7.7949999999999999,null,4.9589999999999996,4.9589999999999996,4.9589999999999996,4.9589999999999996,4.9589999999999996,null,4.415,4.415,4.415,4.415,4.415,null,2.5739999999999998,2.5739999999999998,2.5739999999999998,2.5739999999999998,2.5739999999999998]
["Battery kW",0,0,0,0,0,null,0,0,0,0,0,null,0,0,0,0,0,null,0,0,0,0,0]
["Battery kWh",0,0,0,0,0,null,0,0,0,0,0,null,0,0,0,0,0,null,0,0,0,0,0]
["Generator kW",6,6,6,6,6,null,7,7,7,7,7,null,8,8,8,8,8,null,12,12,12,12,12]
["PV capital cost",17147.966,17147.966,17147.966,17147.966,17147.966,null,10910.636,10910.636,10910.636,10910.636,10910.636,null,9713.3080000000009,9713.3080000000009,9713.3080000000009,9713.3080000000009,9713.3080000000009,null,5663.6360000000004,5663.6360000000004,5663.6360000000004,5663.6360000000004,5663.6360000000004]
["PV O&M",2919.8060241878711,2919.8060241878711,2919.8060241878711,2919.8060241878711,2919.8060241878711,null,1857.767896234519,1857.767896234519,1857.767896234519,1857.767896234519,1857.767896234519,null,1653.8973317997149,1653.8973317997149,1653.8973317997149,1653.8973317997149,1653.8973317997149,null,964.35451945771854,964.35451945771854,964.35451945771854,964.35451945771854,964.35451945771854]
["Battery capital cost",0,0,0,0,0,null,0,0,0,0,0,null,0,0,0,0,0,null,0,0,0,0,0]
["Battery O&M",0,0,0,0,0,null,0,0,0,0,0,null,0,0,0,0,0,null,0,0,0,0,0]
["Diesel capital cost",2493.96,2493.96,2493.96,2493.96,2493.96,null,2909.62,2909.62,2909.62,2909.62,2909.62,null,3325.28,3325.28,3325.28,3325.28,3325.28,null,4987.92,4987.92,4987.92,4987.92,4987.92]
["Diesel O&M (kW)",1277.0345580000001,1277.0345580000001,1277.0345580000001,1277.0345580000001,1277.0345580000001,null,1489.8736510000001,1489.8736510000001,1489.8736510000001,1489.8736510000001,1489.8736510000001,null,1702.7127439999999,1702.7127439999999,1702.7127439999999,1702.7127439999999,1702.7127439999999,null,2554.0691160000001,2554.0691160000001,2554.0691160000001,2554.0691160000001,2554.0691160000001]
["Diesel O&M (kWh)",2144.476711367081,1951.539754991416,1758.6027986157601,1565.665848466926,1372.728880909408,null,2767.3993305952081,2574.3909028521189,2381.382475109026,2188.3740473659232,1995.365619622816,null,2887.9254786994602,2694.9170509563492,2501.9086232132399,2308.9001954701271,2115.8917677270179,null,3297.525451397089,3104.4455522865592,2911.3656531760239,2718.28575406549,2525.205854954957]
["Fuel cost",30178.331388818649,27463.209617716238,24748.087846613951,22032.96616313915,19317.844234679149,null,38944.463067009397,36228.335508994263,33512.207950979078,30796.080392963751,28079.952834948352,null,40640.577563953142,37924.450005937702,35208.322447922292,32492.194889906808,29776.067331891409,null,46404.708107968283,43687.574763040189,40970.441418112023,38253.308073183864,35536.174728255719]
["REopt LCC",56163.4,53255.199999999997,50346.9,47438.7,44530.400000000001,null,58882.2,55972.9,53063.5,50154.2,47244.9,null,59926.2,57016.9,54107.5,51198.2,48288.9,null,63874.9,60964.5,58054.1,55143.7,52233.3]
[]
["TMY_highPVBatt_LowDiesel_32_PB_business",100,95,90,85,80,"TMY_highPVBatt_LowDiesel_32_PB_nrel",100,95,90,85,80,"TMY_highPVBatt_LowDiesel_32_PB_average",100,95,90,85,80,"TMY_highPVBatt_LowDiesel_32_PB_residential",100,95,90,85,80]
["PV kW",25.943999999999999,19.53,18.210999999999999,17.094999999999999,15.95,null,25.681999999999999,20.273,19.126000000000001,17.96,16.818999999999999,null,25.873000000000001,20.53,19.231999999999999,18.094999999999999,16.95,null,29.402999999999999,21.414999999999999,19.913,18.571000000000002,17.404]
["Battery kW",5.4980000000000002,4.3220000000000001,3.3149999999999999,2.7290000000000001,2.2909999999999999,null,6.9139999999999997,5.1669999999999998,4.6269999999999998,4.2329999999999997,3.823,null,6.9379999999999997,5.8570000000000002,4.99,4.4480000000000004,4.0549999999999997,null,10.62,9.0210000000000008,7.452,6.4779999999999998,5.57]
["Battery kWh",34.72,30.018000000000001,26.673999999999999,23.07,19.495000000000001,null,54.401000000000003,45.457999999999998,41.652999999999999,37.773000000000003,33.887,null,56.484000000000002,47.197000000000003,43.75,39.968000000000004,36.091999999999999,null,56.543999999999997,54.081000000000003,50.625999999999998,47.066000000000003,43.28]
["Generator kW",0,0,0,0,0,null,0,0,0,0,0,null,0,0,0,0,0,null,0,0,0,0,0]
["PV capital cost",57076.14,42966.22,40063.980000000003,37609,35088.9,null,56500.399999999987,44599.94,42078.080000000002,39512.879999999997,37002.019999999997,null,56921.04,45166.879999999997,42310.84,39809.219999999987,37290,null,64687.48,47113.88,43808.160000000003,40856.86,38288.800000000003]
["PV O&M",9718.4270956328164,7315.9130355507696,6821.7449321361119,6403.7323589095986,5974.6317202941609,null,9620.3951121097616,7594.0886219635368,7164.6883059051524,6727.9084328142726,6300.3811007742879,null,9692.0180209733771,7690.622218271873,7204.3206477344957,6778.3666222699694,6349.4158223759996,null,11014.41965732451,8022.1403895286739,7459.2712323191054,6956.7496201823842,6519.4827712467204]
["Battery capital cost",38225.520905514801,32439.863382285199,28084.850126490801,24096.0193179698,20340.2996250746,null,57495.117782686801,47181.320043426997,43081.208422582597,39120.980375890613,35132.486137978201,null,59357.621345639003,49680.956891844013,45433.033064624797,41350.811295965803,37393.808463736597,null,64602.233376800003,60185.837940664198,54940.695807204203,50442.997389056007,45839.421431482398]
["Battery O&M",8867.7535114431612,7666.8557537911211,6812.8261227830399,5892.3651540678002,4979.2599044066401,null,13894.493560716241,11610.18522474816,10638.4640888748,9647.5874346314413,8655.0761761538397,null,14426.531698270201,12054.41446609404,11173.97576042652,10208.154524211121,9218.0440907025604,null,14441.779490892721,13812.737808313081,12930.255847352761,12020.981701365599,11053.934511974519]
["Diesel capital cost",0,0,0,0,0,null,0,0,0,0,0,null,0,0,0,0,0,null,0,0,0,0,0]
["Diesel O&M (kW)",0,0,0,0,0,null,0,0,0,0,0,null,0,0,0,0,0,null,0,0,0,0,0]
["Diesel O&M (kWh)",0,0,0,0,0,null,0,0,0,0,0,null,0,0,0,0,0,null,0,0,0,0,0]
["Fuel cost",0,0,0,0,0,null,0,0,0,0,0,null,0,0,0,0,0,null,0,0,0,0,0]
["REopt LCC",113888,90389,81783.5,74001.3,66383.199999999997,null,137511,110986,102962,95009.5,87090.1,null,140397,114593,106122,98146.6,90251.4,null,154746,129135,119138,110278,101702]
[]
["TMY_highPVBatt_LowDiesel_32_D_business",100,95,90,85,80,"TMY_highPVBatt_LowDiesel_32_D_nrel",100,95,90,85,80,"TMY_highPVBatt_LowDiesel_32_D_average",100,95,90,85,80,"TMY_highPVBatt_LowDiesel_32_D_residential",100,95,90,85,80]
["PV kW",0,0,0,0,0,null,0,0,0,0,0,null,0,0,0,0,0,null,0,0,0,0,0]
["Battery kW",0,0,0,0,0,null,0,0,0,0,0,null,0,0,0,0,0,null,0,0,0,0,0]
["Battery kWh",0,0,0,0,0,null,0,0,0,0,0,null,0,0,0,0,0,null,0,0,0,0,0]
["Generator kW",6,6,6,6,6,null,7,7,7,7,7,null,8,8,8,8,8,null,12,12,12,12,12]
["PV capital cost",0,0,0,0,0,null,0,0,0,0,0,null,0,0,0,0,0,null,0,0,0,0,0]
["PV O&M",0,0,0,0,0,null,0,0,0,0,0,null,0,0,0,0,0,null,0,0,0,0,0]
["Battery capital cost",0,0,0,0,0,null,0,0,0,0,0,null,0,0,0,0,0,null,0,0,0,0,0]
["Battery O&M",0,0,0,0,0,null,0,0,0,0,0,null,0,0,0,0,0,null,0,0,0,0,0]
["Diesel capital cost",2493.96,2493.96,2493.96,2493.96,2493.96,null,2909.62,2909.62,2909.62,2909.62,2909.62,null,3325.28,3325.28,3325.28,3325.28,3325.28,null,4987.92,4987.92,4987.92,4987.92,4987.92]
["Diesel O&M (kW)",1277.0345580000001,1277.0345580000001,1277.0345580000001,1277.0345580000001,1277.0345580000001,null,1489.8736510000001,1489.8736510000001,1489.8736510000001,1489.8736510000001,1489.8736510000001,null,1702.7127439999999,1702.7127439999999,1702.7127439999999,1702.7127439999999,1702.7127439999999,null,2554.0691160000001,2554.0691160000001,2554.0691160000001,2554.0691160000001,2554.0691160000001]
["Diesel O&M (kWh)",3858.7391275132431,3665.8021711376141,3472.865214761955,3279.9282583862901,3086.9913020106392,null,3860.1685548619098,3667.160127118842,3474.1516993757668,3281.143271632684,3088.1348438895948,null,3860.1685548619221,3667.160127118836,3474.1516993757391,3281.1432716326431,3088.134843889542,null,3861.5979822105428,3668.518083100028,3475.4381839895,3282.3582848789779,3089.2783857684481]
["Fuel cost",54302.435422047427,51587.313650945507,48872.191879843173,46157.070108740787,43441.948337638569,null,54322.551160304538,51606.423602289688,48890.296044274757,46174.168486259718,43458.040928244562,null,54322.551160304713,51606.423602289608,48890.296044274357,46174.168486259121,43458.040928243812,null,54342.666898561147,51625.533553633257,48908.400208705192,46191.266863777229,43474.133518849128]
["REopt LCC",61935.6,59027.4,56119.199999999997,53210.9,50302.7,null,62585.599999999999,59676.3,56767,53857.7,50948.4,null,63214.1,60304.800000000003,57395.5,54486.1,51576.800000000003,null,65749.5,62839.1,59928.7,57018.3,54107.9]
[]
["TMY_medPVBatt_HighDiesel_44_PBD_business",100,95,90,85,80,"TMY_medPVBatt_HighDiesel_44_PBD_nrel",100,95,90,85,80,"TMY_medPVBatt_HighDiesel_44_PBD_average",100,95,90,85,80,"TMY_medPVBatt_HighDiesel_44_PBD_residential",100,95,90,85,80]
["PV kW",12.606,12.757,12.757,12.753,12.744999999999999,null,8.125,8.1010000000000009,8.125,8.125,8.125,null,7.9320000000000004,7.9320000000000004,7.9320000000000004,7.9320000000000004,7.9320000000000004,null,5.8029999999999999,5.8029999999999999,5.7839999999999998,5.8029999999999999,5.7839999999999998]
["Battery kW",1.2050000000000001,1.2350000000000001,1.2350000000000001,1.234,1.236,null,0.80700000000000005,0.79900000000000004,0.80700000000000005,0.80700000000000005,0.80700000000000005,null,0.96099999999999997,0.96099999999999997,0.96099999999999997,0.96099999999999997,0.96099999999999997,null,0.95199999999999996,0.95199999999999996,0.95499999999999996,0.95199999999999996,0.95699999999999996]
["Battery kWh",9.14,9.548,9.548,9.5380000000000003,9.5180000000000007,null,5.4329999999999998,5.3730000000000002,5.4329999999999998,5.4329999999999998,5.4329999999999998,null,6.9889999999999999,6.9889999999999999,6.9889999999999999,6.9889999999999999,6.9889999999999999,null,6.2889999999999997,6.2889999999999997,6.2569999999999997,6.2889999999999997,6.2619999999999996]
["Generator kW",6,6,6,6,6,null,7,7,7,7,7,null,8,8,8,8,8,null,12,12,12,12,12]
["PV capital cost",22690.98,22961.7,22961.7,22955.4,22941.18,null,14625.45,14580.9,14625.45,14625.45,14625.45,null,14278.194,14278.194,14278.194,14278.194,14278.194,null,10445.796,10445.796,10411.83,10445.796,10410.317999999999]
["PV O&M",3863.6220819849118,3909.717921390481,3909.717921390481,3908.6452123617601,3906.2239548397929,null,2490.2940101734798,2482.7084248989599,2490.2940101734798,2490.2940101734798,2490.2940101734798,null,2431.1662885104338,2431.1662885104338,2431.1662885104338,2431.1662885104338,2431.1662885104338,null,1778.6189970424221,1778.6189970424221,1772.835562936152,1778.6189970424221,1772.578112769259]
["Battery capital cost",7691.6872256161996,8009.3925143612496,8009.3925143612496,8001.9740404415497,7989.7345475034999,null,4667.6990537144648,4617.9153102030796,4667.6990537144648,4667.6990537144648,4667.6990537144648,null,5922.8106204853493,5922.8106204853493,5922.8106204853493,5922.8106204853493,5922.8106204853493,null,5422.7497779866808,5422.7497779866808,5403.04068274578,5422.7497779866808,5408.79065002674]
["Battery O&M",1945.25353242815,2032.1025243268,2032.1025243268,2030.15504662585,2025.8386698198101,null,1156.3824613510899,1143.57593312528,1156.3824613510899,1156.3824613510899,1156.3824613510899,null,1487.4770828128201,1487.4770828128201,1487.4770828128201,1487.4770828128201,1487.4770828128201,null,1338.5897520865301,1338.5897520865301,1331.71079260077,1338.5897520865301,1332.8792792213401]
["Diesel capital cost",4156.62,4156.62,4156.62,4156.62,4156.62,null,4849.3899999999994,4849.3899999999994,4849.3899999999994,4849.3899999999994,4849.3899999999994,null,5542.16,5542.16,5542.16,5542.16,5542.16,null,8313.24,8313.24,8313.24,8313.24,8313.24]
["Diesel O&M (kW)",1277.0345580000001,1277.0345580000001,1277.0345580000001,1277.0345580000001,1277.0345580000001,null,1489.8736510000001,1489.8736510000001,1489.8736510000001,1489.8736510000001,1489.8736510000001,null,1702.7127439999999,1702.7127439999999,1702.7127439999999,1702.7127439999999,1702.7127439999999,null,2554.0691160000001,2554.0691160000001,2554.0691160000001,2554.0691160000001,2554.0691160000001]
["Diesel O&M (kWh)",1343.3074425289431,1126.193009342951,933.25608222354322,740.87847862546084,549.04636608443923,null,2251.762586539076,2062.6977382813561,1865.745680278822,1672.7373631557771,1479.7288500521729,null,2300.4716790926332,2107.463200510304,1914.4547833018851,1721.4463470037599,1528.4379611428781,null,2740.586935456633,2547.51353001699,2356.8581275195688,2161.347335048059,1970.533252649733]
["Fuel cost",38989.105101759327,32687.422265355959,27087.484461611541,21503.78085926317,15935.909975086741,null,65356.749595236361,59869.197746427482,54152.721944721241,48550.71206702941,42948.696501059247,null,66770.516741055646,61168.502177055379,55566.489394414879,49964.476057701249,44362.464184913842,null,79544.733159419644,73940.834112401077,68407.116892614329,62732.473400839182,57194.150543401578]
["REopt LCC",81958.8,76161.2,70368.100000000006,64575.1,58782,null,96889.600000000006,91098.1,85299.199999999997,79504,73708.800000000003,null,100438,94642.3,88847.1,83051.899999999994,77256.7,null,112141,106343,100553,94748.6,88958.1]
[]
["TMY_medPVBatt_HighDiesel_44_PB_business",100,95,90,85,80,"TMY_medPVBatt_HighDiesel_44_PB_nrel",100,95,90,85,80,"TMY_medPVBatt_HighDiesel_44_PB_average",100,95,90,85,80,"TMY_medPVBatt_HighDiesel_44_PB_residential",100,95,90,85,80]
["PV kW",25.943999999999999,19.466000000000001,18.190000000000001,17.067,15.929,null,25.681999999999999,20.238,19.076000000000001,17.925000000000001,16.794,null,25.873000000000001,20.474,19.196999999999999,18.056000000000001,16.913,null,29.402999999999999,21.407,19.826000000000001,18.535,17.343]
["Battery kW",5.4980000000000002,4.3620000000000001,3.3290000000000002,2.7589999999999999,2.3119999999999998,null,6.9139999999999997,5.202,4.6820000000000004,4.2880000000000003,3.8650000000000002,null,6.9379999999999997,5.8890000000000002,5.016,4.4850000000000003,4.09,null,10.62,9.0419999999999998,7.5010000000000003,6.4939999999999998,5.5960000000000001]
["Battery kWh",34.72,30.117000000000001,26.704000000000001,23.099,19.516999999999999,null,54.401000000000003,45.499000000000002,41.701999999999998,37.789000000000001,33.893000000000001,null,56.484000000000002,47.295999999999999,43.8,40.014000000000003,36.134999999999998,null,56.543999999999997,54.075000000000003,50.765999999999998,47.13,43.392000000000003]
["Generator kW",0,0,0,0,0,null,0,0,0,0,0,null,0,0,0,0,0,null,0,0,0,0,0]
["PV capital cost",46698.66,35038.079999999987,32742.720000000001,30721.14,28672.2,null,46227.6,36428.759999999987,34336.800000000003,32265.54,30229.919999999998,null,46571.76,36852.300000000003,34554.06,32501.34,30442.68,null,52926.12,38532.78,35686.44,33363.18,31218.12]
["PV O&M",7951.4403509723043,5965.9785341291517,5575.1446617223692,5230.9276588208159,4882.0520338516799,null,7871.2323644534399,6202.7713900117442,5846.5706948179204,5493.8946150041756,5147.2870034100479,null,7929.8329262509442,6274.8880855711204,5883.5638318940637,5534.0445815076964,5183.5139197513927,null,9011.7979014473294,6561.0255567748327,6076.3756175991384,5680.7911766365924,5315.5490767721294]
["Battery capital cost",30192.571866886101,25759.16670576395,22270.27140189795,19135.588540981251,16148.1338413227,null,45508.335765515098,37447.0191304982,34231.595255690401,31066.961301095849,27884.652655574999,null,46996.614657979248,39435.6316030362,36057.2965399643,32837.185766998497,29696.87237351375,null,50932.693168099999,47529.865780261949,43577.103467538349,39958.890619519007,36384.32339287315]
["Battery O&M",7389.7945928693007,6410.0536799717001,5683.6977072906002,4916.3063574791004,4154.0657137181997,null,11578.744633930201,9684.0510280442013,8875.9009919231994,8043.0190531955996,7213.8405146862005,null,12022.1097485585,10066.4164586187,9322.3309894906997,8516.4796155741005,7690.9831933736004,null,12034.816242410599,11509.273953975,10805.031963056599,10031.191588727201,9235.4075039095005]
["Diesel capital cost",0,0,0,0,0,null,0,0,0,0,0,null,0,0,0,0,0,null,0,0,0,0,0]
["Diesel O&M (kW)",0,0,0,0,0,null,0,0,0,0,0,null,0,0,0,0,0,null,0,0,0,0,0]
["Diesel O&M (kWh)",0,0,0,0,0,null,0,0,0,0,0,null,0,0,0,0,0,null,0,0,0,0,0]
["Fuel cost",0,0,0,0,0,null,0,0,0,0,0,null,0,0,0,0,0,null,0,0,0,0,0]
["REopt LCC",92232.9,73173.600000000006,66272.2,60004.1,53856.6,null,111186,89762.9,83291.100000000006,76869.5,70475.8,null,113521,92629.6,85817.5,79389.2,73014.3,null,124906,104133,96145.1,89034.4,82153.600000000006]
[]
["TMY_medPVBatt_HighDiesel_44_D_business",100,95,90,85,80,"TMY_medPVBatt_HighDiesel_44_D_nrel",100,95,90,85,80,"TMY_medPVBatt_HighDiesel_44_D_average",100,95,90,85,80,"TMY_medPVBatt_HighDiesel_44_D_residential",100,95,90,85,80]
["PV kW",0,0,0,0,0,null,0,0,0,0,0,null,0,0,0,0,0,null,0,0,0,0,0]
["Battery kW",0,0,0,0,0,null,0,0,0,0,0,null,0,0,0,0,0,null,0,0,0,0,0]
["Battery kWh",0,0,0,0,0,null,0,0,0,0,0,null,0,0,0,0,0,null,0,0,0,0,0]
["Generator kW",6,6,6,6,6,null,7,7,7,7,7,null,8,8,8,8,8,null,12,12,12,12,12]
["PV capital cost",0,0,0,0,0,null,0,0,0,0,0,null,0,0,0,0,0,null,0,0,0,0,0]
["PV O&M",0,0,0,0,0,null,0,0,0,0,0,null,0,0,0,0,0,null,0,0,0,0,0]
["Battery capital cost",0,0,0,0,0,null,0,0,0,0,0,null,0,0,0,0,0,null,0,0,0,0,0]
["Battery O&M",0,0,0,0,0,null,0,0,0,0,0,null,0,0,0,0,0,null,0,0,0,0,0]
["Diesel capital cost",4156.62,4156.62,4156.62,4156.62,4156.62,null,4849.3899999999994,4849.3899999999994,4849.3899999999994,4849.3899999999994,4849.3899999999994,null,5542.16,5542.16,5542.16,5542.16,5542.16,null,8313.24,8313.24,8313.24,8313.24,8313.24]
["Diesel O&M (kW)",1277.0345580000001,1277.0345580000001,1277.0345580000001,1277.0345580000001,1277.0345580000001,null,1489.8736510000001,1489.8736510000001,1489.8736510000001,1489.8736510000001,1489.8736510000001,null,1702.7127439999999,1702.7127439999999,1702.7127439999999,1702.7127439999999,1702.7127439999999,null,2554.0691160000001,2554.0691160000001,2554.0691160000001,2554.0691160000001,2554.0691160000001]
["Diesel O&M (kWh)",3858.7391275132431,3665.8021711376141,3472.8652147619518,3279.9282583862901,3086.9913020106392,null,3860.1685548619098,3667.160127118837,3474.1516993757682,3281.1432716326872,3088.1348438895948,null,3860.1685548619221,3667.1601271188292,3474.15169937574,3281.1432716326422,3088.1348438895411,null,3861.5979822105428,3668.5180831000248,3475.4381839895,3282.358284878977,3089.2783857684472]
["Fuel cost",111998.7730579729,106398.8344050751,100798.8957521765,95198.957099277875,89599.018446379545,null,112040.2617681281,106438.2486797223,100836.2355913167,95234.222502910707,89632.20941450441,null,112040.2617681284,106438.24867972211,100836.2355913159,95234.222502909426,89632.209414502853,null,112081.7504782824,106477.6629543685,100873.5754304545,95269.487906540497,89665.400382626292]
["REopt LCC",121295,115502,109709,103915,98122.4,null,122243,116448,110653,104858,99062.3,null,123149,117353,111558,105763,99967.9,null,126814,121017,115219,109422,103624]
[]
["TMY_medPVBatt_HighDiesel_36_PBD_business",100,95,90,85,80,"TMY_medPVBatt_HighDiesel_36_PBD_nrel",100,95,90,85,80,"TMY_medPVBatt_HighDiesel_36_PBD_average",100,95,90,85,80,"TMY_medPVBatt_HighDiesel_36_PBD_residential",100,95,90,85,80]
["PV kW",9.7789999999999999,9.7859999999999996,9.7840000000000007,9.7780000000000005,9.7789999999999999,null,6.4089999999999998,6.4089999999999998,6.4089999999999998,6.4089999999999998,6.4089999999999998,null,5.67,5.6740000000000004,5.6749999999999998,5.6769999999999996,5.6840000000000002,null,4.1820000000000004,4.1879999999999997,4.1879999999999997,4.1879999999999997,4.1879999999999997]
["Battery kW",0.188,0.182,0.18099999999999999,0.183,0.184,null,5.8999999999999997E-2,5.8999999999999997E-2,5.8999999999999997E-2,5.8999999999999997E-2,5.8999999999999997E-2,null,8.3000000000000004E-2,8.5000000000000006E-2,8.5000000000000006E-2,8.5999999999999993E-2,8.4000000000000005E-2,null,0.20599999999999999,0.20799999999999999,0.20799999999999999,0.20799999999999999,0.20799999999999999]
["Battery kWh",0.79900000000000004,0.77800000000000002,0.77600000000000002,0.78400000000000003,0.78400000000000003,null,0.253,0.253,0.253,0.253,0.253,null,0.35799999999999998,0.36399999999999999,0.36499999999999999,0.36899999999999999,0.36,null,1.119,1.127,1.1299999999999999,1.131,1.131]
["Generator kW",6,6,6,6,6,null,7,7,7,7,7,null,8,8,8,8,8,null,12,12,12,12,12]
["PV capital cost",17601.876,17614.367999999999,17611.182000000001,17600.831999999999,17602.758000000002,null,11536.92,11536.92,11536.92,11536.92,11536.92,null,10205.226000000001,10213.956,10214.370000000001,10219.284,10231.578,null,7528.1220000000003,7537.5179999999991,7538.2020000000002,7538.9940000000006,7538.9940000000006]
["PV O&M",2997.093858350775,2999.220887110579,2998.6784028303409,2996.916095140301,2997.2440376147952,null,1964.4060710508479,1964.4060710508479,1964.4060710508479,1964.4060710508479,1964.4060710508479,null,1737.656836560014,1739.143304785526,1739.2137970931281,1740.05051013553,1742.1438251830029,null,1281.8229267786769,1283.4227956729389,1283.5392612246289,1283.6741160739541,1283.6741160739541]
["Battery capital cost",759.54676405989494,738.53559061927501,736.49509904726494,744.35657466617999,745.02806266149491,null,239.99924603995251,239.99924603995251,239.99924603995251,239.99924603995251,239.99924603995251,null,339.41850530793749,345.85286778757302,346.16428388453159,349.79077524708953,341.59623507548997,null,1004.272497266415,1010.77189992076,1013.68401359608,1014.427055877955,1014.427055877955]
["Battery O&M",169.99543493547199,165.65373027736501,165.19612622741499,166.95949811291999,166.77411526291701,null,53.831901918839002,53.831901918839002,53.831901918839002,53.831901918839002,53.831901918839002,null,76.131692209728016,77.574954099360994,77.644765321865023,78.458236335311,76.620157928162996,null,238.24995231327,239.79729251937999,240.59543911813,240.78060912903999,240.78060912903999]
["Diesel capital cost",4156.62,4156.62,4156.62,4156.62,4156.62,null,4849.3899999999994,4849.3899999999994,4849.3899999999994,4849.3899999999994,4849.3899999999994,null,5542.16,5542.16,5542.16,5542.16,5542.16,null,8313.24,8313.24,8313.24,8313.24,8313.24]
["Diesel O&M (kW)",1277.0345580000001,1277.0345580000001,1277.0345580000001,1277.0345580000001,1277.0345580000001,null,1489.8736510000001,1489.8736510000001,1489.8736510000001,1489.8736510000001,1489.8736510000001,null,1702.7127439999999,1702.7127439999999,1702.7127439999999,1702.7127439999999,1702.7127439999999,null,2554.0691160000001,2554.0691160000001,2554.0691160000001,2554.0691160000001,2554.0691160000001]
["Diesel O&M (kWh)",1865.701174048985,1673.33338619342,1480.5925931569959,1287.7247704657309,1094.845559859732,null,2577.3962710173491,2384.388013061654,2191.379574155309,1998.371107328134,1805.362726190237,null,2719.352247579413,2525.6148147493468,2332.5709058608331,2139.161611152595,1946.0356064476291,null,3060.1953288642121,2866.3772593904341,2673.1049000919788,2479.946859603494,2286.8767373824599]
["Fuel cost",44305.715589083062,39737.463922749528,35160.354320490202,30580.22808307135,25999.831411288022,null,61206.68611481494,56623.224892688428,52039.759373438603,47456.293191139237,42872.82904374491,null,64577.783915048327,59977.006621598077,55392.698779384751,50799.713941930109,46213.456530329488,null,72671.950778403945,68069.258567253055,63479.525601751047,58892.50742077695,54307.577077773363]
["REopt LCC",73135.3,68363.7,63587.5,58811.8,54041.1,null,83920.8,79144.100000000006,74367.5,69590.8,64814.2,null,86902.8,82126.2,77349.5,72573.100000000006,67797.899999999994,null,96654.399999999994,91876.800000000003,87098.1,82319.600000000006,77541.399999999994]
[]
["TMY_medPVBatt_HighDiesel_36_PB_business",100,95,90,85,80,"TMY_medPVBatt_HighDiesel_36_PB_nrel",100,95,90,85,80,"TMY_medPVBatt_HighDiesel_36_PB_average",100,95,90,85,80,"TMY_medPVBatt_HighDiesel_36_PB_residential",100,95,90,85,80]
["PV kW",25.943999999999999,19.466000000000001,18.190000000000001,17.067,15.929,null,25.681999999999999,20.238,19.076000000000001,17.925000000000001,16.794,null,25.873000000000001,20.474,19.196999999999999,18.056000000000001,16.913,null,29.402999999999999,21.407,19.826000000000001,18.535,17.343]
["Battery kW",5.4980000000000002,4.3620000000000001,3.3290000000000002,2.7589999999999999,2.3119999999999998,null,6.9139999999999997,5.202,4.6820000000000004,4.2880000000000003,3.8650000000000002,null,6.9379999999999997,5.8890000000000002,5.016,4.4850000000000003,4.09,null,10.62,9.0419999999999998,7.5010000000000003,6.4939999999999998,5.5960000000000001]
["Battery kWh",34.72,30.117000000000001,26.704000000000001,23.099,19.516999999999999,null,54.401000000000003,45.499000000000002,41.701999999999998,37.789000000000001,33.893000000000001,null,56.484000000000002,47.295999999999999,43.8,40.014000000000003,36.134999999999998,null,56.543999999999997,54.075000000000003,50.765999999999998,47.13,43.392000000000003]
["Generator kW",0,0,0,0,0,null,0,0,0,0,0,null,0,0,0,0,0,null,0,0,0,0,0]
["PV capital cost",46698.66,35038.079999999987,32742.720000000001,30721.14,28672.2,null,46227.6,36428.759999999987,34336.800000000003,32265.54,30229.919999999998,null,46571.76,36852.300000000003,34554.06,32501.34,30442.68,null,52926.12,38532.78,35686.44,33363.18,31218.12]
["PV O&M",7951.4403509723043,5965.9785341291517,5575.1446617223692,5230.9276588208159,4882.0520338516799,null,7871.2323644534399,6202.7713900117442,5846.5706948179204,5493.8946150041756,5147.2870034100479,null,7929.8329262509442,6274.8880855711204,5883.5638318940637,5534.0445815076964,5183.5139197513927,null,9011.7979014473294,6561.0255567748327,6076.3756175991384,5680.7911766365924,5315.5490767721294]
["Battery capital cost",30192.571866886101,25759.16670576395,22270.27140189795,19135.588540981251,16148.1338413227,null,45508.335765515098,37447.0191304982,34231.595255690401,31066.961301095849,27884.652655574999,null,46996.614657979248,39435.6316030362,36057.2965399643,32837.185766998497,29696.87237351375,null,50932.693168099999,47529.865780261949,43577.103467538349,39958.890619519007,36384.32339287315]
["Battery O&M",7389.7945928693007,6410.0536799717001,5683.6977072906002,4916.3063574791004,4154.0657137181997,null,11578.744633930201,9684.0510280442013,8875.9009919231994,8043.0190531955996,7213.8405146862005,null,12022.1097485585,10066.4164586187,9322.3309894906997,8516.4796155741005,7690.9831933736004,null,12034.816242410599,11509.273953975,10805.031963056599,10031.191588727201,9235.4075039095005]
["Diesel capital cost",0,0,0,0,0,null,0,0,0,0,0,null,0,0,0,0,0,null,0,0,0,0,0]
["Diesel O&M (kW)",0,0,0,0,0,null,0,0,0,0,0,null,0,0,0,0,0,null,0,0,0,0,0]
["Diesel O&M (kWh)",0,0,0,0,0,null,0,0,0,0,0,null,0,0,0,0,0,null,0,0,0,0,0]
["Fuel cost",0,0,0,0,0,null,0,0,0,0,0,null,0,0,0,0,0,null,0,0,0,0,0]
["REopt LCC",92232.9,73173.600000000006,66272.2,60004.1,53856.6,null,111186,89762.9,83291.100000000006,76869.5,70475.8,null,113521,92629.6,85817.5,79389.2,73014.3,null,124906,104133,96145.1,89034.4,82153.600000000006]
[]
["TMY_medPVBatt_HighDiesel_36_D_business",100,95,90,85,80,"TMY_medPVBatt_HighDiesel_36_D_nrel",100,95,90,85,80,"TMY_medPVBatt_HighDiesel_36_D_average",100,95,90,85,80,"TMY_medPVBatt_HighDiesel_36_D_residential",100,95,90,85,80]
["PV kW",0,0,0,0,0,null,0,0,0,0,0,null,0,0,0,0,0,null,0,0,0,0,0]
["Battery kW",0,0,0,0,0,null,0,0,0,0,0,null,0,0,0,0,0,null,0,0,0,0,0]
["Battery kWh",0,0,0,0,0,null,0,0,0,0,0,null,0,0,0,0,0,null,0,0,0,0,0]
["Generator kW",6,6,6,6,6,null,7,7,7,7,7,null,8,8,8,8,8,null,12,12,12,12,12]
["PV capital cost",0,0,0,0,0,null,0,0,0,0,0,null,0,0,0,0,0,null,0,0,0,0,0]
["PV O&M",0,0,0,0,0,null,0,0,0,0,0,null,0,0,0,0,0,null,0,0,0,0,0]
["Battery capital cost",0,0,0,0,0,null,0,0,0,0,0,null,0,0,0,0,0,null,0,0,0,0,0]
["Battery O&M",0,0,0,0,0,null,0,0,0,0,0,null,0,0,0,0,0,null,0,0,0,0,0]
["Diesel capital cost",4156.62,4156.62,4156.62,4156.62,4156.62,null,4849.3899999999994,4849.3899999999994,4849.3899999999994,4849.3899999999994,4849.3899999999994,null,5542.16,5542.16,5542.16,5542.16,5542.16,null,8313.24,8313.24,8313.24,8313.24,8313.24]
["Diesel O&M (kW)",1277.0345580000001,1277.0345580000001,1277.0345580000001,1277.0345580000001,1277.0345580000001,null,1489.8736510000001,1489.8736510000001,1489.8736510000001,1489.8736510000001,1489.8736510000001,null,1702.7127439999999,1702.7127439999999,1702.7127439999999,1702.7127439999999,1702.7127439999999,null,2554.0691160000001,2554.0691160000001,2554.0691160000001,2554.0691160000001,2554.0691160000001]
["Diesel O&M (kWh)",3858.7391275132431,3665.8021711376141,3472.8652147619518,3279.9282583862901,3086.9913020106392,null,3860.1685548619098,3667.1601271188401,3474.151699375765,3281.1432716326808,3088.1348438895948,null,3860.1685548619221,3667.1601271188342,3474.1516993757391,3281.1432716326431,3088.1348438895411,null,3861.5979822105428,3668.518083100028,3475.4381839895,3282.3582848789788,3089.2783857684481]
["Fuel cost",91635.359774705052,87053.591785970566,82471.823797235324,77890.055808500067,73308.287819765086,null,91669.305083013911,87085.839828863813,82502.374574713598,77918.90932056318,73335.444066412703,null,91669.305083014187,87085.839828863682,82502.374574712972,77918.909320562263,73335.444066411408,null,91703.250391321941,87118.087871756099,82532.925352190025,77947.762832624096,73362.60031305789]
["REopt LCC",100931,96156.3,91381.4,86606.6,81831.7,null,101872,97095.5,92318.9,87542.2,82765.5,null,102778,98001.1,93224.4,88447.8,83671.100000000006,null,106435,101657,96878.5,92100.1,87321.7]
[]
["TMY_medPVBatt_HighDiesel_32_PBD_business",100,95,90,85,80,"TMY_medPVBatt_HighDiesel_32_PBD_nrel",100,95,90,85,80,"TMY_medPVBatt_HighDiesel_32_PBD_average",100,95,90,85,80,"TMY_medPVBatt_HighDiesel_32_PBD_residential",100,95,90,85,80]
["PV kW",9.3190000000000008,9.3390000000000004,9.3390000000000004,9.3369999999999997,9.3369999999999997,null,6.133,6.133,6.133,6.133,6.133,null,5.3849999999999998,5.3849999999999998,5.3849999999999998,5.3849999999999998,5.3849999999999998,null,3.6970000000000001,3.7280000000000002,3.7280000000000002,3.7280000000000002,3.7280000000000002]
["Battery kW",0,3.6999999999999998E-2,3.6999999999999998E-2,3.6999999999999998E-2,3.6999999999999998E-2,null,0,0,0,0,0,null,0,0,0,0,0,null,0,2.1999999999999999E-2,2.1999999999999999E-2,2.1999999999999999E-2,2.1999999999999999E-2]
["Battery kWh",0,0.104,0.104,0.106,0.106,null,0,0,0,0,0,null,0,0,0,0,0,null,0,9.5000000000000001E-2,9.5000000000000001E-2,9.5000000000000001E-2,9.5000000000000001E-2]
["Generator kW",6,6,6,6,6,null,7,7,7,7,7,null,8,8,8,8,8,null,12,12,12,12,12]
["PV capital cost",16774.344000000001,16809.84,16809.84,16806.348000000002,16806.348000000002,null,11039.814,11039.814,11039.814,11039.814,11039.814,null,9692.982,9692.982,9692.982,9692.982,9692.982,null,6654.7620000000006,6711.2279999999992,6711.2279999999992,6711.2279999999992,6711.2279999999992]
["PV O&M",2856.1889301039942,2862.232879260097,2862.232879260097,2861.6382919698908,2861.6382919698908,null,1879.763198918962,1879.763198918962,1879.763198918962,1879.763198918962,1879.763198918962,null,1650.436397876261,1650.436397876261,1650.436397876261,1650.436397876261,1650.436397876261,null,1133.114806568693,1142.729344348963,1142.729344348963,1142.729344348963,1142.729344348963]
["Battery capital cost",0,111.9828306591815,111.9828306591815,114.14438153785849,114.14438153785849,null,1.0565271009999999E-9,0,0,0,0,null,-8.0808901600000002E-11,0,0,0,0,null,0,90.497543564966008,90.497543564966008,90.497543564966008,90.497543564966008]
["Battery O&M",0,22.227212160175998,22.227212160175998,22.656295771663999,22.656295771663999,null,3.2028239553732998E-10,0,0,0,0,null,-2.4496928247928002E-11,0,0,0,0,null,0,20.298634570684399,20.298634570684399,20.298634570684399,20.298634570684399]
["Diesel capital cost",4156.62,4156.62,4156.62,4156.62,4156.62,null,4849.3899999999994,4849.3899999999994,4849.3899999999994,4849.3899999999994,4849.3899999999994,null,5542.16,5542.16,5542.16,5542.16,5542.16,null,8313.24,8313.24,8313.24,8313.24,8313.24]
["Diesel O&M (kW)",1277.0345580000001,1277.0345580000001,1277.0345580000001,1277.0345580000001,1277.0345580000001,null,1489.8736510000001,1489.8736510000001,1489.8736510000001,1489.8736510000001,1489.8736510000001,null,1702.7127439999999,1702.7127439999999,1702.7127439999999,1702.7127439999999,1702.7127439999999,null,2554.0691160000001,2554.0691160000001,2554.0691160000001,2554.0691160000001,2554.0691160000001]
["Diesel O&M (kWh)",1947.051568694789,1746.003680079245,1553.066599240417,1360.196613954103,1167.2585830273611,null,2614.1920241580128,2421.18359641492,2228.1751686718239,2035.1667409287199,1842.158313185615,null,2762.1021237086779,2569.0936959655642,2376.0852682224499,2183.0768404793398,1990.068412736226,null,3157.126116946095,2956.004490684737,2762.9243705690678,2569.8446832272211,2376.7648259577918]
["Fuel cost",41100.073849997032,36856.178514947424,32783.493231016088,28712.224258911159,24639.51891969005,null,55182.660273858382,51108.468936835598,47034.27759981274,42960.086262789708,38885.894925766661,null,58304.876507077053,54230.685170053788,50156.493833030581,46082.302496007433,42008.111158984211,null,66643.389752240881,62397.937898228352,58322.233215665707,54246.537668472833,50170.838534299393]
["REopt LCC",68113.100000000006,63843.7,59577.9,55312,51046.2,null,77058,72790.600000000006,68523.199999999997,64255.8,59988.5,null,79657.7,75390.3,71122.899999999994,66855.5,62588.1,null,88458.3,84188.4,79919.5,75650.5,71381.5]
[]
["TMY_medPVBatt_HighDiesel_32_PB_business",100,95,90,85,80,"TMY_medPVBatt_HighDiesel_32_PB_nrel",100,95,90,85,80,"TMY_medPVBatt_HighDiesel_32_PB_average",100,95,90,85,80,"TMY_medPVBatt_HighDiesel_32_PB_residential",100,95,90,85,80]
["PV kW",25.943999999999999,19.466000000000001,18.190000000000001,17.067,15.929,null,25.681999999999999,20.238,19.076000000000001,17.925000000000001,16.794,null,25.873000000000001,20.474,19.196999999999999,18.056000000000001,16.913,null,29.402999999999999,21.407,19.826000000000001,18.535,17.343]
["Battery kW",5.4980000000000002,4.3620000000000001,3.3290000000000002,2.7589999999999999,2.3119999999999998,null,6.9139999999999997,5.202,4.6820000000000004,4.2880000000000003,3.8650000000000002,null,6.9379999999999997,5.8890000000000002,5.016,4.4850000000000003,4.09,null,10.62,9.0419999999999998,7.5010000000000003,6.4939999999999998,5.5960000000000001]
["Battery kWh",34.72,30.117000000000001,26.704000000000001,23.099,19.516999999999999,null,54.401000000000003,45.499000000000002,41.701999999999998,37.789000000000001,33.893000000000001,null,56.484000000000002,47.295999999999999,43.8,40.014000000000003,36.134999999999998,null,56.543999999999997,54.075000000000003,50.765999999999998,47.13,43.392000000000003]
["Generator kW",0,0,0,0,0,null,0,0,0,0,0,null,0,0,0,0,0,null,0,0,0,0,0]
["PV capital cost",46698.66,35038.079999999987,32742.720000000001,30721.14,28672.2,null,46227.6,36428.759999999987,34336.800000000003,32265.54,30229.919999999998,null,46571.76,36852.300000000003,34554.06,32501.34,30442.68,null,52926.12,38532.78,35686.44,33363.18,31218.12]
["PV O&M",7951.4403509723043,5965.9785341291517,5575.1446617223692,5230.9276588208159,4882.0520338516799,null,7871.2323644534399,6202.7713900117442,5846.5706948179204,5493.8946150041756,5147.2870034100479,null,7929.8329262509442,6274.8880855711204,5883.5638318940637,5534.0445815076964,5183.5139197513927,null,9011.7979014473294,6561.0255567748327,6076.3756175991384,5680.7911766365924,5315.5490767721294]
["Battery capital cost",30192.571866886101,25759.16670576395,22270.27140189795,19135.588540981251,16148.1338413227,null,45508.335765515098,37447.0191304982,34231.595255690401,31066.961301095849,27884.652655574999,null,46996.614657979248,39435.6316030362,36057.2965399643,32837.185766998497,29696.87237351375,null,50932.693168099999,47529.865780261949,43577.103467538349,39958.890619519007,36384.32339287315]
["Battery O&M",7389.7945928693007,6410.0536799717001,5683.6977072906002,4916.3063574791004,4154.0657137181997,null,11578.744633930201,9684.0510280442013,8875.9009919231994,8043.0190531955996,7213.8405146862005,null,12022.1097485585,10066.4164586187,9322.3309894906997,8516.4796155741005,7690.9831933736004,null,12034.816242410599,11509.273953975,10805.031963056599,10031.191588727201,9235.4075039095005]
["Diesel capital cost",0,0,0,0,0,null,0,0,0,0,0,null,0,0,0,0,0,null,0,0,0,0,0]
["Diesel O&M (kW)",0,0,0,0,0,null,0,0,0,0,0,null,0,0,0,0,0,null,0,0,0,0,0]
["Diesel O&M (kWh)",0,0,0,0,0,null,0,0,0,0,0,null,0,0,0,0,0,null,0,0,0,0,0]
["Fuel cost",0,0,0,0,0,null,0,0,0,0,0,null,0,0,0,0,0,null,0,0,0,0,0]
["REopt LCC",92232.9,73173.600000000006,66272.2,60004.1,53856.6,null,111186,89762.9,83291.100000000006,76869.5,70475.8,null,113521,92629.6,85817.5,79389.2,73014.3,null,124906,104133,96145.1,89034.4,82153.600000000006]
[]
["TMY_medPVBatt_HighDiesel_32_D_business",100,95,90,85,80,"TMY_medPVBatt_HighDiesel_32_D_nrel",100,95,90,85,80,"TMY_medPVBatt_HighDiesel_32_D_average",100,95,90,85,80,"TMY_medPVBatt_HighDiesel_32_D_residential",100,95,90,85,80]
["PV kW",0,0,0,0,0,null,0,0,0,0,0,null,0,0,0,0,0,null,0,0,0,0,0]
["Battery kW",0,0,0,0,0,null,0,0,0,0,0,null,0,0,0,0,0,null,0,0,0,0,0]
["Battery kWh",0,0,0,0,0,null,0,0,0,0,0,null,0,0,0,0,0,null,0,0,0,0,0]
["Generator kW",6,6,6,6,6,null,7,7,7,7,7,null,8,8,8,8,8,null,12,12,12,12,12]
["PV capital cost",0,0,0,0,0,null,0,0,0,0,0,null,0,0,0,0,0,null,0,0,0,0,0]
["PV O&M",0,0,0,0,0,null,0,0,0,0,0,null,0,0,0,0,0,null,0,0,0,0,0]
["Battery capital cost",0,0,0,0,0,null,0,0,0,0,0,null,0,0,0,0,0,null,0,0,0,0,0]
["Battery O&M",0,0,0,0,0,null,0,0,0,0,0,null,0,0,0,0,0,null,0,0,0,0,0]
["Diesel capital cost",4156.62,4156.62,4156.62,4156.62,4156.62,null,4849.3899999999994,4849.3899999999994,4849.3899999999994,4849.3899999999994,4849.3899999999994,null,5542.16,5542.16,5542.16,5542.16,5542.16,null,8313.24,8313.24,8313.24,8313.24,8313.24]
["Diesel O&M (kW)",1277.0345580000001,1277.0345580000001,1277.0345580000001,1277.0345580000001,1277.0345580000001,null,1489.8736510000001,1489.8736510000001,1489.8736510000001,1489.8736510000001,1489.8736510000001,null,1702.7127439999999,1702.7127439999999,1702.7127439999999,1702.7127439999999,1702.7127439999999,null,2554.0691160000001,2554.0691160000001,2554.0691160000001,2554.0691160000001,2554.0691160000001]
["Diesel O&M (kWh)",3858.7391275132431,3665.8021711376141,3472.8652147619518,3279.9282583862901,3086.9913020106392,null,3860.1685548619098,3667.1601271188488,3474.151699375765,3281.143271632684,3088.1348438895948,null,3860.1685548619221,3667.160127118836,3474.15169937574,3281.1432716326422,3088.1348438895411,null,3861.5979822105428,3668.518083100028,3475.4381839895,3282.3582848789788,3089.2783857684481]
["Fuel cost",81453.653133071144,77380.970476418268,73308.287819764737,69235.605163111191,65162.92250645785,null,81483.826740456789,77409.635403434702,73335.444066412092,69261.25272938954,65187.06139236685,null,81483.826740457065,77409.635403434397,73335.444066411583,69261.252729388681,65187.061392365707,null,81514.000347841735,77438.300330449871,73362.600313057803,69286.900295665851,65211.200278273667]
["REopt LCC",90749.5,86483.7,82217.899999999994,77952.100000000006,73686.3,null,91686.7,87419.3,83151.899999999994,78884.5,74617.2,null,92592.3,88324.9,84057.5,79790.100000000006,75522.7,null,96246.1,91977.2,87708.2,83439.3,79170.3]
[]
["TMY_medPVBatt_MedDiesel_44_PBD_business",100,95,90,85,80,"TMY_medPVBatt_MedDiesel_44_PBD_nrel",100,95,90,85,80,"TMY_medPVBatt_MedDiesel_44_PBD_average",100,95,90,85,80,"TMY_medPVBatt_MedDiesel_44_PBD_residential",100,95,90,85,80]
["PV kW",9.8970000000000002,9.8970000000000002,9.8930000000000007,9.891,9.8729999999999993,null,6.4029999999999996,6.46,6.4550000000000001,6.4530000000000003,6.46,null,5.7249999999999996,5.7279999999999998,5.7460000000000004,5.7460000000000004,5.7249999999999996,null,4.1920000000000002,4.2519999999999998,4.2690000000000001,4.2510000000000003,4.2560000000000002]
["Battery kW",0.22600000000000001,0.223,0.22600000000000001,0.224,0.22,null,6.7000000000000004E-2,8.5000000000000006E-2,8.3000000000000004E-2,8.3000000000000004E-2,8.5000000000000006E-2,null,0.107,0.108,0.111,0.112,0.107,null,0.23899999999999999,0.248,0.252,0.247,0.249]
["Battery kWh",0.97,0.95499999999999996,0.96699999999999997,0.96,0.94299999999999995,null,0.28199999999999997,0.36399999999999999,0.35799999999999998,0.35699999999999998,0.36399999999999999,null,0.46300000000000002,0.46700000000000003,0.47599999999999998,0.48,0.46300000000000002,null,1.2549999999999999,1.353,1.38,1.3520000000000001,1.36]
["Generator kW",6,6,6,6,6,null,7,7,7,7,7,null,8,8,8,8,8,null,12,12,12,12,12]
["PV capital cost",17814.294000000002,17813.808000000001,17807.04,17803.008000000002,17771.705999999998,null,11524.896000000001,11627.298000000001,11618.334000000001,11616.138000000001,11627.298000000001,null,10304.370000000001,10310.255999999999,10342.422,10342.116,10304.370000000001,null,7546.5,7653.384,7684.2720000000008,7652.4480000000003,7661.4479999999994]
["PV O&M",3033.2625419162741,3033.1797900769152,3032.0273940917759,3031.3408603133948,3026.011028882127,null,1962.358729247462,1979.7948482885711,1978.2685365848499,1977.8946208662669,1979.7948482885711,null,1754.5382117891279,1755.540428510247,1761.0173743225971,1760.96527131263,1754.5382117891279,null,1284.9521722596,1303.15144715257,1308.4107862762371,1302.9920732397311,1304.524514709331]
["Battery capital cost",920.27208315071505,906.04628750272502,917.14527523661991,911.21288488882999,894.68652804450994,null,269.03258059249299,345.63458510247949,339.54558764229353,339.20103049506952,345.63458510247949,null,438.24456173334499,442.18227685841998,451.86284679756,455.57375821637498,438.24456173334499,null,1133.90480695267,1211.678485282215,1235.927238991105,1210.9515089997501,1217.8846641555699]
["Battery O&M",206.417524725097,203.22664104284101,205.716219913662,204.385337065133,200.678531421445,null,59.999765994885998,77.526001107971013,76.160212648190011,76.082952057431015,77.526001107971013,null,98.505124826794997,99.453535825203005,101.353124730228,102.185325583858,98.505124826794997,null,267.03005446872999,287.92659661946999,293.77754328603999,287.75206856321,289.41647027046997]
["Diesel capital cost",3325.32,3325.32,3325.32,3325.32,3325.32,null,3879.54,3879.54,3879.54,3879.54,3879.54,null,4433.76,4433.76,4433.76,4433.76,4433.76,null,6650.64,6650.64,6650.64,6650.64,6650.64]
["Diesel O&M (kW)",1277.0345580000001,1277.0345580000001,1277.0345580000001,1277.0345580000001,1277.0345580000001,null,1489.8736510000001,1489.8736510000001,1489.8736510000001,1489.8736510000001,1489.8736510000001,null,1702.7127439999999,1702.7127439999999,1702.7127439999999,1702.7127439999999,1702.7127439999999,null,2554.0691160000001,2554.0691160000001,2554.0691160000001,2554.0691160000001,2554.0691160000001]
["Diesel O&M (kWh)",1847.8536261823499,1655.7172438893799,1462.571448160267,1270.098495495178,1079.433977831683,null,2576.8072655387609,2375.0033513904641,2182.6874687341201,1989.791505924366,1795.9780681963939,null,2709.85361425779,2516.3893730338591,2321.5583631036238,2128.383678090694,1937.8199254154381,null,3053.2972100031061,2850.972050360861,2655.295700575608,2464.8842112779612,2271.0550175378198]
["Fuel cost",44694.508595549618,40047.256741704179,35375.589946729793,30720.197379152181,26108.54589180843,null,62325.896838828827,57444.813917693507,52793.220442617858,48127.596420406167,43439.781197529301,null,65543.922927136708,60864.553809476289,56152.126307306171,51479.760759830177,46870.546501046723,null,73850.881078274761,68957.190658969921,64224.316705370467,59618.785279871481,54930.588962295653]
["REopt LCC",73120.600000000006,68263.100000000006,63403.7,58543.7,53684.3,null,84090.7,79221.600000000006,74359.5,69497.8,64637,null,86988.3,82127,77268.800000000003,72407.3,67542.100000000006,null,96343.8,91471.3,86608.8,81744.5,76881.399999999994]
[]
["TMY_medPVBatt_MedDiesel_44_PB_business",100,95,90,85,80,"TMY_medPVBatt_MedDiesel_44_PB_nrel",100,95,90,85,80,"TMY_medPVBatt_MedDiesel_44_PB_average",100,95,90,85,80,"TMY_medPVBatt_MedDiesel_44_PB_residential",100,95,90,85,80]
["PV kW",25.943999999999999,19.466000000000001,18.190000000000001,17.067,15.929,null,25.681999999999999,20.238,19.076000000000001,17.925000000000001,16.794,null,25.873000000000001,20.474,19.196999999999999,18.056000000000001,16.913,null,29.402999999999999,21.407,19.826000000000001,18.535,17.343]
["Battery kW",5.4980000000000002,4.3620000000000001,3.3290000000000002,2.7589999999999999,2.3119999999999998,null,6.9139999999999997,5.202,4.6820000000000004,4.2880000000000003,3.8650000000000002,null,6.9379999999999997,5.8890000000000002,5.016,4.4850000000000003,4.09,null,10.62,9.0419999999999998,7.5010000000000003,6.4939999999999998,5.5960000000000001]
["Battery kWh",34.72,30.117000000000001,26.704000000000001,23.099,19.516999999999999,null,54.401000000000003,45.499000000000002,41.701999999999998,37.789000000000001,33.893000000000001,null,56.484000000000002,47.295999999999999,43.8,40.014000000000003,36.134999999999998,null,56.543999999999997,54.075000000000003,50.765999999999998,47.13,43.392000000000003]
["Generator kW",0,0,0,0,0,null,0,0,0,0,0,null,0,0,0,0,0,null,0,0,0,0,0]
["PV capital cost",46698.66,35038.079999999987,32742.720000000001,30721.14,28672.2,null,46227.6,36428.759999999987,34336.800000000003,32265.54,30229.919999999998,null,46571.76,36852.300000000003,34554.06,32501.34,30442.68,null,52926.12,38532.78,35686.44,33363.18,31218.12]
["PV O&M",7951.4403509723043,5965.9785341291517,5575.1446617223692,5230.9276588208159,4882.0520338516799,null,7871.2323644534399,6202.7713900117442,5846.5706948179204,5493.8946150041756,5147.2870034100479,null,7929.8329262509442,6274.8880855711204,5883.5638318940637,5534.0445815076964,5183.5139197513927,null,9011.7979014473294,6561.0255567748327,6076.3756175991384,5680.7911766365924,5315.5490767721294]
["Battery capital cost",30192.571866886101,25759.16670576395,22270.27140189795,19135.588540981251,16148.1338413227,null,45508.335765515098,37447.0191304982,34231.595255690401,31066.961301095849,27884.652655574999,null,46996.614657979248,39435.6316030362,36057.2965399643,32837.185766998497,29696.87237351375,null,50932.693168099999,47529.865780261949,43577.103467538349,39958.890619519007,36384.32339287315]
["Battery O&M",7389.7945928693007,6410.0536799717001,5683.6977072906002,4916.3063574791004,4154.0657137181997,null,11578.744633930201,9684.0510280442013,8875.9009919231994,8043.0190531955996,7213.8405146862005,null,12022.1097485585,10066.4164586187,9322.3309894906997,8516.4796155741005,7690.9831933736004,null,12034.816242410599,11509.273953975,10805.031963056599,10031.191588727201,9235.4075039095005]
["Diesel capital cost",0,0,0,0,0,null,0,0,0,0,0,null,0,0,0,0,0,null,0,0,0,0,0]
["Diesel O&M (kW)",0,0,0,0,0,null,0,0,0,0,0,null,0,0,0,0,0,null,0,0,0,0,0]
["Diesel O&M (kWh)",0,0,0,0,0,null,0,0,0,0,0,null,0,0,0,0,0,null,0,0,0,0,0]
["Fuel cost",0,0,0,0,0,null,0,0,0,0,0,null,0,0,0,0,0,null,0,0,0,0,0]
["REopt LCC",92232.9,73173.600000000006,66272.2,60004.1,53856.6,null,111186,89762.9,83291.100000000006,76869.5,70475.8,null,113521,92629.6,85817.5,79389.2,73014.3,null,124906,104133,96145.1,89034.4,82153.600000000006]
[]
["TMY_medPVBatt_MedDiesel_44_D_business",100,95,90,85,80,"TMY_medPVBatt_MedDiesel_44_D_nrel",100,95,90,85,80,"TMY_medPVBatt_MedDiesel_44_D_average",100,95,90,85,80,"TMY_medPVBatt_MedDiesel_44_D_residential",100,95,90,85,80]
["PV kW",0,0,0,0,0,null,0,0,0,0,0,null,0,0,0,0,0,null,0,0,0,0,0]
["Battery kW",0,0,0,0,0,null,0,0,0,0,0,null,0,0,0,0,0,null,0,0,0,0,0]
["Battery kWh",0,0,0,0,0,null,0,0,0,0,0,null,0,0,0,0,0,null,0,0,0,0,0]
["Generator kW",6,6,6,6,6,null,7,7,7,7,7,null,8,8,8,8,8,null,12,12,12,12,12]
["PV capital cost",0,0,0,0,0,null,0,0,0,0,0,null,0,0,0,0,0,null,0,0,0,0,0]
["PV O&M",0,0,0,0,0,null,0,0,0,0,0,null,0,0,0,0,0,null,0,0,0,0,0]
["Battery capital cost",0,0,0,0,0,null,0,0,0,0,0,null,0,0,0,0,0,null,0,0,0,0,0]
["Battery O&M",0,0,0,0,0,null,0,0,0,0,0,null,0,0,0,0,0,null,0,0,0,0,0]
["Diesel capital cost",3325.32,3325.32,3325.32,3325.32,3325.32,null,3879.54,3879.54,3879.54,3879.54,3879.54,null,4433.76,4433.76,4433.76,4433.76,4433.76,null,6650.64,6650.64,6650.64,6650.64,6650.64]
["Diesel O&M (kW)",1277.0345580000001,1277.0345580000001,1277.0345580000001,1277.0345580000001,1277.0345580000001,null,1489.8736510000001,1489.8736510000001,1489.8736510000001,1489.8736510000001,1489.8736510000001,null,1702.7127439999999,1702.7127439999999,1702.7127439999999,1702.7127439999999,1702.7127439999999,null,2554.0691160000001,2554.0691160000001,2554.0691160000001,2554.0691160000001,2554.0691160000001]
["Diesel O&M (kWh)",3858.7391275132431,3665.8021711376141,3472.8652147619518,3279.9282583862901,3086.9913020106392,null,3860.1685548619098,3667.1601271188388,3474.151699375765,3281.1432716326822,3088.1348438895948,null,3860.1685548619221,3667.1601271188342,3474.1516993757391,3281.1432716326431,3088.1348438895411,null,3861.5979822105428,3668.518083100028,3475.4381839894991,3282.3582848789779,3089.2783857684481]
["Fuel cost",93332.310881644036,88665.695337562647,83999.079793480458,79332.464249398239,74665.848705316283,null,93366.884806773407,88698.540566435317,84030.196326097168,79361.852085758816,74693.507845420361,null,93366.884806773713,88698.540566435229,84030.196326096557,79361.852085757899,74693.507845419052,null,93401.458731901992,88731.385795307186,84061.312858712059,79391.239922117107,74721.166985521937]
["REopt LCC",101797,96937.1,92077.4,87217.7,82357.899999999994,null,102600,97738.4,92876.800000000003,88015.3,83153.8,null,103367,98505.4,93643.8,88782.3,83920.8,null,106471,101608,96744.3,91881,87017.7]
[]
["TMY_medPVBatt_MedDiesel_36_PBD_business",100,95,90,85,80,"TMY_medPVBatt_MedDiesel_36_PBD_nrel",100,95,90,85,80,"TMY_medPVBatt_MedDiesel_36_PBD_average",100,95,90,85,80,"TMY_medPVBatt_MedDiesel_36_PBD_residential",100,95,90,85,80]
["PV kW",9.1470000000000002,9.1470000000000002,9.1470000000000002,9.1470000000000002,9.1470000000000002,null,6.0019999999999998,6.0019999999999998,6.0019999999999998,6.0019999999999998,6.0019999999999998,null,5.274,5.274,5.274,5.274,5.274,null,3.5390000000000001,3.5390000000000001,3.5390000000000001,3.5390000000000001,3.5390000000000001]
["Battery kW",0,0,0,0,0,null,0,0,0,0,0,null,0,0,0,0,0,null,0,0,0,0,0]
["Battery kWh",0,0,0,0,0,null,0,0,0,0,0,null,0,0,0,0,0,null,0,0,0,0,0]
["Generator kW",6,6,6,6,6,null,7,7,7,7,7,null,8,8,8,8,8,null,12,12,12,12,12]
["PV capital cost",16464.725999999999,16464.725999999999,16464.725999999999,16464.725999999999,16464.725999999999,null,10803.564,10803.564,10803.564,10803.564,10803.564,null,9493.1459999999988,9493.1459999999988,9493.1459999999988,9493.1459999999988,9493.1459999999988,null,6370.5240000000003,6370.5240000000003,6370.5240000000003,6370.5240000000003,6370.5240000000003]
["PV O&M",2803.469878666815,2803.469878666815,2803.469878666815,2803.469878666815,2803.469878666815,null,1839.5366103419619,1839.5366103419619,1839.5366103419619,1839.5366103419619,1839.5366103419619,null,1616.4100674852621,1616.4100674852621,1616.4100674852621,1616.4100674852621,1616.4100674852621,null,1084.7172400757861,1084.7172400757861,1084.7172400757861,1084.7172400757861,1084.7172400757861]
["Battery capital cost",0,0,0,0,0,null,0,0,0,0,0,null,0,0,0,0,0,null,0,0,0,0,0]
["Battery O&M",0,0,0,0,0,null,0,0,0,0,0,null,0,0,0,0,0,null,0,0,0,0,0]
["Diesel capital cost",3325.32,3325.32,3325.32,3325.32,3325.32,null,3879.54,3879.54,3879.54,3879.54,3879.54,null,4433.76,4433.76,4433.76,4433.76,4433.76,null,6650.64,6650.64,6650.64,6650.64,6650.64]
["Diesel O&M (kW)",1277.0345580000001,1277.0345580000001,1277.0345580000001,1277.0345580000001,1277.0345580000001,null,1489.8736510000001,1489.8736510000001,1489.8736510000001,1489.8736510000001,1489.8736510000001,null,1702.7127439999999,1702.7127439999999,1702.7127439999999,1702.7127439999999,1702.7127439999999,null,2554.0691160000001,2554.0691160000001,2554.0691160000001,2554.0691160000001,2554.0691160000001]
["Diesel O&M (kWh)",1963.9959930194279,1771.059036643775,1578.1220802681189,1385.185123892436,1192.2481886644471,null,2627.106732002047,2434.098304258956,2241.0898765158599,2048.0814487727612,1855.073021029659,null,2773.007842171904,2579.9994144287889,2386.990986685676,2193.9825589425682,2000.974131199459,null,3172.6392556366159,2979.5593565260829,2786.4794574155512,2593.3995583050182,2400.319659194487]
["Fuel cost",38866.642157191884,35048.502166579332,31230.362175966751,27412.222185353621,23594.08261324434,null,51989.320560932167,48169.766182473351,44350.211804014412,40530.657425555422,36711.103047096389,null,54876.641237483433,51057.086859024137,47237.532480564863,43417.978102105728,39598.423723646549,null,62785.176283945773,58964.207517640592,55143.238751335397,51322.269985030209,47501.30121872505]
["REopt LCC",64702.9,60691.7,56680.4,52669.2,48657.9,null,72631.3,68618.5,64605.8,60593,56580.3,null,74898.100000000006,70885.3,66872.600000000006,62859.9,58847.1,null,82620.399999999994,78606.100000000006,74591.899999999994,70577.7,66563.399999999994]
[]
["TMY_medPVBatt_MedDiesel_36_PB_business",100,95,90,85,80,"TMY_medPVBatt_MedDiesel_36_PB_nrel",100,95,90,85,80,"TMY_medPVBatt_MedDiesel_36_PB_average",100,95,90,85,80,"TMY_medPVBatt_MedDiesel_36_PB_residential",100,95,90,85,80]
["PV kW",25.943999999999999,19.466000000000001,18.190000000000001,17.067,15.929,null,25.681999999999999,20.238,19.076000000000001,17.925000000000001,16.794,null,25.873000000000001,20.474,19.196999999999999,18.056000000000001,16.913,null,29.402999999999999,21.407,19.826000000000001,18.535,17.343]
["Battery kW",5.4980000000000002,4.3620000000000001,3.3290000000000002,2.7589999999999999,2.3119999999999998,null,6.9139999999999997,5.202,4.6820000000000004,4.2880000000000003,3.8650000000000002,null,6.9379999999999997,5.8890000000000002,5.016,4.4850000000000003,4.09,null,10.62,9.0419999999999998,7.5010000000000003,6.4939999999999998,5.5960000000000001]
["Battery kWh",34.72,30.117000000000001,26.704000000000001,23.099,19.516999999999999,null,54.401000000000003,45.499000000000002,41.701999999999998,37.789000000000001,33.893000000000001,null,56.484000000000002,47.295999999999999,43.8,40.014000000000003,36.134999999999998,null,56.543999999999997,54.075000000000003,50.765999999999998,47.13,43.392000000000003]
["Generator kW",0,0,0,0,0,null,0,0,0,0,0,null,0,0,0,0,0,null,0,0,0,0,0]
["PV capital cost",46698.66,35038.079999999987,32742.720000000001,30721.14,28672.2,null,46227.6,36428.759999999987,34336.800000000003,32265.54,30229.919999999998,null,46571.76,36852.300000000003,34554.06,32501.34,30442.68,null,52926.12,38532.78,35686.44,33363.18,31218.12]
["PV O&M",7951.4403509723043,5965.9785341291517,5575.1446617223692,5230.9276588208159,4882.0520338516799,null,7871.2323644534399,6202.7713900117442,5846.5706948179204,5493.8946150041756,5147.2870034100479,null,7929.8329262509442,6274.8880855711204,5883.5638318940637,5534.0445815076964,5183.5139197513927,null,9011.7979014473294,6561.0255567748327,6076.3756175991384,5680.7911766365924,5315.5490767721294]
["Battery capital cost",30192.571866886101,25759.16670576395,22270.27140189795,19135.588540981251,16148.1338413227,null,45508.335765515098,37447.0191304982,34231.595255690401,31066.961301095849,27884.652655574999,null,46996.614657979248,39435.6316030362,36057.2965399643,32837.185766998497,29696.87237351375,null,50932.693168099999,47529.865780261949,43577.103467538349,39958.890619519007,36384.32339287315]
["Battery O&M",7389.7945928693007,6410.0536799717001,5683.6977072906002,4916.3063574791004,4154.0657137181997,null,11578.744633930201,9684.0510280442013,8875.9009919231994,8043.0190531955996,7213.8405146862005,null,12022.1097485585,10066.4164586187,9322.3309894906997,8516.4796155741005,7690.9831933736004,null,12034.816242410599,11509.273953975,10805.031963056599,10031.191588727201,9235.4075039095005]
["Diesel capital cost",0,0,0,0,0,null,0,0,0,0,0,null,0,0,0,0,0,null,0,0,0,0,0]
["Diesel O&M (kW)",0,0,0,0,0,null,0,0,0,0,0,null,0,0,0,0,0,null,0,0,0,0,0]
["Diesel O&M (kWh)",0,0,0,0,0,null,0,0,0,0,0,null,0,0,0,0,0,null,0,0,0,0,0]
["Fuel cost",0,0,0,0,0,null,0,0,0,0,0,null,0,0,0,0,0,null,0,0,0,0,0]
["REopt LCC",92232.9,73173.600000000006,66272.2,60004.1,53856.6,null,111186,89762.9,83291.100000000006,76869.5,70475.8,null,113521,92629.6,85817.5,79389.2,73014.3,null,124906,104133,96145.1,89034.4,82153.600000000006]
[]
["TMY_medPVBatt_MedDiesel_36_D_business",100,95,90,85,80,"TMY_medPVBatt_MedDiesel_36_D_nrel",100,95,90,85,80,"TMY_medPVBatt_MedDiesel_36_D_average",100,95,90,85,80,"TMY_medPVBatt_MedDiesel_36_D_residential",100,95,90,85,80]
["PV kW",0,0,0,0,0,null,0,0,0,0,0,null,0,0,0,0,0,null,0,0,0,0,0]
["Battery kW",0,0,0,0,0,null,0,0,0,0,0,null,0,0,0,0,0,null,0,0,0,0,0]
["Battery kWh",0,0,0,0,0,null,0,0,0,0,0,null,0,0,0,0,0,null,0,0,0,0,0]
["Generator kW",6,6,6,6,6,null,7,7,7,7,7,null,8,8,8,8,8,null,12,12,12,12,12]
["PV capital cost",0,0,0,0,0,null,0,0,0,0,0,null,0,0,0,0,0,null,0,0,0,0,0]
["PV O&M",0,0,0,0,0,null,0,0,0,0,0,null,0,0,0,0,0,null,0,0,0,0,0]
["Battery capital cost",0,0,0,0,0,null,0,0,0,0,0,null,0,0,0,0,0,null,0,0,0,0,0]
["Battery O&M",0,0,0,0,0,null,0,0,0,0,0,null,0,0,0,0,0,null,0,0,0,0,0]
["Diesel capital cost",3325.32,3325.32,3325.32,3325.32,3325.32,null,3879.54,3879.54,3879.54,3879.54,3879.54,null,4433.76,4433.76,4433.76,4433.76,4433.76,null,6650.64,6650.64,6650.64,6650.64,6650.64]
["Diesel O&M (kW)",1277.0345580000001,1277.0345580000001,1277.0345580000001,1277.0345580000001,1277.0345580000001,null,1489.8736510000001,1489.8736510000001,1489.8736510000001,1489.8736510000001,1489.8736510000001,null,1702.7127439999999,1702.7127439999999,1702.7127439999999,1702.7127439999999,1702.7127439999999,null,2554.0691160000001,2554.0691160000001,2554.0691160000001,2554.0691160000001,2554.0691160000001]
["Diesel O&M (kWh)",3858.7391275132431,3665.8021711376141,3472.8652147619518,3279.9282583862901,3086.9913020106392,null,3860.1685548619098,3667.1601271188401,3474.1516993757682,3281.143271632684,3088.1348438895948,null,3860.1685548619221,3667.160127118836,3474.15169937574,3281.1432716326431,3088.1348438895411,null,3861.5979822105428,3668.518083100028,3475.4381839895,3282.3582848789779,3089.2783857684481]
["Fuel cost",76362.79981225419,72544.659821642155,68726.519831029436,64908.379840416732,61090.239849804253,null,76391.087569178257,72571.533190719856,68751.978812261397,64932.42443380272,61112.870055343912,null,76391.087569178504,72571.533190719769,68751.978812260844,64932.424433801898,61112.870055342872,null,76419.37532610161,72598.406559796771,68777.437793491699,64956.469027186708,61135.500260881578]
["REopt LCC",84827.4,80816.100000000006,76804.800000000003,72793.600000000006,68782.3,null,85624.1,81611.399999999994,77598.600000000006,73585.899999999994,69573.100000000006,null,86391.1,82378.399999999994,78365.600000000006,74352.899999999994,70340.100000000006,null,89488.9,85474.7,81460.5,77446.2,73432]
[]
["TMY_medPVBatt_MedDiesel_32_PBD_business",100,95,90,85,80,"TMY_medPVBatt_MedDiesel_32_PBD_nrel",100,95,90,85,80,"TMY_medPVBatt_MedDiesel_32_PBD_average",100,95,90,85,80,"TMY_medPVBatt_MedDiesel_32_PBD_residential",100,95,90,85,80]
["PV kW",8.8469999999999995,8.8469999999999995,8.8469999999999995,8.8469999999999995,8.8469999999999995,null,5.7939999999999996,5.7939999999999996,5.7939999999999996,5.7939999999999996,5.7939999999999996,null,5.0709999999999997,5.0709999999999997,5.0709999999999997,5.0709999999999997,5.0709999999999997,null,3.3079999999999998,3.3079999999999998,3.3079999999999998,3.3079999999999998,3.3079999999999998]
["Battery kW",0,0,0,0,0,null,0,0,0,0,0,null,0,0,0,0,0,null,0,0,0,0,0]
["Battery kWh",0,0,0,0,0,null,0,0,0,0,0,null,0,0,0,0,0,null,0,0,0,0,0]
["Generator kW",6,6,6,6,6,null,7,7,7,7,7,null,8,8,8,8,8,null,12,12,12,12,12]
["PV capital cost",15923.718000000001,15923.718000000001,15923.718000000001,15923.718000000001,15923.718000000001,null,10428.966,10428.966,10428.966,10428.966,10428.966,null,9127.6200000000008,9127.6200000000008,9127.6200000000008,9127.6200000000008,9127.6200000000008,null,5954.8320000000003,5954.8320000000003,5954.8320000000003,5954.8320000000003,5954.8320000000003]
["PV O&M",2711.3517570462191,2711.3517570462191,2711.3517570462191,2711.3517570462191,2711.3517570462191,null,1775.75333149427,1775.75333149427,1775.75333149427,1775.75333149427,1775.75333149427,null,1554.1714896389281,1554.1714896389281,1554.1714896389281,1554.1714896389281,1554.1714896389281,null,1013.936833477901,1013.936833477901,1013.936833477901,1013.936833477901,1013.936833477901]
["Battery capital cost",6.9863232809999998E-10,0,0,0,0,null,0,0,0,0,0,null,0,0,0,0,0,null,0,0,0,0,0]
["Battery O&M",2.11787880719673E-10,0,0,0,0,null,0,0,0,0,0,null,0,0,0,0,0,null,0,0,0,0,0]
["Diesel capital cost",3325.32,3325.32,3325.32,3325.32,3325.32,null,3879.54,3879.54,3879.54,3879.54,3879.54,null,4433.76,4433.76,4433.76,4433.76,4433.76,null,6650.64,6650.64,6650.64,6650.64,6650.64]
["Diesel O&M (kW)",1277.0345580000001,1277.0345580000001,1277.0345580000001,1277.0345580000001,1277.0345580000001,null,1489.8736510000001,1489.8736510000001,1489.8736510000001,1489.8736510000001,1489.8736510000001,null,1702.7127439999999,1702.7127439999999,1702.7127439999999,1702.7127439999999,1702.7127439999999,null,2554.0691160000001,2554.0691160000001,2554.0691160000001,2554.0691160000001,2554.0691160000001]
["Diesel O&M (kWh)",1996.1439286495299,1803.206972078071,1610.270015702421,1417.333059326744,1224.3961054182971,null,2649.3546541890591,2456.3462264459681,2263.3377987028689,2070.3293709597669,1877.320943216662,null,2794.802773105439,2601.7943453623279,2408.7859176192142,2215.7774898761022,2022.7690621329909,null,3197.341379489425,3004.261480378887,2811.1815812683531,2618.101682157816,2425.0217830472839]
["Fuel cost",35113.632068870393,31719.729851548211,28325.827637670471,24931.92542379224,21538.02325331439,null,46604.086615177788,43208.927167658832,39813.767720139716,36418.608272620608,33023.448825101397,null,49162.62543566971,45767.465988150398,42372.306540631049,38977.1470931117,35581.98764559241,null,56243.574016189013,52847.157335028751,49450.740653868554,46054.32397270832,42657.907291548159]
["REopt LCC",60349,56762,53174.9,49587.9,46000.9,null,66829.899999999994,63241.599999999999,59653.2,56064.9,52476.5,null,68778.100000000006,65189.8,61601.4,58013.1,54424.7,null,75617,72027.3,68437.7,64848,61258.3]
[]
["TMY_medPVBatt_MedDiesel_32_PB_business",100,95,90,85,80,"TMY_medPVBatt_MedDiesel_32_PB_nrel",100,95,90,85,80,"TMY_medPVBatt_MedDiesel_32_PB_average",100,95,90,85,80,"TMY_medPVBatt_MedDiesel_32_PB_residential",100,95,90,85,80]
["PV kW",25.943999999999999,19.466000000000001,18.190000000000001,17.067,15.929,null,25.681999999999999,20.238,19.076000000000001,17.925000000000001,16.794,null,25.873000000000001,20.474,19.196999999999999,18.056000000000001,16.913,null,29.402999999999999,21.407,19.826000000000001,18.535,17.343]
["Battery kW",5.4980000000000002,4.3620000000000001,3.3290000000000002,2.7589999999999999,2.3119999999999998,null,6.9139999999999997,5.202,4.6820000000000004,4.2880000000000003,3.8650000000000002,null,6.9379999999999997,5.8890000000000002,5.016,4.4850000000000003,4.09,null,10.62,9.0419999999999998,7.5010000000000003,6.4939999999999998,5.5960000000000001]
["Battery kWh",34.72,30.117000000000001,26.704000000000001,23.099,19.516999999999999,null,54.401000000000003,45.499000000000002,41.701999999999998,37.789000000000001,33.893000000000001,null,56.484000000000002,47.295999999999999,43.8,40.014000000000003,36.134999999999998,null,56.543999999999997,54.075000000000003,50.765999999999998,47.13,43.392000000000003]
["Generator kW",0,0,0,0,0,null,0,0,0,0,0,null,0,0,0,0,0,null,0,0,0,0,0]
["PV capital cost",46698.66,35038.079999999987,32742.720000000001,30721.14,28672.2,null,46227.6,36428.759999999987,34336.800000000003,32265.54,30229.919999999998,null,46571.76,36852.300000000003,34554.06,32501.34,30442.68,null,52926.12,38532.78,35686.44,33363.18,31218.12]
["PV O&M",7951.4403509723043,5965.9785341291517,5575.1446617223692,5230.9276588208159,4882.0520338516799,null,7871.2323644534399,6202.7713900117442,5846.5706948179204,5493.8946150041756,5147.2870034100479,null,7929.8329262509442,6274.8880855711204,5883.5638318940637,5534.0445815076964,5183.5139197513927,null,9011.7979014473294,6561.0255567748327,6076.3756175991384,5680.7911766365924,5315.5490767721294]
["Battery capital cost",30192.571866886101,25759.16670576395,22270.27140189795,19135.588540981251,16148.1338413227,null,45508.335765515098,37447.0191304982,34231.595255690401,31066.961301095849,27884.652655574999,null,46996.614657979248,39435.6316030362,36057.2965399643,32837.185766998497,29696.87237351375,null,50932.693168099999,47529.865780261949,43577.103467538349,39958.890619519007,36384.32339287315]
["Battery O&M",7389.7945928693007,6410.0536799717001,5683.6977072906002,4916.3063574791004,4154.0657137181997,null,11578.744633930201,9684.0510280442013,8875.9009919231994,8043.0190531955996,7213.8405146862005,null,12022.1097485585,10066.4164586187,9322.3309894906997,8516.4796155741005,7690.9831933736004,null,12034.816242410599,11509.273953975,10805.031963056599,10031.191588727201,9235.4075039095005]
["Diesel capital cost",0,0,0,0,0,null,0,0,0,0,0,null,0,0,0,0,0,null,0,0,0,0,0]
["Diesel O&M (kW)",0,0,0,0,0,null,0,0,0,0,0,null,0,0,0,0,0,null,0,0,0,0,0]
["Diesel O&M (kWh)",0,0,0,0,0,null,0,0,0,0,0,null,0,0,0,0,0,null,0,0,0,0,0]
["Fuel cost",0,0,0,0,0,null,0,0,0,0,0,null,0,0,0,0,0,null,0,0,0,0,0]
["REopt LCC",92232.9,73173.600000000006,66272.2,60004.1,53856.6,null,111186,89762.9,83291.100000000006,76869.5,70475.8,null,113521,92629.6,85817.5,79389.2,73014.3,null,124906,104133,96145.1,89034.4,82153.600000000006]
[]
["TMY_medPVBatt_MedDiesel_32_D_business",100,95,90,85,80,"TMY_medPVBatt_MedDiesel_32_D_nrel",100,95,90,85,80,"TMY_medPVBatt_MedDiesel_32_D_average",100,95,90,85,80,"TMY_medPVBatt_MedDiesel_32_D_residential",100,95,90,85,80]
["PV kW",0,0,0,0,0,null,0,0,0,0,0,null,0,0,0,0,0,null,0,0,0,0,0]
["Battery kW",0,0,0,0,0,null,0,0,0,0,0,null,0,0,0,0,0,null,0,0,0,0,0]
["Battery kWh",0,0,0,0,0,null,0,0,0,0,0,null,0,0,0,0,0,null,0,0,0,0,0]
["Generator kW",6,6,6,6,6,null,7,7,7,7,7,null,8,8,8,8,8,null,12,12,12,12,12]
["PV capital cost",0,0,0,0,0,null,0,0,0,0,0,null,0,0,0,0,0,null,0,0,0,0,0]
["PV O&M",0,0,0,0,0,null,0,0,0,0,0,null,0,0,0,0,0,null,0,0,0,0,0]
["Battery capital cost",0,0,0,0,0,null,0,0,0,0,0,null,0,0,0,0,0,null,0,0,0,0,0]
["Battery O&M",0,0,0,0,0,null,0,0,0,0,0,null,0,0,0,0,0,null,0,0,0,0,0]
["Diesel capital cost",3325.32,3325.32,3325.32,3325.32,3325.32,null,3879.54,3879.54,3879.54,3879.54,3879.54,null,4433.76,4433.76,4433.76,4433.76,4433.76,null,6650.64,6650.64,6650.64,6650.64,6650.64]
["Diesel O&M (kW)",1277.0345580000001,1277.0345580000001,1277.0345580000001,1277.0345580000001,1277.0345580000001,null,1489.8736510000001,1489.8736510000001,1489.8736510000001,1489.8736510000001,1489.8736510000001,null,1702.7127439999999,1702.7127439999999,1702.7127439999999,1702.7127439999999,1702.7127439999999,null,2554.0691160000001,2554.0691160000001,2554.0691160000001,2554.0691160000001,2554.0691160000001]
["Diesel O&M (kWh)",3858.7391275132431,3665.802171137615,3472.8652147619532,3279.9282583862901,3086.9913020106392,null,3860.1685548619098,3667.1601271188401,3474.1516993757668,3281.1432716326849,3088.1348438895948,null,3860.1685548619221,3667.160127118836,3474.15169937574,3281.1432716326431,3088.1348438895411,null,3861.5979822105428,3668.518083100028,3475.4381839894991,3282.3582848789788,3089.2783857684481]
["Fuel cost",67878.044277559296,64484.142063681931,61090.239849803991,57696.337635926,54302.435422048213,null,67903.188950380674,64508.029502862082,61112.870055343446,57717.710607824651,54322.551160305709,null,67903.188950380878,64508.029502862017,61112.870055342981,57717.710607823909,54322.551160304771,null,67928.333623201455,64531.916942041578,61135.500260881498,57739.083579721548,54342.666898561409]
["REopt LCC",76342.600000000006,72755.600000000006,69168.600000000006,65581.5,61994.5,null,77136.2,73547.899999999994,69959.5,66371.199999999997,62782.8,null,77903.199999999997,74314.899999999994,70726.5,67138.2,63549.8,null,80997.899999999994,77408.2,73818.5,70228.800000000003,66639.199999999997]
[]
["TMY_medPVBatt_LowDiesel_44_PBD_business",100,95,90,85,80,"TMY_medPVBatt_LowDiesel_44_PBD_nrel",100,95,90,85,80,"TMY_medPVBatt_LowDiesel_44_PBD_average",100,95,90,85,80,"TMY_medPVBatt_LowDiesel_44_PBD_residential",100,95,90,85,80]
["PV kW",9.0830000000000002,9.0830000000000002,9.0830000000000002,9.0830000000000002,9.0830000000000002,null,5.9660000000000002,5.9660000000000002,5.9660000000000002,5.9660000000000002,5.9660000000000002,null,5.2320000000000002,5.2320000000000002,5.2320000000000002,5.2320000000000002,5.2320000000000002,null,3.4990000000000001,3.4990000000000001,3.4990000000000001,3.4990000000000001,3.4990000000000001]
["Battery kW",0,0,0,0,0,null,0,0,0,0,0,null,0,0,0,0,0,null,0,0,0,0,0]
["Battery kWh",0,0,0,0,0,null,0,0,0,0,0,null,0,0,0,0,0,null,0,0,0,0,0]
["Generator kW",6,6,6,6,6,null,7,7,7,7,7,null,8,8,8,8,8,null,12,12,12,12,12]
["PV capital cost",16348.518,16348.518,16348.518,16348.518,16348.518,null,10737.972,10737.972,10737.972,10737.972,10737.972,null,9417.6180000000004,9417.6180000000004,9417.6180000000004,9417.6180000000004,9417.6180000000004,null,6298.2540000000008,6298.2540000000008,6298.2540000000008,6298.2540000000008,6298.2540000000008]
["PV O&M",2783.6829944113401,2783.6829944113401,2783.6829944113401,2783.6829944113401,2783.6829944113401,null,1828.3681769115169,1828.3681769115169,1828.3681769115169,1828.3681769115169,1828.3681769115169,null,1603.5498186723789,1603.5498186723789,1603.5498186723789,1603.5498186723789,1603.5498186723789,null,1072.4117350748979,1072.4117350748979,1072.4117350748979,1072.4117350748979,1072.4117350748979]
["Battery capital cost",7.7922568500000002E-10,0,0,0,0,null,7.7364399000000002E-10,0,0,0,0,null,3.1581300519999998E-10,0,0,0,0,null,-1.5955854390000001E-9,0,0,0,0]
["Battery O&M",2.3621946736604998E-10,0,0,0,0,null,2.3452739657670002E-10,0,0,0,0,null,9.5737578100515997E-11,0,0,0,0,null,-4.8369599436087005E-10,0,0,0,0]
["Diesel capital cost",2493.96,2493.96,2493.96,2493.96,2493.96,null,2909.62,2909.62,2909.62,2909.62,2909.62,null,3325.28,3325.28,3325.28,3325.28,3325.28,null,4987.92,4987.92,4987.92,4987.92,4987.92]
["Diesel O&M (kW)",1277.0345580000001,1277.0345580000001,1277.0345580000001,1277.0345580000001,1277.0345580000001,null,1489.8736510000001,1489.8736510000001,1489.8736510000001,1489.8736510000001,1489.8736510000001,null,1702.7127439999999,1702.7127439999999,1702.7127439999999,1702.7127439999999,1702.7127439999999,null,2554.0691160000001,2554.0691160000001,2554.0691160000001,2554.0691160000001,2554.0691160000001]
["Diesel O&M (kWh)",1970.5918579073,1777.6549030981439,1584.7179451559959,1391.7809887803151,1198.8440250812671,null,2630.839445454324,2437.8310177112339,2244.8225899681379,2051.8141622250359,1858.805734481936,null,2777.3066917108949,2584.2982639677798,2391.2898362246692,2198.2814084815568,2005.2729807384439,null,3176.7476303337762,2983.6677312232359,2790.5878321127038,2597.5079330021708,2404.4280338916419]
["Fuel cost",38130.567695892387,34397.27529093824,30663.98282536128,26930.690390095151,23197.397813123302,null,50906.229602740568,47171.554210469723,43436.878818198798,39702.203425927721,35967.528033656701,null,53740.342220331549,50005.666828060217,46270.991435788987,42536.316043517741,38801.64065124646,null,61469.446392539619,57733.388043263287,53997.329693987107,50261.271344710927,46525.212995434798]
["REopt LCC",63006.1,59079.7,55153.3,51226.9,47300.5,null,70505.2,66577.399999999994,62649.5,58721.599999999999,54793.8,null,72569.2,68641.399999999994,64713.5,60785.599999999999,56857.7,null,79561.5,75632.2,71702.8,67773.5,63844.2]
[]
["TMY_medPVBatt_LowDiesel_44_PB_business",100,95,90,85,80,"TMY_medPVBatt_LowDiesel_44_PB_nrel",100,95,90,85,80,"TMY_medPVBatt_LowDiesel_44_PB_average",100,95,90,85,80,"TMY_medPVBatt_LowDiesel_44_PB_residential",100,95,90,85,80]
["PV kW",25.943999999999999,19.466000000000001,18.190000000000001,17.067,15.929,null,25.681999999999999,20.238,19.076000000000001,17.925000000000001,16.794,null,25.873000000000001,20.474,19.196999999999999,18.056000000000001,16.913,null,29.402999999999999,21.407,19.826000000000001,18.535,17.343]
["Battery kW",5.4980000000000002,4.3620000000000001,3.3290000000000002,2.7589999999999999,2.3119999999999998,null,6.9139999999999997,5.202,4.6820000000000004,4.2880000000000003,3.8650000000000002,null,6.9379999999999997,5.8890000000000002,5.016,4.4850000000000003,4.09,null,10.62,9.0419999999999998,7.5010000000000003,6.4939999999999998,5.5960000000000001]
["Battery kWh",34.72,30.117000000000001,26.704000000000001,23.099,19.516999999999999,null,54.401000000000003,45.499000000000002,41.701999999999998,37.789000000000001,33.893000000000001,null,56.484000000000002,47.295999999999999,43.8,40.014000000000003,36.134999999999998,null,56.543999999999997,54.075000000000003,50.765999999999998,47.13,43.392000000000003]
["Generator kW",0,0,0,0,0,null,0,0,0,0,0,null,0,0,0,0,0,null,0,0,0,0,0]
["PV capital cost",46698.66,35038.079999999987,32742.720000000001,30721.14,28672.2,null,46227.6,36428.759999999987,34336.800000000003,32265.54,30229.919999999998,null,46571.76,36852.300000000003,34554.06,32501.34,30442.68,null,52926.12,38532.78,35686.44,33363.18,31218.12]
["PV O&M",7951.4403509723043,5965.9785341291517,5575.1446617223692,5230.9276588208159,4882.0520338516799,null,7871.2323644534399,6202.7713900117442,5846.5706948179204,5493.8946150041756,5147.2870034100479,null,7929.8329262509442,6274.8880855711204,5883.5638318940637,5534.0445815076964,5183.5139197513927,null,9011.7979014473294,6561.0255567748327,6076.3756175991384,5680.7911766365924,5315.5490767721294]
["Battery capital cost",30192.571866886101,25759.16670576395,22270.27140189795,19135.588540981251,16148.1338413227,null,45508.335765515098,37447.0191304982,34231.595255690401,31066.961301095849,27884.652655574999,null,46996.614657979248,39435.6316030362,36057.2965399643,32837.185766998497,29696.87237351375,null,50932.693168099999,47529.865780261949,43577.103467538349,39958.890619519007,36384.32339287315]
["Battery O&M",7389.7945928693007,6410.0536799717001,5683.6977072906002,4916.3063574791004,4154.0657137181997,null,11578.744633930201,9684.0510280442013,8875.9009919231994,8043.0190531955996,7213.8405146862005,null,12022.1097485585,10066.4164586187,9322.3309894906997,8516.4796155741005,7690.9831933736004,null,12034.816242410599,11509.273953975,10805.031963056599,10031.191588727201,9235.4075039095005]
["Diesel capital cost",0,0,0,0,0,null,0,0,0,0,0,null,0,0,0,0,0,null,0,0,0,0,0]
["Diesel O&M (kW)",0,0,0,0,0,null,0,0,0,0,0,null,0,0,0,0,0,null,0,0,0,0,0]
["Diesel O&M (kWh)",0,0,0,0,0,null,0,0,0,0,0,null,0,0,0,0,0,null,0,0,0,0,0]
["Fuel cost",0,0,0,0,0,null,0,0,0,0,0,null,0,0,0,0,0,null,0,0,0,0,0]
["REopt LCC",92232.9,73173.600000000006,66272.2,60004.1,53856.6,null,111186,89762.9,83291.100000000006,76869.5,70475.8,null,113521,92629.6,85817.5,79389.2,73014.3,null,124906,104133,96145.1,89034.4,82153.600000000006]
[]
["TMY_medPVBatt_LowDiesel_44_D_business",100,95,90,85,80,"TMY_medPVBatt_LowDiesel_44_D_nrel",100,95,90,85,80,"TMY_medPVBatt_LowDiesel_44_D_average",100,95,90,85,80,"TMY_medPVBatt_LowDiesel_44_D_residential",100,95,90,85,80]
["PV kW",0,0,0,0,0,null,0,0,0,0,0,null,0,0,0,0,0,null,0,0,0,0,0]
["Battery kW",0,0,0,0,0,null,0,0,0,0,0,null,0,0,0,0,0,null,0,0,0,0,0]
["Battery kWh",0,0,0,0,0,null,0,0,0,0,0,null,0,0,0,0,0,null,0,0,0,0,0]
["Generator kW",6,6,6,6,6,null,7,7,7,7,7,null,8,8,8,8,8,null,12,12,12,12,12]
["PV capital cost",0,0,0,0,0,null,0,0,0,0,0,null,0,0,0,0,0,null,0,0,0,0,0]
["PV O&M",0,0,0,0,0,null,0,0,0,0,0,null,0,0,0,0,0,null,0,0,0,0,0]
["Battery capital cost",0,0,0,0,0,null,0,0,0,0,0,null,0,0,0,0,0,null,0,0,0,0,0]
["Battery O&M",0,0,0,0,0,null,0,0,0,0,0,null,0,0,0,0,0,null,0,0,0,0,0]
["Diesel capital cost",2493.96,2493.96,2493.96,2493.96,2493.96,null,2909.62,2909.62,2909.62,2909.62,2909.62,null,3325.28,3325.28,3325.28,3325.28,3325.28,null,4987.92,4987.92,4987.92,4987.92,4987.92]
["Diesel O&M (kW)",1277.0345580000001,1277.0345580000001,1277.0345580000001,1277.0345580000001,1277.0345580000001,null,1489.8736510000001,1489.8736510000001,1489.8736510000001,1489.8736510000001,1489.8736510000001,null,1702.7127439999999,1702.7127439999999,1702.7127439999999,1702.7127439999999,1702.7127439999999,null,2554.0691160000001,2554.0691160000001,2554.0691160000001,2554.0691160000001,2554.0691160000001]
["Diesel O&M (kWh)",3858.7391275132431,3665.8021711376141,3472.8652147619518,3279.9282583862901,3086.9913020106392,null,3860.1685548619098,3667.160127118841,3474.1516993757682,3281.143271632684,3088.1348438895948,null,3860.1685548619221,3667.160127118836,3474.15169937574,3281.1432716326431,3088.1348438895411,null,3861.5979822105428,3668.518083100028,3475.4381839894991,3282.3582848789788,3089.2783857684481]
["Fuel cost",74665.84870531522,70932.556270050089,67199.263834784331,63465.971399518588,59732.678964253028,null,74693.507845418717,70958.832453148309,67224.157060877813,63489.481668607114,59754.80627633629,null,74693.507845418979,70958.832453148207,67224.157060877289,63489.481668606299,59754.806276335243,null,74721.166985521588,70985.108636245728,67249.05028696965,63512.991937693703,59776.933588417538]
["REopt LCC",82299.100000000006,78372.600000000006,74446.2,70519.8,66593.399999999994,null,82956.600000000006,79028.7,75100.899999999994,71173,67245.100000000006,null,83585.100000000006,79657.2,75729.3,71801.5,67873.600000000006,null,86128,82198.7,78269.3,74340,70410.7]
[]
["TMY_medPVBatt_LowDiesel_36_PBD_business",100,95,90,85,80,"TMY_medPVBatt_LowDiesel_36_PBD_nrel",100,95,90,85,80,"TMY_medPVBatt_LowDiesel_36_PBD_average",100,95,90,85,80,"TMY_medPVBatt_LowDiesel_36_PBD_residential",100,95,90,85,80]
["PV kW",8.6080000000000005,8.6080000000000005,8.6080000000000005,8.6080000000000005,8.6080000000000005,null,5.6130000000000004,5.6130000000000004,5.6130000000000004,5.6130000000000004,5.6130000000000004,null,4.9379999999999997,4.9379999999999997,4.9379999999999997,4.9379999999999997,4.9379999999999997,null,3.0880000000000001,3.0880000000000001,3.0880000000000001,3.0880000000000001,3.0880000000000001]
["Battery kW",0,0,0,0,0,null,0,0,0,0,0,null,0,0,0,0,0,null,0,0,0,0,0]
["Battery kWh",0,0,0,0,0,null,0,0,0,0,0,null,0,0,0,0,0,null,0,0,0,0,0]
["Generator kW",6,6,6,6,6,null,7,7,7,7,7,null,8,8,8,8,8,null,12,12,12,12,12]
["PV capital cost",15494.58,15494.58,15494.58,15494.58,15494.58,null,10102.536,10102.536,10102.536,10102.536,10102.536,null,8888.3640000000014,8888.3640000000014,8888.3640000000014,8888.3640000000014,8888.3640000000014,null,5557.5360000000001,5557.5360000000001,5557.5360000000001,5557.5360000000001,5557.5360000000001]
["PV O&M",2638.281882892752,2638.281882892752,2638.281882892752,2638.281882892752,2638.281882892752,null,1720.171679391879,1720.171679391879,1720.171679391879,1720.171679391879,1720.171679391879,null,1513.4330656110819,1513.4330656110819,1513.4330656110819,1513.4330656110819,1513.4330656110819,null,946.28873724387847,946.28873724387847,946.28873724387847,946.28873724387847,946.28873724387847]
["Battery capital cost",0,0,0,0,0,null,0,0,0,0,0,null,0,0,0,0,0,null,0,0,0,0,0]
["Battery O&M",0,0,0,0,0,null,0,0,0,0,0,null,0,0,0,0,0,null,0,0,0,0,0]
["Diesel capital cost",2493.96,2493.96,2493.96,2493.96,2493.96,null,2909.62,2909.62,2909.62,2909.62,2909.62,null,3325.28,3325.28,3325.28,3325.28,3325.28,null,4987.92,4987.92,4987.92,4987.92,4987.92]
["Diesel O&M (kW)",1277.0345580000001,1277.0345580000001,1277.0345580000001,1277.0345580000001,1277.0345580000001,null,1489.8736510000001,1489.8736510000001,1489.8736510000001,1489.8736510000001,1489.8736510000001,null,1702.7127439999999,1702.7127439999999,1702.7127439999999,1702.7127439999999,1702.7127439999999,null,2554.0691160000001,2554.0691160000001,2554.0691160000001,2554.0691160000001,2554.0691160000001]
["Diesel O&M (kWh)",2024.4218401097021,1831.484883734046,1638.547927358394,1445.6109709827199,1252.6740182276019,null,2671.012525190506,2478.00409744741,2284.9956697043149,2091.9872419612138,1898.978814218106,null,2810.6931552221222,2617.6847274790098,2424.676299735896,2231.6678719927841,2038.659444249676,null,3223.6551175648101,3030.5752184542748,2837.4953193437432,2644.4154202332102,2451.3355211226758]
["Fuel cost",32049.955097426449,28995.443104936381,25940.931112446371,22886.419119956019,19831.907184785068,null,42286.557969746267,39230.914466979142,36175.270964212017,33119.627461444798,30063.98395867748,null,44497.933994147883,41442.29049138046,38386.646988613058,35331.003485845671,32275.359983078331,null,51035.806727881587,47979.03171483738,44922.256701793252,41865.481688749089,38808.706675704903]
["REopt LCC",55980.1,52732.4,49484.800000000003,46237.2,42989.5,null,61182.1,57933.3,54684.5,51435.6,48186.8,null,62740.9,59492,56243.199999999997,52994.400000000001,49745.5,null,68307.899999999994,65057.9,61807.9,58557.8,55307.8]
[]
["TMY_medPVBatt_LowDiesel_36_PB_business",100,95,90,85,80,"TMY_medPVBatt_LowDiesel_36_PB_nrel",100,95,90,85,80,"TMY_medPVBatt_LowDiesel_36_PB_average",100,95,90,85,80,"TMY_medPVBatt_LowDiesel_36_PB_residential",100,95,90,85,80]
["PV kW",25.943999999999999,19.466000000000001,18.190000000000001,17.067,15.929,null,25.681999999999999,20.238,19.076000000000001,17.925000000000001,16.794,null,25.873000000000001,20.474,19.196999999999999,18.056000000000001,16.913,null,29.402999999999999,21.407,19.826000000000001,18.535,17.343]
["Battery kW",5.4980000000000002,4.3620000000000001,3.3290000000000002,2.7589999999999999,2.3119999999999998,null,6.9139999999999997,5.202,4.6820000000000004,4.2880000000000003,3.8650000000000002,null,6.9379999999999997,5.8890000000000002,5.016,4.4850000000000003,4.09,null,10.62,9.0419999999999998,7.5010000000000003,6.4939999999999998,5.5960000000000001]
["Battery kWh",34.72,30.117000000000001,26.704000000000001,23.099,19.516999999999999,null,54.401000000000003,45.499000000000002,41.701999999999998,37.789000000000001,33.893000000000001,null,56.484000000000002,47.295999999999999,43.8,40.014000000000003,36.134999999999998,null,56.543999999999997,54.075000000000003,50.765999999999998,47.13,43.392000000000003]
["Generator kW",0,0,0,0,0,null,0,0,0,0,0,null,0,0,0,0,0,null,0,0,0,0,0]
["PV capital cost",46698.66,35038.079999999987,32742.720000000001,30721.14,28672.2,null,46227.6,36428.759999999987,34336.800000000003,32265.54,30229.919999999998,null,46571.76,36852.300000000003,34554.06,32501.34,30442.68,null,52926.12,38532.78,35686.44,33363.18,31218.12]
["PV O&M",7951.4403509723043,5965.9785341291517,5575.1446617223692,5230.9276588208159,4882.0520338516799,null,7871.2323644534399,6202.7713900117442,5846.5706948179204,5493.8946150041756,5147.2870034100479,null,7929.8329262509442,6274.8880855711204,5883.5638318940637,5534.0445815076964,5183.5139197513927,null,9011.7979014473294,6561.0255567748327,6076.3756175991384,5680.7911766365924,5315.5490767721294]
["Battery capital cost",30192.571866886101,25759.16670576395,22270.27140189795,19135.588540981251,16148.1338413227,null,45508.335765515098,37447.0191304982,34231.595255690401,31066.961301095849,27884.652655574999,null,46996.614657979248,39435.6316030362,36057.2965399643,32837.185766998497,29696.87237351375,null,50932.693168099999,47529.865780261949,43577.103467538349,39958.890619519007,36384.32339287315]
["Battery O&M",7389.7945928693007,6410.0536799717001,5683.6977072906002,4916.3063574791004,4154.0657137181997,null,11578.744633930201,9684.0510280442013,8875.9009919231994,8043.0190531955996,7213.8405146862005,null,12022.1097485585,10066.4164586187,9322.3309894906997,8516.4796155741005,7690.9831933736004,null,12034.816242410599,11509.273953975,10805.031963056599,10031.191588727201,9235.4075039095005]
["Diesel capital cost",0,0,0,0,0,null,0,0,0,0,0,null,0,0,0,0,0,null,0,0,0,0,0]
["Diesel O&M (kW)",0,0,0,0,0,null,0,0,0,0,0,null,0,0,0,0,0,null,0,0,0,0,0]
["Diesel O&M (kWh)",0,0,0,0,0,null,0,0,0,0,0,null,0,0,0,0,0,null,0,0,0,0,0]
["Fuel cost",0,0,0,0,0,null,0,0,0,0,0,null,0,0,0,0,0,null,0,0,0,0,0]
["REopt LCC",92232.9,73173.600000000006,66272.2,60004.1,53856.6,null,111186,89762.9,83291.100000000006,76869.5,70475.8,null,113521,92629.6,85817.5,79389.2,73014.3,null,124906,104133,96145.1,89034.4,82153.600000000006]
[]
["TMY_medPVBatt_LowDiesel_36_D_business",100,95,90,85,80,"TMY_medPVBatt_LowDiesel_36_D_nrel",100,95,90,85,80,"TMY_medPVBatt_LowDiesel_36_D_average",100,95,90,85,80,"TMY_medPVBatt_LowDiesel_36_D_residential",100,95,90,85,80]
["PV kW",0,0,0,0,0,null,0,0,0,0,0,null,0,0,0,0,0,null,0,0,0,0,0]
["Battery kW",0,0,0,0,0,null,0,0,0,0,0,null,0,0,0,0,0,null,0,0,0,0,0]
["Battery kWh",0,0,0,0,0,null,0,0,0,0,0,null,0,0,0,0,0,null,0,0,0,0,0]
["Generator kW",6,6,6,6,6,null,7,7,7,7,7,null,8,8,8,8,8,null,12,12,12,12,12]
["PV capital cost",0,0,0,0,0,null,0,0,0,0,0,null,0,0,0,0,0,null,0,0,0,0,0]
["PV O&M",0,0,0,0,0,null,0,0,0,0,0,null,0,0,0,0,0,null,0,0,0,0,0]
["Battery capital cost",0,0,0,0,0,null,0,0,0,0,0,null,0,0,0,0,0,null,0,0,0,0,0]
["Battery O&M",0,0,0,0,0,null,0,0,0,0,0,null,0,0,0,0,0,null,0,0,0,0,0]
["Diesel capital cost",2493.96,2493.96,2493.96,2493.96,2493.96,null,2909.62,2909.62,2909.62,2909.62,2909.62,null,3325.28,3325.28,3325.28,3325.28,3325.28,null,4987.92,4987.92,4987.92,4987.92,4987.92]
["Diesel O&M (kW)",1277.0345580000001,1277.0345580000001,1277.0345580000001,1277.0345580000001,1277.0345580000001,null,1489.8736510000001,1489.8736510000001,1489.8736510000001,1489.8736510000001,1489.8736510000001,null,1702.7127439999999,1702.7127439999999,1702.7127439999999,1702.7127439999999,1702.7127439999999,null,2554.0691160000001,2554.0691160000001,2554.0691160000001,2554.0691160000001,2554.0691160000001]
["Diesel O&M (kWh)",3858.7391275132431,3665.802171137615,3472.8652147619532,3279.9282583862901,3086.9913020106392,null,3860.1685548619098,3667.1601271188401,3474.1516993757668,3281.1432716326849,3088.1348438895948,null,3860.1685548619221,3667.160127118836,3474.1516993757391,3281.1432716326431,3088.134843889542,null,3861.5979822105428,3668.518083100028,3475.4381839895,3282.3582848789779,3089.2783857684481]
["Fuel cost",61090.239849803358,58035.727857313723,54981.215864823571,51926.703872333383,48872.191879843384,null,61112.870055342602,58057.22655257587,55001.583049809087,51945.939547042188,48890.296044275128,null,61112.870055342799,58057.226552575819,55001.583049808651,51945.939547041518,48890.296044274299,null,61135.500260881301,58078.725247837421,55021.950234793352,51965.17522174937,48908.40020870525]
["REopt LCC",68723.399999999994,65475.8,62228.2,58980.5,55732.9,null,69376,66127.100000000006,62878.3,59629.5,56380.6,null,70004.399999999994,66755.600000000006,63506.8,60257.9,57009.1,null,72542.3,69292.3,66042.2,62792.2,59542.2]
[]
["TMY_medPVBatt_LowDiesel_32_PBD_business",100,95,90,85,80,"TMY_medPVBatt_LowDiesel_32_PBD_nrel",100,95,90,85,80,"TMY_medPVBatt_LowDiesel_32_PBD_average",100,95,90,85,80,"TMY_medPVBatt_LowDiesel_32_PBD_residential",100,95,90,85,80]
["PV kW",8.3390000000000004,8.3390000000000004,8.3390000000000004,8.3390000000000004,8.3390000000000004,null,5.3979999999999997,5.3979999999999997,5.3979999999999997,5.3979999999999997,5.3979999999999997,null,4.7539999999999996,4.7539999999999996,4.7539999999999996,4.7539999999999996,4.7539999999999996,null,2.8650000000000002,2.8650000000000002,2.8650000000000002,2.8650000000000002,2.8650000000000002]
["Battery kW",0,0,0,0,0,null,0,0,0,0,0,null,0,0,0,0,0,null,0,0,0,0,0]
["Battery kWh",0,0,0,0,0,null,0,0,0,0,0,null,0,0,0,0,0,null,0,0,0,0,0]
["Generator kW",6,6,6,6,6,null,7,7,7,7,7,null,8,8,8,8,8,null,12,12,12,12,12]
["PV capital cost",15009.444,15009.444,15009.444,15009.444,15009.444,null,9717.1020000000008,9717.1020000000008,9717.1020000000008,9717.1020000000008,9717.1020000000008,null,8556.6779999999999,8556.6779999999999,8556.6779999999999,8556.6779999999999,8556.6779999999999,null,5156.1360000000004,5156.1360000000004,5156.1360000000004,5156.1360000000004,5156.1360000000004]
["PV O&M",2555.6771579154338,2555.6771579154338,2555.6771579154338,2555.6771579154338,2555.6771579154338,null,1654.5433410147889,1654.5433410147889,1654.5433410147889,1654.5433410147889,1654.5433410147889,null,1456.9564676904431,1456.9564676904431,1456.9564676904431,1456.9564676904431,1456.9564676904431,null,877.94184769971844,877.94184769971844,877.94184769971844,877.94184769971844,877.94184769971844]
["Battery capital cost",3.5074107600000001E-9,0,0,0,0,null,0,0,0,0,0,null,0,0,0,0,0,null,0,0,0,0,0]
["Battery O&M",1.0632589729908E-9,0,0,0,0,null,0,0,0,0,0,null,0,0,0,0,0,null,0,0,0,0,0]
["Diesel capital cost",2493.96,2493.96,2493.96,2493.96,2493.96,null,2909.62,2909.62,2909.62,2909.62,2909.62,null,3325.28,3325.28,3325.28,3325.28,3325.28,null,4987.92,4987.92,4987.92,4987.92,4987.92]
["Diesel O&M (kW)",1277.0345580000001,1277.0345580000001,1277.0345580000001,1277.0345580000001,1277.0345580000001,null,1489.8736510000001,1489.8736510000001,1489.8736510000001,1489.8736510000001,1489.8736510000001,null,1702.7127439999999,1702.7127439999999,1702.7127439999999,1702.7127439999999,1702.7127439999999,null,2554.0691160000001,2554.0691160000001,2554.0691160000001,2554.0691160000001,2554.0691160000001]
["Diesel O&M (kWh)",2060.0237014014078,1867.086745025756,1674.1497886500999,1481.2128316869951,1288.2758616828021,null,2699.409314090864,2506.400886347772,2313.3924586046728,2120.384030861569,1927.3756031184639,null,2835.1656285230488,2642.1572007799359,2449.1487730368281,2256.1403452937152,2063.1319175506051,null,3253.121952879595,3060.0420537690602,2866.9621546585231,2673.8822555479892,2480.8023564374612]
["Fuel cost",28989.85920443081,26274.737433328581,23559.615662226301,20844.493882857081,18129.371919966052,null,37987.66776197141,35271.54020395624,32555.41264594096,29839.285087925611,27123.157529910241,null,39898.110073302189,37181.98251528672,34465.854957271287,31749.727399255829,29033.599841240401,null,45779.836088616939,43062.702743688773,40345.569398760592,37628.436053832433,34911.302708904361]
["REopt LCC",52387.8,49479.6,46571.4,43663.1,40754.9,null,56460.6,53551.3,50642,47732.6,44823.3,null,57777.4,54868,51958.7,49049.4,46140.1,null,62611.7,59701.3,56790.9,53880.5,50970.1]
[]
["TMY_medPVBatt_LowDiesel_32_PB_business",100,95,90,85,80,"TMY_medPVBatt_LowDiesel_32_PB_nrel",100,95,90,85,80,"TMY_medPVBatt_LowDiesel_32_PB_average",100,95,90,85,80,"TMY_medPVBatt_LowDiesel_32_PB_residential",100,95,90,85,80]
["PV kW",25.943999999999999,19.466000000000001,18.190000000000001,17.067,15.929,null,25.681999999999999,20.238,19.076000000000001,17.925000000000001,16.794,null,25.873000000000001,20.474,19.196999999999999,18.056000000000001,16.913,null,29.402999999999999,21.407,19.826000000000001,18.535,17.343]
["Battery kW",5.4980000000000002,4.3620000000000001,3.3290000000000002,2.7589999999999999,2.3119999999999998,null,6.9139999999999997,5.202,4.6820000000000004,4.2880000000000003,3.8650000000000002,null,6.9379999999999997,5.8890000000000002,5.016,4.4850000000000003,4.09,null,10.62,9.0419999999999998,7.5010000000000003,6.4939999999999998,5.5960000000000001]
["Battery kWh",34.72,30.117000000000001,26.704000000000001,23.099,19.516999999999999,null,54.401000000000003,45.499000000000002,41.701999999999998,37.789000000000001,33.893000000000001,null,56.484000000000002,47.295999999999999,43.8,40.014000000000003,36.134999999999998,null,56.543999999999997,54.075000000000003,50.765999999999998,47.13,43.392000000000003]
["Generator kW",0,0,0,0,0,null,0,0,0,0,0,null,0,0,0,0,0,null,0,0,0,0,0]
["PV capital cost",46698.66,35038.079999999987,32742.720000000001,30721.14,28672.2,null,46227.6,36428.759999999987,34336.800000000003,32265.54,30229.919999999998,null,46571.76,36852.300000000003,34554.06,32501.34,30442.68,null,52926.12,38532.78,35686.44,33363.18,31218.12]
["PV O&M",7951.4403509723043,5965.9785341291517,5575.1446617223692,5230.9276588208159,4882.0520338516799,null,7871.2323644534399,6202.7713900117442,5846.5706948179204,5493.8946150041756,5147.2870034100479,null,7929.8329262509442,6274.8880855711204,5883.5638318940637,5534.0445815076964,5183.5139197513927,null,9011.7979014473294,6561.0255567748327,6076.3756175991384,5680.7911766365924,5315.5490767721294]
["Battery capital cost",30192.571866886101,25759.16670576395,22270.27140189795,19135.588540981251,16148.1338413227,null,45508.335765515098,37447.0191304982,34231.595255690401,31066.961301095849,27884.652655574999,null,46996.614657979248,39435.6316030362,36057.2965399643,32837.185766998497,29696.87237351375,null,50932.693168099999,47529.865780261949,43577.103467538349,39958.890619519007,36384.32339287315]
["Battery O&M",7389.7945928693007,6410.0536799717001,5683.6977072906002,4916.3063574791004,4154.0657137181997,null,11578.744633930201,9684.0510280442013,8875.9009919231994,8043.0190531955996,7213.8405146862005,null,12022.1097485585,10066.4164586187,9322.3309894906997,8516.4796155741005,7690.9831933736004,null,12034.816242410599,11509.273953975,10805.031963056599,10031.191588727201,9235.4075039095005]
["Diesel capital cost",0,0,0,0,0,null,0,0,0,0,0,null,0,0,0,0,0,null,0,0,0,0,0]
["Diesel O&M (kW)",0,0,0,0,0,null,0,0,0,0,0,null,0,0,0,0,0,null,0,0,0,0,0]
["Diesel O&M (kWh)",0,0,0,0,0,null,0,0,0,0,0,null,0,0,0,0,0,null,0,0,0,0,0]
["Fuel cost",0,0,0,0,0,null,0,0,0,0,0,null,0,0,0,0,0,null,0,0,0,0,0]
["REopt LCC",92232.9,73173.600000000006,66272.2,60004.1,53856.6,null,111186,89762.9,83291.100000000006,76869.5,70475.8,null,113521,92629.6,85817.5,79389.2,73014.3,null,124906,104133,96145.1,89034.4,82153.600000000006]
[]
["TMY_medPVBatt_LowDiesel_32_D_business",100,95,90,85,80,"TMY_medPVBatt_LowDiesel_32_D_nrel",100,95,90,85,80,"TMY_medPVBatt_LowDiesel_32_D_average",100,95,90,85,80,"TMY_medPVBatt_LowDiesel_32_D_residential",100,95,90,85,80]
["PV kW",0,0,0,0,0,null,0,0,0,0,0,null,0,0,0,0,0,null,0,0,0,0,0]
["Battery kW",0,0,0,0,0,null,0,0,0,0,0,null,0,0,0,0,0,null,0,0,0,0,0]
["Battery kWh",0,0,0,0,0,null,0,0,0,0,0,null,0,0,0,0,0,null,0,0,0,0,0]
["Generator kW",6,6,6,6,6,null,7,7,7,7,7,null,8,8,8,8,8,null,12,12,12,12,12]
["PV capital cost",0,0,0,0,0,null,0,0,0,0,0,null,0,0,0,0,0,null,0,0,0,0,0]
["PV O&M",0,0,0,0,0,null,0,0,0,0,0,null,0,0,0,0,0,null,0,0,0,0,0]
["Battery capital cost",0,0,0,0,0,null,0,0,0,0,0,null,0,0,0,0,0,null,0,0,0,0,0]
["Battery O&M",0,0,0,0,0,null,0,0,0,0,0,null,0,0,0,0,0,null,0,0,0,0,0]
["Diesel capital cost",2493.96,2493.96,2493.96,2493.96,2493.96,null,2909.62,2909.62,2909.62,2909.62,2909.62,null,3325.28,3325.28,3325.28,3325.28,3325.28,null,4987.92,4987.92,4987.92,4987.92,4987.92]
["Diesel O&M (kW)",1277.0345580000001,1277.0345580000001,1277.0345580000001,1277.0345580000001,1277.0345580000001,null,1489.8736510000001,1489.8736510000001,1489.8736510000001,1489.8736510000001,1489.8736510000001,null,1702.7127439999999,1702.7127439999999,1702.7127439999999,1702.7127439999999,1702.7127439999999,null,2554.0691160000001,2554.0691160000001,2554.0691160000001,2554.0691160000001,2554.0691160000001]
["Diesel O&M (kWh)",3858.7391275132431,3665.8021711376141,3472.865214761955,3279.9282583862901,3086.9913020106392,null,3860.1685548619098,3667.160127118842,3474.1516993757668,3281.143271632684,3088.1348438895948,null,3860.1685548619221,3667.160127118836,3474.1516993757391,3281.1432716326431,3088.134843889542,null,3861.5979822105428,3668.518083100028,3475.4381839895,3282.3582848789779,3089.2783857684481]
["Fuel cost",54302.435422047427,51587.313650945507,48872.191879843173,46157.070108740787,43441.948337638569,null,54322.551160304538,51606.423602289688,48890.296044274757,46174.168486259718,43458.040928244562,null,54322.551160304713,51606.423602289608,48890.296044274357,46174.168486259121,43458.040928243812,null,54342.666898561147,51625.533553633257,48908.400208705192,46191.266863777229,43474.133518849128]
["REopt LCC",61935.6,59027.4,56119.199999999997,53210.9,50302.7,null,62585.599999999999,59676.3,56767,53857.7,50948.4,null,63214.1,60304.800000000003,57395.5,54486.1,51576.800000000003,null,65749.5,62839.1,59928.7,57018.3,54107.9]
[]
["TMY_lowPVBatt_HighDiesel_44_PBD_business",100,95,90,85,80,"TMY_lowPVBatt_HighDiesel_44_PBD_nrel",100,95,90,85,80,"TMY_lowPVBatt_HighDiesel_44_PBD_average",100,95,90,85,80,"TMY_lowPVBatt_HighDiesel_44_PBD_residential",100,95,90,85,80]
["PV kW",19.911000000000001,19.425999999999998,18.170999999999999,17.036999999999999,15.893000000000001,null,20.696999999999999,20.193000000000001,19.036000000000001,17.885999999999999,16.742999999999999,null,20.63,20.401,19.152999999999999,18.018999999999998,16.873000000000001,null,20.437999999999999,20.445,19.8,18.452000000000002,17.279]
["Battery kW",4.76,4.4020000000000001,3.35,2.7879999999999998,2.3610000000000002,null,5.5839999999999996,5.2329999999999997,4.7590000000000003,4.3540000000000001,3.9390000000000001,null,5.93,5.93,5.056,4.5439999999999996,4.1379999999999999,null,8.24,8.24,7.5270000000000001,6.5339999999999998,5.6260000000000003]
["Battery kWh",31.234000000000002,30.164999999999999,26.728999999999999,23.138000000000002,19.548999999999999,null,46.329000000000001,45.567999999999998,41.713000000000001,37.81,33.930999999999997,null,47.444000000000003,47.411000000000001,43.857999999999997,40.036000000000001,36.176000000000002,null,52.817,52.825000000000003,50.8,47.280999999999999,43.503999999999998]
["Generator kW",6,6,6,6,6,null,7,7,7,7,7,null,8,8,8,8,8,null,12,12,12,12,12]
["PV capital cost",27875.26,27196.54,25438.84,23851.24,22250.34,null,28975.94,28269.78,26650.82,25040.68,23440.62,null,28881.86,28561.119999999999,26814.76,25226.6,23622.2,null,28613.200000000001,28622.720000000001,27720.28,25832.66,24189.9]
["PV O&M",4746.3560444313443,4630.7895250705769,4331.503706057696,4061.1810308202571,3788.5937476332961,null,4933.7702307379359,4813.5314676076314,4537.8690852050077,4263.7084954425918,3991.2642401261278,null,4917.7511092423847,4863.1383006913284,4565.7833579301441,4295.365330779041,4022.182098131681,null,4872.0060286620801,4873.6270111943686,4719.9674023248326,4398.5599393419043,4118.8451006085606]
["Battery capital cost",19803.757666247999,18988.24638131318,16437.057949116981,14150.024600737681,11959.088036537611,null,28333.676693132438,27685.089731447752,25320.798981182172,22980.11280582166,20645.151256994461,null,29164.484850913999,29147.213026914,26659.693639691821,24286.220395497989,21967.429246852022,null,33622.586147151997,33627.009419151997,32057.576715414041,29504.604570588861,26875.285537441221]
["Battery O&M",5318.2700117370396,5136.1819108936797,4551.2319748199207,3939.7367470672011,3328.5650347358401,null,7888.4978716776004,7758.9214318592012,7102.5256690472006,6437.9909393188809,5777.491638793841,null,8078.3162883787209,8072.7313905784004,7467.6894441254399,6816.92966049608,6159.7506498218399,null,8993.1497914750416,8994.5800701799999,8649.7126310102394,8050.5280163966399,7407.4304401152813]
["Diesel capital cost",4156.62,4156.62,4156.62,4156.62,4156.62,null,4849.3899999999994,4849.3899999999994,4849.3899999999994,4849.3899999999994,4849.3899999999994,null,5542.16,5542.16,5542.16,5542.16,5542.16,null,8313.24,8313.24,8313.24,8313.24,8313.24]
["Diesel O&M (kW)",1277.0345580000001,1277.0345580000001,1277.0345580000001,1277.0345580000001,1277.0345580000001,null,1489.8736510000001,1489.8736510000001,1489.8736510000001,1489.8736510000001,1489.8736510000001,null,1702.7127439999999,1702.7127439999999,1702.7127439999999,1702.7127439999999,1702.7127439999999,null,2554.0691160000001,2554.0691160000001,2554.0691160000001,2554.0691160000001,2554.0691160000001]
["Diesel O&M (kWh)",129.13498939735649,0,0,0,0,null,136.0046833208265,0,0,0,0,null,179.35156317896241,0,0,0,0,null,283.94821311965961,90.270497239396889,0,0,0]
["Fuel cost",3748.105247187023,0,0,0,0,null,3947.496101372154,0,0,0,0,null,5205.6265941508254,0,0,0,0,null,8241.5137252101031,2620.0747446384298,0,0,0]
["REopt LCC",67054.899999999994,61385.5,56192.4,51435.9,46760.3,null,80554.899999999994,74866.7,69951.399999999994,65061.9,60193.8,null,83672.5,77889.100000000006,72752.800000000003,67870.100000000006,63016.5,null,95494,89695.7,84014.7,78653.600000000006,73458.7]
[]
["TMY_lowPVBatt_HighDiesel_44_PB_business",100,95,90,85,80,"TMY_lowPVBatt_HighDiesel_44_PB_nrel",100,95,90,85,80,"TMY_lowPVBatt_HighDiesel_44_PB_average",100,95,90,85,80,"TMY_lowPVBatt_HighDiesel_44_PB_residential",100,95,90,85,80]
["PV kW",25.943999999999999,19.425999999999998,18.170000000000002,17.036999999999999,15.894,null,25.681999999999999,20.193000000000001,19.036000000000001,17.885999999999999,16.742999999999999,null,25.873000000000001,20.398,19.152999999999999,18.018000000000001,16.873000000000001,null,29.402999999999999,21.285,19.798999999999999,18.452000000000002,17.279]
["Battery kW",5.4980000000000002,4.4020000000000001,3.35,2.7879999999999998,2.359,null,6.9139999999999997,5.2329999999999997,4.758,4.3540000000000001,3.9390000000000001,null,6.9379999999999997,5.93,5.056,4.5439999999999996,4.1379999999999999,null,10.62,9.1630000000000003,7.5270000000000001,6.5339999999999998,5.6260000000000003]
["Battery kWh",34.72,30.164999999999999,26.728999999999999,23.138000000000002,19.547000000000001,null,54.401000000000003,45.567999999999998,41.713000000000001,37.81,33.930999999999997,null,56.484000000000002,47.414999999999999,43.857999999999997,40.036999999999999,36.176000000000002,null,56.543999999999997,54.228000000000002,50.8,47.280999999999999,43.503999999999998]
["Generator kW",0,0,0,0,0,null,0,0,0,0,0,null,0,0,0,0,0,null,0,0,0,0,0]
["PV capital cost",36321.18,27196.68,25438.560000000001,23851.24,22251.32,null,35954.800000000003,28269.919999999998,26650.82,25040.68,23440.62,null,36222.480000000003,28557.9,26814.76,25225.9,23622.2,null,41164.76,29798.86,27718.74,25832.66,24189.9]
["PV O&M",6184.4536063117921,4630.8133630489929,4331.4560301008642,4061.1810308202571,3788.760613482209,null,6122.06961679712,4813.5553055860473,4537.8690852050077,4263.7084954425918,3991.2642401261278,null,6167.6478315285131,4862.590027187759,4565.7833579301441,4295.2461408869603,4022.182098131681,null,7009.1761455701444,5073.8898678671849,4719.7051845622555,4398.5599393419043,4118.8451006085606]
["Battery capital cost",22159.970028157761,18988.496024575259,16437.124710080381,14150.024600737681,11956.94007197254,null,33522.097760960598,27684.79448166737,25320.773616658011,22980.11280582166,20645.00271965333,null,34636.172813931829,29149.424662914,26659.693639691821,24286.883338827429,21967.429246852022,null,37263.718399275996,35016.413169499669,32057.710237340831,29504.604570588861,26875.285537441221]
["Battery O&M",5911.8356742954411,5136.232992276,4551.2490019473598,3939.7367470672011,3328.3607092065599,null,9262.9957071441604,7758.85332334944,7102.57675042952,6437.9909393188809,5777.5256930487203,null,9617.6877988468004,8073.4465299308804,7467.6894441254399,6817.1850674076804,6159.7506498218399,null,9627.8529939284799,9233.4706681631997,8649.7466852651196,8050.5280163966399,7407.4304401152813]
["Diesel capital cost",0,0,0,0,0,null,0,0,0,0,0,null,0,0,0,0,0,null,0,0,0,0,0]
["Diesel O&M (kW)",0,0,0,0,0,null,0,0,0,0,0,null,0,0,0,0,0,null,0,0,0,0,0]
["Diesel O&M (kWh)",0,0,0,0,0,null,0,0,0,0,0,null,0,0,0,0,0,null,0,0,0,0,0]
["Fuel cost",0,0,0,0,0,null,0,0,0,0,0,null,0,0,0,0,0,null,0,0,0,0,0]
["REopt LCC",70578,55952.6,50758.9,46002.5,41325.800000000003,null,84862.5,68527.5,63612.4,58722.9,53854.9,null,86644.6,70643.7,65508.3,60625.5,55771.9,null,95066.1,79123.100000000006,73146.399999999994,67786.7,62591.9]
[]
["TMY_lowPVBatt_HighDiesel_44_D_business",100,95,90,85,80,"TMY_lowPVBatt_HighDiesel_44_D_nrel",100,95,90,85,80,"TMY_lowPVBatt_HighDiesel_44_D_average",100,95,90,85,80,"TMY_lowPVBatt_HighDiesel_44_D_residential",100,95,90,85,80]
["PV kW",0,0,0,0,0,null,0,0,0,0,0,null,0,0,0,0,0,null,0,0,0,0,0]
["Battery kW",0,0,0,0,0,null,0,0,0,0,0,null,0,0,0,0,0,null,0,0,0,0,0]
["Battery kWh",0,0,0,0,0,null,0,0,0,0,0,null,0,0,0,0,0,null,0,0,0,0,0]
["Generator kW",6,6,6,6,6,null,7,7,7,7,7,null,8,8,8,8,8,null,12,12,12,12,12]
["PV capital cost",0,0,0,0,0,null,0,0,0,0,0,null,0,0,0,0,0,null,0,0,0,0,0]
["PV O&M",0,0,0,0,0,null,0,0,0,0,0,null,0,0,0,0,0,null,0,0,0,0,0]
["Battery capital cost",0,0,0,0,0,null,0,0,0,0,0,null,0,0,0,0,0,null,0,0,0,0,0]
["Battery O&M",0,0,0,0,0,null,0,0,0,0,0,null,0,0,0,0,0,null,0,0,0,0,0]
["Diesel capital cost",4156.62,4156.62,4156.62,4156.62,4156.62,null,4849.3899999999994,4849.3899999999994,4849.3899999999994,4849.3899999999994,4849.3899999999994,null,5542.16,5542.16,5542.16,5542.16,5542.16,null,8313.24,8313.24,8313.24,8313.24,8313.24]
["Diesel O&M (kW)",1277.0345580000001,1277.0345580000001,1277.0345580000001,1277.0345580000001,1277.0345580000001,null,1489.8736510000001,1489.8736510000001,1489.8736510000001,1489.8736510000001,1489.8736510000001,null,1702.7127439999999,1702.7127439999999,1702.7127439999999,1702.7127439999999,1702.7127439999999,null,2554.0691160000001,2554.0691160000001,2554.0691160000001,2554.0691160000001,2554.0691160000001]
["Diesel O&M (kWh)",3858.7391275132431,3665.8021711376141,3472.8652147619518,3279.9282583862901,3086.9913020106392,null,3860.1685548619098,3667.160127118837,3474.1516993757682,3281.1432716326872,3088.1348438895948,null,3860.1685548619221,3667.1601271188292,3474.15169937574,3281.1432716326422,3088.1348438895411,null,3861.5979822105428,3668.5180831000248,3475.4381839895,3282.358284878977,3089.2783857684472]
["Fuel cost",111998.7730579729,106398.8344050751,100798.8957521765,95198.957099277875,89599.018446379545,null,112040.2617681281,106438.2486797223,100836.2355913167,95234.222502910707,89632.20941450441,null,112040.2617681284,106438.24867972211,100836.2355913159,95234.222502909426,89632.209414502853,null,112081.7504782824,106477.6629543685,100873.5754304545,95269.487906540497,89665.400382626292]
["REopt LCC",121295,115502,109709,103915,98122.4,null,122243,116448,110653,104858,99062.3,null,123149,117353,111558,105763,99967.9,null,126814,121017,115219,109422,103624]
[]
["TMY_lowPVBatt_HighDiesel_36_PBD_business",100,95,90,85,80,"TMY_lowPVBatt_HighDiesel_36_PBD_nrel",100,95,90,85,80,"TMY_lowPVBatt_HighDiesel_36_PBD_average",100,95,90,85,80,"TMY_lowPVBatt_HighDiesel_36_PBD_residential",100,95,90,85,80]
["PV kW",17.782,17.812999999999999,17.835999999999999,17.036999999999999,15.893000000000001,null,13.252000000000001,13.055,13.252000000000001,13.252000000000001,13.252000000000001,null,14.362,14.259,14.362,14.221,14.362,null,13.589,13.478999999999999,13.589,13.589,13.589]
["Battery kW",3.1880000000000002,3.1840000000000002,3.2010000000000001,2.7879999999999998,2.3610000000000002,null,2.6909999999999998,2.6440000000000001,2.6909999999999998,2.6909999999999998,2.6909999999999998,null,3.2589999999999999,3.2240000000000002,3.2589999999999999,3.2109999999999999,3.2589999999999999,null,3.7349999999999999,3.7069999999999999,3.7349999999999999,3.7349999999999999,3.7349999999999999]
["Battery kWh",25.608000000000001,25.7,25.8,23.138000000000002,19.548999999999999,null,22.167999999999999,21.556999999999999,22.167999999999999,22.167999999999999,22.167999999999999,null,27.78,27.390999999999998,27.78,27.260999999999999,27.78,null,31.068000000000001,30.693000000000001,31.068000000000001,31.068000000000001,31.068000000000001]
["Generator kW",6,6,6,6,6,null,7,7,7,7,7,null,8,8,8,8,8,null,12,12,12,12,12]
["PV capital cost",24894.799999999999,24938.76,24970.82,23851.24,22250.34,null,18553.5,18277.419999999998,18553.5,18553.5,18553.5,null,20106.38,19962.599999999999,20106.38,19909.68,20106.38,null,19024.46,18869.900000000001,19024.46,19024.46,19024.46]
["PV O&M",4238.8693219331208,4246.3544471557443,4251.8133442130093,4061.1810308202571,3788.5937476332961,null,3159.1280895803998,3112.119596144049,3159.1280895803998,3159.1280895803998,3159.1280895803998,null,3423.5389461706718,3399.0573423374399,3423.5389461706718,3390.046586496192,3423.5389461706718,null,3239.319048971824,3213.001920800561,3239.319048971824,3239.319048971824,3239.319048971824]
["Battery capital cost",15732.52583665768,15778.12569567981,15843.217386865081,14150.024600737681,11959.088036537611,null,13570.571830559909,13215.949478951199,13570.571830559909,13570.571830559909,13570.571830559909,null,16926.14682967103,16696.806608398601,16926.14682967103,16618.983543075541,16926.14682967103,null,18993.476386715462,18776.02590003427,18993.476386715462,18993.476386715462,18993.687931166402]
["Battery O&M",4360.2386863254414,4375.9206706976802,4393.066988029761,3939.7367470672011,3328.5650347358401,null,3774.5225295168798,3670.5548893682399,3774.5225295168798,3774.5225295168798,3774.5225295168798,null,4730.0678943222401,4663.84939570808,4730.0678943222401,4641.6971029086399,4730.0678943222401,null,5290.03903444152,5226.1191980317608,5290.03903444152,5290.03903444152,5290.03903444152]
["Diesel capital cost",4156.62,4156.62,4156.62,4156.62,4156.62,null,4849.3899999999994,4849.3899999999994,4849.3899999999994,4849.3899999999994,4849.3899999999994,null,5542.16,5542.16,5542.16,5542.16,5542.16,null,8313.24,8313.24,8313.24,8313.24,8313.24]
["Diesel O&M (kW)",1277.0345580000001,1277.0345580000001,1277.0345580000001,1277.0345580000001,1277.0345580000001,null,1489.8736510000001,1489.8736510000001,1489.8736510000001,1489.8736510000001,1489.8736510000001,null,1702.7127439999999,1702.7127439999999,1702.7127439999999,1702.7127439999999,1702.7127439999999,null,2554.0691160000001,2554.0691160000001,2554.0691160000001,2554.0691160000001,2554.0691160000001]
["Diesel O&M (kWh)",447.55278891189249,250.0346374634334,52.262115317602657,0,0,null,1363.8673681523931,1202.492655525489,977.85041296073007,784.84184519055066,591.83343637072596,null,1197.1085941720401,1022.85383971691,811.09151360978228,643.3789036410808,425.07417336366092,null,1403.9872942962691,1229.6227082771511,1017.827283734739,824.74727486570634,631.65880854896727]
["Fuel cost",10628.254327351689,5937.6944652035236,1241.093938061043,0,0,null,32388.42348126465,28556.179486155361,23221.490605208801,18638.022025766659,14054.55722099611,null,28428.321555658149,24290.208926303181,19261.385702365638,15278.63256840583,10094.443682233799,null,33341.170931880188,29200.450078815858,24170.84085019516,19585.675724140321,15000.30975495052]
["REopt LCC",65736.5,60960.800000000003,56186.2,51435.9,46760.3,null,79150.7,74375.100000000006,69597.399999999994,64820.7,60044,null,82057.5,77281.100000000006,72504.2,67728,62950.9,null,92160.8,87383.4,82603.899999999994,77825.5,73047.100000000006]
[]
["TMY_lowPVBatt_HighDiesel_36_PB_business",100,95,90,85,80,"TMY_lowPVBatt_HighDiesel_36_PB_nrel",100,95,90,85,80,"TMY_lowPVBatt_HighDiesel_36_PB_average",100,95,90,85,80,"TMY_lowPVBatt_HighDiesel_36_PB_residential",100,95,90,85,80]
["PV kW",25.943999999999999,19.425999999999998,18.170000000000002,17.036999999999999,15.894,null,25.681999999999999,20.193000000000001,19.036000000000001,17.885999999999999,16.742999999999999,null,25.873000000000001,20.398,19.152999999999999,18.018000000000001,16.873000000000001,null,29.402999999999999,21.285,19.798999999999999,18.452000000000002,17.279]
["Battery kW",5.4980000000000002,4.4020000000000001,3.35,2.7879999999999998,2.359,null,6.9139999999999997,5.2329999999999997,4.758,4.3540000000000001,3.9390000000000001,null,6.9379999999999997,5.93,5.056,4.5439999999999996,4.1379999999999999,null,10.62,9.1630000000000003,7.5270000000000001,6.5339999999999998,5.6260000000000003]
["Battery kWh",34.72,30.164999999999999,26.728999999999999,23.138000000000002,19.547000000000001,null,54.401000000000003,45.567999999999998,41.713000000000001,37.81,33.930999999999997,null,56.484000000000002,47.414999999999999,43.857999999999997,40.036999999999999,36.176000000000002,null,56.543999999999997,54.228000000000002,50.8,47.280999999999999,43.503999999999998]
["Generator kW",0,0,0,0,0,null,0,0,0,0,0,null,0,0,0,0,0,null,0,0,0,0,0]
["PV capital cost",36321.18,27196.68,25438.560000000001,23851.24,22251.32,null,35954.800000000003,28269.919999999998,26650.82,25040.68,23440.62,null,36222.480000000003,28557.9,26814.76,25225.9,23622.2,null,41164.76,29798.86,27718.74,25832.66,24189.9]
["PV O&M",6184.4536063117921,4630.8133630489929,4331.4560301008642,4061.1810308202571,3788.760613482209,null,6122.06961679712,4813.5553055860473,4537.8690852050077,4263.7084954425918,3991.2642401261278,null,6167.6478315285131,4862.590027187759,4565.7833579301441,4295.2461408869603,4022.182098131681,null,7009.1761455701444,5073.8898678671849,4719.7051845622555,4398.5599393419043,4118.8451006085606]
["Battery capital cost",22159.970028157761,18988.496024575259,16437.124710080381,14150.024600737681,11956.94007197254,null,33522.097760960598,27684.79448166737,25320.773616658011,22980.11280582166,20645.00271965333,null,34636.172813931829,29149.424662914,26659.693639691821,24286.883338827429,21967.429246852022,null,37263.718399275996,35016.413169499669,32057.710237340831,29504.604570588861,26875.285537441221]
["Battery O&M",5911.8356742954411,5136.232992276,4551.2490019473598,3939.7367470672011,3328.3607092065599,null,9262.9957071441604,7758.85332334944,7102.57675042952,6437.9909393188809,5777.5256930487203,null,9617.6877988468004,8073.4465299308804,7467.6894441254399,6817.1850674076804,6159.7506498218399,null,9627.8529939284799,9233.4706681631997,8649.7466852651196,8050.5280163966399,7407.4304401152813]
["Diesel capital cost",0,0,0,0,0,null,0,0,0,0,0,null,0,0,0,0,0,null,0,0,0,0,0]
["Diesel O&M (kW)",0,0,0,0,0,null,0,0,0,0,0,null,0,0,0,0,0,null,0,0,0,0,0]
["Diesel O&M (kWh)",0,0,0,0,0,null,0,0,0,0,0,null,0,0,0,0,0,null,0,0,0,0,0]
["Fuel cost",0,0,0,0,0,null,0,0,0,0,0,null,0,0,0,0,0,null,0,0,0,0,0]
["REopt LCC",70578,55952.6,50758.9,46002.5,41325.800000000003,null,84862.5,68527.5,63612.4,58722.9,53854.9,null,86644.6,70643.7,65508.3,60625.5,55771.9,null,95066.1,79123.100000000006,73146.399999999994,67786.7,62591.9]
[]
["TMY_lowPVBatt_HighDiesel_36_D_business",100,95,90,85,80,"TMY_lowPVBatt_HighDiesel_36_D_nrel",100,95,90,85,80,"TMY_lowPVBatt_HighDiesel_36_D_average",100,95,90,85,80,"TMY_lowPVBatt_HighDiesel_36_D_residential",100,95,90,85,80]
["PV kW",0,0,0,0,0,null,0,0,0,0,0,null,0,0,0,0,0,null,0,0,0,0,0]
["Battery kW",0,0,0,0,0,null,0,0,0,0,0,null,0,0,0,0,0,null,0,0,0,0,0]
["Battery kWh",0,0,0,0,0,null,0,0,0,0,0,null,0,0,0,0,0,null,0,0,0,0,0]
["Generator kW",6,6,6,6,6,null,7,7,7,7,7,null,8,8,8,8,8,null,12,12,12,12,12]
["PV capital cost",0,0,0,0,0,null,0,0,0,0,0,null,0,0,0,0,0,null,0,0,0,0,0]
["PV O&M",0,0,0,0,0,null,0,0,0,0,0,null,0,0,0,0,0,null,0,0,0,0,0]
["Battery capital cost",0,0,0,0,0,null,0,0,0,0,0,null,0,0,0,0,0,null,0,0,0,0,0]
["Battery O&M",0,0,0,0,0,null,0,0,0,0,0,null,0,0,0,0,0,null,0,0,0,0,0]
["Diesel capital cost",4156.62,4156.62,4156.62,4156.62,4156.62,null,4849.3899999999994,4849.3899999999994,4849.3899999999994,4849.3899999999994,4849.3899999999994,null,5542.16,5542.16,5542.16,5542.16,5542.16,null,8313.24,8313.24,8313.24,8313.24,8313.24]
["Diesel O&M (kW)",1277.0345580000001,1277.0345580000001,1277.0345580000001,1277.0345580000001,1277.0345580000001,null,1489.8736510000001,1489.8736510000001,1489.8736510000001,1489.8736510000001,1489.8736510000001,null,1702.7127439999999,1702.7127439999999,1702.7127439999999,1702.7127439999999,1702.7127439999999,null,2554.0691160000001,2554.0691160000001,2554.0691160000001,2554.0691160000001,2554.0691160000001]
["Diesel O&M (kWh)",3858.7391275132431,3665.8021711376141,3472.8652147619518,3279.9282583862901,3086.9913020106392,null,3860.1685548619098,3667.1601271188401,3474.151699375765,3281.1432716326808,3088.1348438895948,null,3860.1685548619221,3667.1601271188342,3474.1516993757391,3281.1432716326431,3088.1348438895411,null,3861.5979822105428,3668.518083100028,3475.4381839895,3282.3582848789788,3089.2783857684481]
["Fuel cost",91635.359774705052,87053.591785970566,82471.823797235324,77890.055808500067,73308.287819765086,null,91669.305083013911,87085.839828863813,82502.374574713598,77918.90932056318,73335.444066412703,null,91669.305083014187,87085.839828863682,82502.374574712972,77918.909320562263,73335.444066411408,null,91703.250391321941,87118.087871756099,82532.925352190025,77947.762832624096,73362.60031305789]
["REopt LCC",100931,96156.3,91381.4,86606.6,81831.7,null,101872,97095.5,92318.9,87542.2,82765.5,null,102778,98001.1,93224.4,88447.8,83671.100000000006,null,106435,101657,96878.5,92100.1,87321.7]
[]
["TMY_lowPVBatt_HighDiesel_32_PBD_business",100,95,90,85,80,"TMY_lowPVBatt_HighDiesel_32_PBD_nrel",100,95,90,85,80,"TMY_lowPVBatt_HighDiesel_32_PBD_average",100,95,90,85,80,"TMY_lowPVBatt_HighDiesel_32_PBD_residential",100,95,90,85,80]
["PV kW",11.677,11.683999999999999,11.683999999999999,11.677,11.698,null,7.55,7.5289999999999999,7.5149999999999997,7.55,7.55,null,7.1769999999999996,7.1769999999999996,7.1509999999999998,7.1769999999999996,7.1769999999999996,null,5.2110000000000003,5.173,5.218,5.2110000000000003,5.2]
["Battery kW",0.90900000000000003,0.91100000000000003,0.91100000000000003,0.90900000000000003,0.91600000000000004,null,0.61499999999999999,0.61,0.61199999999999999,0.61499999999999999,0.61499999999999999,null,0.70899999999999996,0.70899999999999996,0.70099999999999996,0.70899999999999996,0.70899999999999996,null,0.755,0.751,0.76400000000000001,0.76300000000000001,0.75800000000000001]
["Battery kWh",6.327,6.3460000000000001,6.3460000000000001,6.2809999999999997,6.3810000000000002,null,3.7890000000000001,3.718,3.66,3.7890000000000001,3.7890000000000001,null,4.8049999999999997,4.8049999999999997,4.7140000000000004,4.8049999999999997,4.8049999999999997,null,4.5860000000000003,4.4630000000000001,4.6340000000000003,4.5860000000000003,4.59]
["Generator kW",6,6,6,6,6,null,7,7,7,7,7,null,8,8,8,8,8,null,12,12,12,12,12]
["PV capital cost",16348.22,16358.16,16358.02,16348.22,16376.64,null,10570,10540.263999999999,10520.523999999999,10570,10570,null,10047.618,10047.618,10011.722,10047.618,10047.618,null,7295.1620000000012,7241.793999999999,7305.1579999999994,7295.1620000000012,7280.3920000000007]
["PV O&M",2783.6322535715681,2785.3247500391039,2785.300912060688,2783.6322535715681,2788.4713631900158,null,1799.767370408,1794.7041837924421,1791.3430288357861,1799.767370408,1799.767370408,null,1710.820721544379,1710.820721544379,1704.708663878517,1710.820721544379,1710.820721544379,null,1242.1565306944531,1233.069493322274,1243.858562353355,1242.1565306944531,1239.641623971565]
["Battery capital cost",3973.0487969906499,3984.5238020019829,3984.346413616041,3948.1475299362028,4005.5931562463338,null,2428.9359067447181,2388.2718223595448,2358.4128154130758,2428.9359067447181,2428.9359067447181,null,3029.7456387630359,3029.7456387630359,2976.7142920116512,3029.7456387630359,3029.7456387630359,null,2947.549771242619,2879.962294175722,2978.8038366162191,2953.3107405447922,2951.5742871596458]
["Battery O&M",1077.3778670640479,1080.578967022768,1080.5295883531919,1069.4313066878001,1086.4567314150561,null,645.18510210550403,633.12819316524008,623.143485634424,645.18510210550403,645.18510210550403,null,818.12623008809601,818.12623008809601,802.72859874410403,818.12623008809601,818.12623008809601,null,780.88109152584013,759.96496817854404,789.00303131472003,780.8879023768161,781.57409561264797]
["Diesel capital cost",4156.62,4156.62,4156.62,4156.62,4156.62,null,4849.3899999999994,4849.3899999999994,4849.3899999999994,4849.3899999999994,4849.3899999999994,null,5542.16,5542.16,5542.16,5542.16,5542.16,null,8313.24,8313.24,8313.24,8313.24,8313.24]
["Diesel O&M (kW)",1277.0345580000001,1277.0345580000001,1277.0345580000001,1277.0345580000001,1277.0345580000001,null,1489.8736510000001,1489.8736510000001,1489.8736510000001,1489.8736510000001,1489.8736510000001,null,1702.7127439999999,1702.7127439999999,1702.7127439999999,1702.7127439999999,1702.7127439999999,null,2554.0691160000001,2554.0691160000001,2554.0691160000001,2554.0691160000001,2554.0691160000001]
["Diesel O&M (kWh)",1507.770426308178,1313.645661650695,1120.726970734208,930.44563431242034,732.64251536267386,null,2350.518725129506,2161.6947748370021,1971.3677510435721,1771.493450850797,1578.4850019012549,null,2431.1847896129029,2238.171487116218,2050.1664193648999,1852.1546272757309,1659.1510216470281,null,2842.534513993196,2656.6363974575102,2454.387228695949,2263.0869669849048,2071.0815581770162]
["Fuel cost",31827.34184675396,27729.58589009778,23657.288796791941,19640.66329752274,15465.261409197759,null,49616.812796275342,45630.951082878368,41613.361174459082,37394.23897414346,33320.047189476318,null,51319.582903016133,47245.288665414919,43276.712643603263,39096.905899454927,35022.816351856061,null,60002.714013682737,56078.613367846301,51809.360356857527,47771.226488056956,43718.207755279836]
["REopt LCC",62952.5,58686.8,54421,50155.1,45889.4,null,73752.600000000006,69490.2,65219.199999999997,60950.5,56683.1,null,76604.100000000006,72336.600000000006,68069.399999999994,63801.9,59534.6,null,85980.7,81719.5,77449.899999999994,73174.899999999994,68911.399999999994]
[]
["TMY_lowPVBatt_HighDiesel_32_PB_business",100,95,90,85,80,"TMY_lowPVBatt_HighDiesel_32_PB_nrel",100,95,90,85,80,"TMY_lowPVBatt_HighDiesel_32_PB_average",100,95,90,85,80,"TMY_lowPVBatt_HighDiesel_32_PB_residential",100,95,90,85,80]
["PV kW",25.943999999999999,19.425999999999998,18.170000000000002,17.036999999999999,15.894,null,25.681999999999999,20.193000000000001,19.036000000000001,17.885999999999999,16.742999999999999,null,25.873000000000001,20.398,19.152999999999999,18.018000000000001,16.873000000000001,null,29.402999999999999,21.285,19.798999999999999,18.452000000000002,17.279]
["Battery kW",5.4980000000000002,4.4020000000000001,3.35,2.7879999999999998,2.359,null,6.9139999999999997,5.2329999999999997,4.758,4.3540000000000001,3.9390000000000001,null,6.9379999999999997,5.93,5.056,4.5439999999999996,4.1379999999999999,null,10.62,9.1630000000000003,7.5270000000000001,6.5339999999999998,5.6260000000000003]
["Battery kWh",34.72,30.164999999999999,26.728999999999999,23.138000000000002,19.547000000000001,null,54.401000000000003,45.567999999999998,41.713000000000001,37.81,33.930999999999997,null,56.484000000000002,47.414999999999999,43.857999999999997,40.036999999999999,36.176000000000002,null,56.543999999999997,54.228000000000002,50.8,47.280999999999999,43.503999999999998]
["Generator kW",0,0,0,0,0,null,0,0,0,0,0,null,0,0,0,0,0,null,0,0,0,0,0]
["PV capital cost",36321.18,27196.68,25438.560000000001,23851.24,22251.32,null,35954.800000000003,28269.919999999998,26650.82,25040.68,23440.62,null,36222.480000000003,28557.9,26814.76,25225.9,23622.2,null,41164.76,29798.86,27718.74,25832.66,24189.9]
["PV O&M",6184.4536063117921,4630.8133630489929,4331.4560301008642,4061.1810308202571,3788.760613482209,null,6122.06961679712,4813.5553055860473,4537.8690852050077,4263.7084954425918,3991.2642401261278,null,6167.6478315285131,4862.590027187759,4565.7833579301441,4295.2461408869603,4022.182098131681,null,7009.1761455701444,5073.8898678671849,4719.7051845622555,4398.5599393419043,4118.8451006085606]
["Battery capital cost",22159.970028157761,18988.496024575259,16437.124710080381,14150.024600737681,11956.94007197254,null,33522.097760960598,27684.79448166737,25320.773616658011,22980.11280582166,20645.00271965333,null,34636.172813931829,29149.424662914,26659.693639691821,24286.883338827429,21967.429246852022,null,37263.718399275996,35016.413169499669,32057.710237340831,29504.604570588861,26875.285537441221]
["Battery O&M",5911.8356742954411,5136.232992276,4551.2490019473598,3939.7367470672011,3328.3607092065599,null,9262.9957071441604,7758.85332334944,7102.57675042952,6437.9909393188809,5777.5256930487203,null,9617.6877988468004,8073.4465299308804,7467.6894441254399,6817.1850674076804,6159.7506498218399,null,9627.8529939284799,9233.4706681631997,8649.7466852651196,8050.5280163966399,7407.4304401152813]
["Diesel capital cost",0,0,0,0,0,null,0,0,0,0,0,null,0,0,0,0,0,null,0,0,0,0,0]
["Diesel O&M (kW)",0,0,0,0,0,null,0,0,0,0,0,null,0,0,0,0,0,null,0,0,0,0,0]
["Diesel O&M (kWh)",0,0,0,0,0,null,0,0,0,0,0,null,0,0,0,0,0,null,0,0,0,0,0]
["Fuel cost",0,0,0,0,0,null,0,0,0,0,0,null,0,0,0,0,0,null,0,0,0,0,0]
["REopt LCC",70578,55952.6,50758.9,46002.5,41325.800000000003,null,84862.5,68527.5,63612.4,58722.9,53854.9,null,86644.6,70643.7,65508.3,60625.5,55771.9,null,95066.1,79123.100000000006,73146.399999999994,67786.7,62591.9]
[]
["TMY_lowPVBatt_HighDiesel_32_D_business",100,95,90,85,80,"TMY_lowPVBatt_HighDiesel_32_D_nrel",100,95,90,85,80,"TMY_lowPVBatt_HighDiesel_32_D_average",100,95,90,85,80,"TMY_lowPVBatt_HighDiesel_32_D_residential",100,95,90,85,80]
["PV kW",0,0,0,0,0,null,0,0,0,0,0,null,0,0,0,0,0,null,0,0,0,0,0]
["Battery kW",0,0,0,0,0,null,0,0,0,0,0,null,0,0,0,0,0,null,0,0,0,0,0]
["Battery kWh",0,0,0,0,0,null,0,0,0,0,0,null,0,0,0,0,0,null,0,0,0,0,0]
["Generator kW",6,6,6,6,6,null,7,7,7,7,7,null,8,8,8,8,8,null,12,12,12,12,12]
["PV capital cost",0,0,0,0,0,null,0,0,0,0,0,null,0,0,0,0,0,null,0,0,0,0,0]
["PV O&M",0,0,0,0,0,null,0,0,0,0,0,null,0,0,0,0,0,null,0,0,0,0,0]
["Battery capital cost",0,0,0,0,0,null,0,0,0,0,0,null,0,0,0,0,0,null,0,0,0,0,0]
["Battery O&M",0,0,0,0,0,null,0,0,0,0,0,null,0,0,0,0,0,null,0,0,0,0,0]
["Diesel capital cost",4156.62,4156.62,4156.62,4156.62,4156.62,null,4849.3899999999994,4849.3899999999994,4849.3899999999994,4849.3899999999994,4849.3899999999994,null,5542.16,5542.16,5542.16,5542.16,5542.16,null,8313.24,8313.24,8313.24,8313.24,8313.24]
["Diesel O&M (kW)",1277.0345580000001,1277.0345580000001,1277.0345580000001,1277.0345580000001,1277.0345580000001,null,1489.8736510000001,1489.8736510000001,1489.8736510000001,1489.8736510000001,1489.8736510000001,null,1702.7127439999999,1702.7127439999999,1702.7127439999999,1702.7127439999999,1702.7127439999999,null,2554.0691160000001,2554.0691160000001,2554.0691160000001,2554.0691160000001,2554.0691160000001]
["Diesel O&M (kWh)",3858.7391275132431,3665.8021711376141,3472.8652147619518,3279.9282583862901,3086.9913020106392,null,3860.1685548619098,3667.1601271188488,3474.151699375765,3281.143271632684,3088.1348438895948,null,3860.1685548619221,3667.160127118836,3474.15169937574,3281.1432716326422,3088.1348438895411,null,3861.5979822105428,3668.518083100028,3475.4381839895,3282.3582848789788,3089.2783857684481]
["Fuel cost",81453.653133071144,77380.970476418268,73308.287819764737,69235.605163111191,65162.92250645785,null,81483.826740456789,77409.635403434702,73335.444066412092,69261.25272938954,65187.06139236685,null,81483.826740457065,77409.635403434397,73335.444066411583,69261.252729388681,65187.061392365707,null,81514.000347841735,77438.300330449871,73362.600313057803,69286.900295665851,65211.200278273667]
["REopt LCC",90749.5,86483.7,82217.899999999994,77952.100000000006,73686.3,null,91686.7,87419.3,83151.899999999994,78884.5,74617.2,null,92592.3,88324.9,84057.5,79790.100000000006,75522.7,null,96246.1,91977.2,87708.2,83439.3,79170.3]
[]
["TMY_lowPVBatt_MedDiesel_44_PBD_business",100,95,90,85,80,"TMY_lowPVBatt_MedDiesel_44_PBD_nrel",100,95,90,85,80,"TMY_lowPVBatt_MedDiesel_44_PBD_average",100,95,90,85,80,"TMY_lowPVBatt_MedDiesel_44_PBD_residential",100,95,90,85,80]
["PV kW",18.164999999999999,18.149000000000001,18.164999999999999,17.036999999999999,15.893000000000001,null,16.927,16.927,16.927,16.927,16.742999999999999,null,17.917000000000002,17.917000000000002,17.917000000000002,17.917000000000002,16.873000000000001,null,15.76,15.76,15.76,15.76,15.76]
["Battery kW",3.34,3.34,3.34,2.7879999999999998,2.3610000000000002,null,4.0129999999999999,4.0129999999999999,4.0129999999999999,4.0129999999999999,3.9390000000000001,null,4.5060000000000002,4.5060000000000002,4.5060000000000002,4.5060000000000002,4.1379999999999999,null,4.5279999999999996,4.5279999999999996,4.5279999999999996,4.5279999999999996,4.5279999999999996]
["Battery kWh",26.690999999999999,26.654,26.690999999999999,23.138000000000002,19.548999999999999,null,34.555,34.555,34.555,34.555,33.930999999999997,null,39.686999999999998,39.686999999999998,39.686999999999998,39.686999999999998,36.176000000000002,null,38.372,38.372,38.372,38.372,38.372]
["Generator kW",6,6,6,6,6,null,7,7,7,7,7,null,8,8,8,8,8,null,12,12,12,12,12]
["PV capital cost",25431.279999999999,25408.74,25431.279999999999,23851.24,22250.34,null,23697.94,23697.94,23697.94,23697.94,23440.62,null,25083.8,25083.8,25083.8,25083.8,23622.2,null,22063.72,22063.72,22063.72,22063.72,22063.72]
["PV O&M",4330.2164552232316,4326.3785406982561,4330.2164552232316,4061.1810308202571,3788.5937476332961,null,4035.0784444547362,4035.0784444547362,4035.0784444547362,4035.0784444547362,3991.2642401261278,null,4271.0505927947206,4271.0505927947206,4271.0505927947206,4271.0505927947206,4022.182098131681,null,3756.8177224047681,3756.8177224047681,3756.8177224047681,3756.8177224047681,3756.8177224047681]
["Battery capital cost",16410.156226320869,16390.763523131998,16410.156226320869,14150.024600737681,11959.088036537611,null,21025.886638004751,21025.886638004751,21025.886638004751,21025.886638004751,20645.151256994461,null,24075.67325334427,24075.67325334427,24075.67325334427,24075.67325334427,21967.429246852022,null,23398.440948476669,23398.440948476669,23398.440948476669,23398.440948476669,23398.440948476669]
["Battery O&M",4544.6765307555206,4538.4446021124804,4544.6765307555206,3939.7367470672011,3328.5650347358401,null,5883.7238868920003,5883.7238868920003,5883.7238868920003,5883.7238868920003,5777.491638793841,null,6757.4879586030402,6757.4879586030402,6757.4879586030402,6757.4879586030402,6159.7506498218399,null,6533.5982598944802,6533.5982598944802,6533.5982598944802,6533.5982598944802,6533.5982598944802]
["Diesel capital cost",3325.32,3325.32,3325.32,3325.32,3325.32,null,3879.54,3879.54,3879.54,3879.54,3879.54,null,4433.76,4433.76,4433.76,4433.76,4433.76,null,6650.64,6650.64,6650.64,6650.64,6650.64]
["Diesel O&M (kW)",1277.0345580000001,1277.0345580000001,1277.0345580000001,1277.0345580000001,1277.0345580000001,null,1489.8736510000001,1489.8736510000001,1489.8736510000001,1489.8736510000001,1489.8736510000001,null,1702.7127439999999,1702.7127439999999,1702.7127439999999,1702.7127439999999,1702.7127439999999,null,2554.0691160000001,2554.0691160000001,2554.0691160000001,2554.0691160000001,2554.0691160000001]
["Diesel O&M (kWh)",387.54257015556692,196.6941644319385,1.675741810658226,0,0,null,740.73799738839205,547.72935675068891,354.72093845885468,161.7122965861731,0,null,596.3810117714612,403.3725473997722,210.36411259961679,17.355641027931309,0,null,1035.096558595252,842.01664105684267,648.93668814501871,455.85677178346322,262.77677640981699]
["Fuel cost",9373.5913318764706,4757.492096958008,40.53159606322361,0,0,null,17916.41952708361,13248.070137408569,8579.7261256699767,3911.376706124202,0,null,14424.820169285311,9756.4750430014738,5088.1306319718869,419.78533153989201,0,null,25036.14538503169,20366.072002716701,15695.99776481586,11025.924410965719,6355.8491460299256]
["REopt LCC",65080.4,60221.2,55361.1,50604.6,45929,null,78669.899999999994,73808.399999999994,68946.899999999994,64085.3,59224,null,81346.3,76484.7,71623.199999999997,66761.7,61908.1,null,91029.3,86166,81302.600000000006,76439.3,71576]
[]
["TMY_lowPVBatt_MedDiesel_44_PB_business",100,95,90,85,80,"TMY_lowPVBatt_MedDiesel_44_PB_nrel",100,95,90,85,80,"TMY_lowPVBatt_MedDiesel_44_PB_average",100,95,90,85,80,"TMY_lowPVBatt_MedDiesel_44_PB_residential",100,95,90,85,80]
["PV kW",25.943999999999999,19.425999999999998,18.170000000000002,17.036999999999999,15.894,null,25.681999999999999,20.193000000000001,19.036000000000001,17.885999999999999,16.742999999999999,null,25.873000000000001,20.398,19.152999999999999,18.018000000000001,16.873000000000001,null,29.402999999999999,21.285,19.798999999999999,18.452000000000002,17.279]
["Battery kW",5.4980000000000002,4.4020000000000001,3.35,2.7879999999999998,2.359,null,6.9139999999999997,5.2329999999999997,4.758,4.3540000000000001,3.9390000000000001,null,6.9379999999999997,5.93,5.056,4.5439999999999996,4.1379999999999999,null,10.62,9.1630000000000003,7.5270000000000001,6.5339999999999998,5.6260000000000003]
["Battery kWh",34.72,30.164999999999999,26.728999999999999,23.138000000000002,19.547000000000001,null,54.401000000000003,45.567999999999998,41.713000000000001,37.81,33.930999999999997,null,56.484000000000002,47.414999999999999,43.857999999999997,40.036999999999999,36.176000000000002,null,56.543999999999997,54.228000000000002,50.8,47.280999999999999,43.503999999999998]
["Generator kW",0,0,0,0,0,null,0,0,0,0,0,null,0,0,0,0,0,null,0,0,0,0,0]
["PV capital cost",36321.18,27196.68,25438.560000000001,23851.24,22251.32,null,35954.800000000003,28269.919999999998,26650.82,25040.68,23440.62,null,36222.480000000003,28557.9,26814.76,25225.9,23622.2,null,41164.76,29798.86,27718.74,25832.66,24189.9]
["PV O&M",6184.4536063117921,4630.8133630489929,4331.4560301008642,4061.1810308202571,3788.760613482209,null,6122.06961679712,4813.5553055860473,4537.8690852050077,4263.7084954425918,3991.2642401261278,null,6167.6478315285131,4862.590027187759,4565.7833579301441,4295.2461408869603,4022.182098131681,null,7009.1761455701444,5073.8898678671849,4719.7051845622555,4398.5599393419043,4118.8451006085606]
["Battery capital cost",22159.970028157761,18988.496024575259,16437.124710080381,14150.024600737681,11956.94007197254,null,33522.097760960598,27684.79448166737,25320.773616658011,22980.11280582166,20645.00271965333,null,34636.172813931829,29149.424662914,26659.693639691821,24286.883338827429,21967.429246852022,null,37263.718399275996,35016.413169499669,32057.710237340831,29504.604570588861,26875.285537441221]
["Battery O&M",5911.8356742954411,5136.232992276,4551.2490019473598,3939.7367470672011,3328.3607092065599,null,9262.9957071441604,7758.85332334944,7102.57675042952,6437.9909393188809,5777.5256930487203,null,9617.6877988468004,8073.4465299308804,7467.6894441254399,6817.1850674076804,6159.7506498218399,null,9627.8529939284799,9233.4706681631997,8649.7466852651196,8050.5280163966399,7407.4304401152813]
["Diesel capital cost",0,0,0,0,0,null,0,0,0,0,0,null,0,0,0,0,0,null,0,0,0,0,0]
["Diesel O&M (kW)",0,0,0,0,0,null,0,0,0,0,0,null,0,0,0,0,0,null,0,0,0,0,0]
["Diesel O&M (kWh)",0,0,0,0,0,null,0,0,0,0,0,null,0,0,0,0,0,null,0,0,0,0,0]
["Fuel cost",0,0,0,0,0,null,0,0,0,0,0,null,0,0,0,0,0,null,0,0,0,0,0]
["REopt LCC",70578,55952.6,50758.9,46002.5,41325.800000000003,null,84862.5,68527.5,63612.4,58722.9,53854.9,null,86644.6,70643.7,65508.3,60625.5,55771.9,null,95066.1,79123.100000000006,73146.399999999994,67786.7,62591.9]
[]
["TMY_lowPVBatt_MedDiesel_44_D_business",100,95,90,85,80,"TMY_lowPVBatt_MedDiesel_44_D_nrel",100,95,90,85,80,"TMY_lowPVBatt_MedDiesel_44_D_average",100,95,90,85,80,"TMY_lowPVBatt_MedDiesel_44_D_residential",100,95,90,85,80]
["PV kW",0,0,0,0,0,null,0,0,0,0,0,null,0,0,0,0,0,null,0,0,0,0,0]
["Battery kW",0,0,0,0,0,null,0,0,0,0,0,null,0,0,0,0,0,null,0,0,0,0,0]
["Battery kWh",0,0,0,0,0,null,0,0,0,0,0,null,0,0,0,0,0,null,0,0,0,0,0]
["Generator kW",6,6,6,6,6,null,7,7,7,7,7,null,8,8,8,8,8,null,12,12,12,12,12]
["PV capital cost",0,0,0,0,0,null,0,0,0,0,0,null,0,0,0,0,0,null,0,0,0,0,0]
["PV O&M",0,0,0,0,0,null,0,0,0,0,0,null,0,0,0,0,0,null,0,0,0,0,0]
["Battery capital cost",0,0,0,0,0,null,0,0,0,0,0,null,0,0,0,0,0,null,0,0,0,0,0]
["Battery O&M",0,0,0,0,0,null,0,0,0,0,0,null,0,0,0,0,0,null,0,0,0,0,0]
["Diesel capital cost",3325.32,3325.32,3325.32,3325.32,3325.32,null,3879.54,3879.54,3879.54,3879.54,3879.54,null,4433.76,4433.76,4433.76,4433.76,4433.76,null,6650.64,6650.64,6650.64,6650.64,6650.64]
["Diesel O&M (kW)",1277.0345580000001,1277.0345580000001,1277.0345580000001,1277.0345580000001,1277.0345580000001,null,1489.8736510000001,1489.8736510000001,1489.8736510000001,1489.8736510000001,1489.8736510000001,null,1702.7127439999999,1702.7127439999999,1702.7127439999999,1702.7127439999999,1702.7127439999999,null,2554.0691160000001,2554.0691160000001,2554.0691160000001,2554.0691160000001,2554.0691160000001]
["Diesel O&M (kWh)",3858.7391275132431,3665.8021711376141,3472.8652147619518,3279.9282583862901,3086.9913020106392,null,3860.1685548619098,3667.1601271188388,3474.151699375765,3281.1432716326822,3088.1348438895948,null,3860.1685548619221,3667.1601271188342,3474.1516993757391,3281.1432716326431,3088.1348438895411,null,3861.5979822105428,3668.518083100028,3475.4381839894991,3282.3582848789779,3089.2783857684481]
["Fuel cost",93332.310881644036,88665.695337562647,83999.079793480458,79332.464249398239,74665.848705316283,null,93366.884806773407,88698.540566435317,84030.196326097168,79361.852085758816,74693.507845420361,null,93366.884806773713,88698.540566435229,84030.196326096557,79361.852085757899,74693.507845419052,null,93401.458731901992,88731.385795307186,84061.312858712059,79391.239922117107,74721.166985521937]
["REopt LCC",101797,96937.1,92077.4,87217.7,82357.899999999994,null,102600,97738.4,92876.800000000003,88015.3,83153.8,null,103367,98505.4,93643.8,88782.3,83920.8,null,106471,101608,96744.3,91881,87017.7]
[]
["TMY_lowPVBatt_MedDiesel_36_PBD_business",100,95,90,85,80,"TMY_lowPVBatt_MedDiesel_36_PBD_nrel",100,95,90,85,80,"TMY_lowPVBatt_MedDiesel_36_PBD_average",100,95,90,85,80,"TMY_lowPVBatt_MedDiesel_36_PBD_residential",100,95,90,85,80]
["PV kW",10.48,10.484,10.506,10.484999999999999,10.48,null,6.8719999999999999,6.8259999999999996,6.87,6.87,6.8680000000000003,null,6.2930000000000001,6.2939999999999996,6.2939999999999996,6.2939999999999996,6.2939999999999996,null,4.6829999999999998,4.6639999999999997,4.6580000000000004,4.6639999999999997,4.6689999999999996]
["Battery kW",0.501,0.502,0.50700000000000001,0.502,0.501,null,0.32300000000000001,0.315,0.32300000000000001,0.32300000000000001,0.32200000000000001,null,0.38,0.38,0.38,0.38,0.38,null,0.51800000000000002,0.51200000000000001,0.51,0.51500000000000001,0.51400000000000001]
["Battery kWh",2.7719999999999998,2.774,2.8180000000000001,2.7770000000000001,2.7719999999999998,null,1.7170000000000001,1.58,1.7150000000000001,1.7150000000000001,1.7110000000000001,null,2.1389999999999998,2.141,2.141,2.141,2.141,null,2.8980000000000001,2.8660000000000001,2.855,2.8730000000000002,2.8740000000000001]
["Generator kW",6,6,6,6,6,null,7,7,7,7,7,null,8,8,8,8,8,null,12,12,12,12,12]
["PV capital cost",14672.14,14678.16,14707.84,14679.42,14672.14,null,9620.66,9556.1200000000008,9617.8320000000003,9617.9579999999987,9614.7379999999994,null,8810.018,8811.1939999999995,8811.1939999999995,8811.1939999999995,8811.1939999999995,null,6556.0179999999991,6530.1040000000003,6521.48,6529.2220000000007,6536.5439999999999]
["PV O&M",2498.243975975216,2499.2690090471051,2504.3226604712959,2499.483550852849,2498.243975975216,null,1638.1220387691039,1627.132730719328,1637.640511605101,1637.661965785675,1637.113692282107,null,1500.0929923469389,1500.293231365634,1500.293231365634,1500.293231365634,1500.293231365634,null,1116.301539849339,1111.889130044538,1110.420710574112,1111.7389507805169,1112.985677051674]
["Battery capital cost",1813.4366937359659,1814.9536275265591,1841.513991369992,1816.7532929154249,1813.4366937359659,null,1131.9485672708699,1053.983607894321,1130.4122791244811,1130.5103051250651,1127.930079932413,null,1394.2186165462681,1395.4832753746609,1395.4832753746609,1395.4832753746609,1395.4832753746609,null,1891.3498427429281,1870.3482475525209,1863.430994541467,1876.0071152338339,1875.5319678274291]
["Battery O&M",472.07370284851203,472.35124502578401,479.78018072785608,472.89441039112,472.07370284851203,null,292.33704830461602,268.98604573339998,291.97777591563198,292.00331660679188,291.32563693468001,null,364.25793189843199,364.60187987272008,364.60187987272008,364.60187987272008,364.60187987272008,null,493.4495586366881,487.96171546277611,486.15343452864812,489.24726358449612,489.31707480699998]
["Diesel capital cost",3325.32,3325.32,3325.32,3325.32,3325.32,null,3879.54,3879.54,3879.54,3879.54,3879.54,null,4433.76,4433.76,4433.76,4433.76,4433.76,null,6650.64,6650.64,6650.64,6650.64,6650.64]
["Diesel O&M (kW)",1277.0345580000001,1277.0345580000001,1277.0345580000001,1277.0345580000001,1277.0345580000001,null,1489.8736510000001,1489.8736510000001,1489.8736510000001,1489.8736510000001,1489.8736510000001,null,1702.7127439999999,1702.7127439999999,1702.7127439999999,1702.7127439999999,1702.7127439999999,null,2554.0691160000001,2554.0691160000001,2554.0691160000001,2554.0691160000001,2554.0691160000001]
["Diesel O&M (kWh)",1727.655129314162,1534.31688336101,1338.0535668104669,1148.252552114528,955.90133704077891,null,2478.9780924687352,2294.765223636256,2093.2147878345659,1900.1993618189911,1707.52374340203,null,2595.65037034138,2402.5261442549081,2209.498340899986,2016.4898530093169,1823.481477626334,null,2944.9547547997308,2754.6051274252709,2562.4047344745122,2368.2680084684598,2174.7017094965072]
["Fuel cost",34189.5573721908,30363.476032173541,26479.508793917481,22723.427750229719,18916.879329894691,null,49057.918029340573,45412.424006384666,41423.826935528581,37604.134064245263,33791.165840254813,null,51366.812594226612,47544.966615993362,43725.028802448993,39905.473233695273,36085.919891420643,null,58279.397224202788,54512.459369841927,50708.895654926062,46867.012735579723,43036.418323689562]
["REopt LCC",59977.2,55966.3,51954.7,47943.7,43932,null,69591.600000000006,65584.899999999994,61566.2,57553.599999999999,53540.7,null,72169.8,68157.7,64144.5,60131.8,56119,null,80488.600000000006,76474.3,72459.600000000006,68448.100000000006,64431.9]
[]
["TMY_lowPVBatt_MedDiesel_36_PB_business",100,95,90,85,80,"TMY_lowPVBatt_MedDiesel_36_PB_nrel",100,95,90,85,80,"TMY_lowPVBatt_MedDiesel_36_PB_average",100,95,90,85,80,"TMY_lowPVBatt_MedDiesel_36_PB_residential",100,95,90,85,80]
["PV kW",25.943999999999999,19.425999999999998,18.170000000000002,17.036999999999999,15.894,null,25.681999999999999,20.193000000000001,19.036000000000001,17.885999999999999,16.742999999999999,null,25.873000000000001,20.398,19.152999999999999,18.018000000000001,16.873000000000001,null,29.402999999999999,21.285,19.798999999999999,18.452000000000002,17.279]
["Battery kW",5.4980000000000002,4.4020000000000001,3.35,2.7879999999999998,2.359,null,6.9139999999999997,5.2329999999999997,4.758,4.3540000000000001,3.9390000000000001,null,6.9379999999999997,5.93,5.056,4.5439999999999996,4.1379999999999999,null,10.62,9.1630000000000003,7.5270000000000001,6.5339999999999998,5.6260000000000003]
["Battery kWh",34.72,30.164999999999999,26.728999999999999,23.138000000000002,19.547000000000001,null,54.401000000000003,45.567999999999998,41.713000000000001,37.81,33.930999999999997,null,56.484000000000002,47.414999999999999,43.857999999999997,40.036999999999999,36.176000000000002,null,56.543999999999997,54.228000000000002,50.8,47.280999999999999,43.503999999999998]
["Generator kW",0,0,0,0,0,null,0,0,0,0,0,null,0,0,0,0,0,null,0,0,0,0,0]
["PV capital cost",36321.18,27196.68,25438.560000000001,23851.24,22251.32,null,35954.800000000003,28269.919999999998,26650.82,25040.68,23440.62,null,36222.480000000003,28557.9,26814.76,25225.9,23622.2,null,41164.76,29798.86,27718.74,25832.66,24189.9]
["PV O&M",6184.4536063117921,4630.8133630489929,4331.4560301008642,4061.1810308202571,3788.760613482209,null,6122.06961679712,4813.5553055860473,4537.8690852050077,4263.7084954425918,3991.2642401261278,null,6167.6478315285131,4862.590027187759,4565.7833579301441,4295.2461408869603,4022.182098131681,null,7009.1761455701444,5073.8898678671849,4719.7051845622555,4398.5599393419043,4118.8451006085606]
["Battery capital cost",22159.970028157761,18988.496024575259,16437.124710080381,14150.024600737681,11956.94007197254,null,33522.097760960598,27684.79448166737,25320.773616658011,22980.11280582166,20645.00271965333,null,34636.172813931829,29149.424662914,26659.693639691821,24286.883338827429,21967.429246852022,null,37263.718399275996,35016.413169499669,32057.710237340831,29504.604570588861,26875.285537441221]
["Battery O&M",5911.8356742954411,5136.232992276,4551.2490019473598,3939.7367470672011,3328.3607092065599,null,9262.9957071441604,7758.85332334944,7102.57675042952,6437.9909393188809,5777.5256930487203,null,9617.6877988468004,8073.4465299308804,7467.6894441254399,6817.1850674076804,6159.7506498218399,null,9627.8529939284799,9233.4706681631997,8649.7466852651196,8050.5280163966399,7407.4304401152813]
["Diesel capital cost",0,0,0,0,0,null,0,0,0,0,0,null,0,0,0,0,0,null,0,0,0,0,0]
["Diesel O&M (kW)",0,0,0,0,0,null,0,0,0,0,0,null,0,0,0,0,0,null,0,0,0,0,0]
["Diesel O&M (kWh)",0,0,0,0,0,null,0,0,0,0,0,null,0,0,0,0,0,null,0,0,0,0,0]
["Fuel cost",0,0,0,0,0,null,0,0,0,0,0,null,0,0,0,0,0,null,0,0,0,0,0]
["REopt LCC",70578,55952.6,50758.9,46002.5,41325.800000000003,null,84862.5,68527.5,63612.4,58722.9,53854.9,null,86644.6,70643.7,65508.3,60625.5,55771.9,null,95066.1,79123.100000000006,73146.399999999994,67786.7,62591.9]
[]
["TMY_lowPVBatt_MedDiesel_36_D_business",100,95,90,85,80,"TMY_lowPVBatt_MedDiesel_36_D_nrel",100,95,90,85,80,"TMY_lowPVBatt_MedDiesel_36_D_average",100,95,90,85,80,"TMY_lowPVBatt_MedDiesel_36_D_residential",100,95,90,85,80]
["PV kW",0,0,0,0,0,null,0,0,0,0,0,null,0,0,0,0,0,null,0,0,0,0,0]
["Battery kW",0,0,0,0,0,null,0,0,0,0,0,null,0,0,0,0,0,null,0,0,0,0,0]
["Battery kWh",0,0,0,0,0,null,0,0,0,0,0,null,0,0,0,0,0,null,0,0,0,0,0]
["Generator kW",6,6,6,6,6,null,7,7,7,7,7,null,8,8,8,8,8,null,12,12,12,12,12]
["PV capital cost",0,0,0,0,0,null,0,0,0,0,0,null,0,0,0,0,0,null,0,0,0,0,0]
["PV O&M",0,0,0,0,0,null,0,0,0,0,0,null,0,0,0,0,0,null,0,0,0,0,0]
["Battery capital cost",0,0,0,0,0,null,0,0,0,0,0,null,0,0,0,0,0,null,0,0,0,0,0]
["Battery O&M",0,0,0,0,0,null,0,0,0,0,0,null,0,0,0,0,0,null,0,0,0,0,0]
["Diesel capital cost",3325.32,3325.32,3325.32,3325.32,3325.32,null,3879.54,3879.54,3879.54,3879.54,3879.54,null,4433.76,4433.76,4433.76,4433.76,4433.76,null,6650.64,6650.64,6650.64,6650.64,6650.64]
["Diesel O&M (kW)",1277.0345580000001,1277.0345580000001,1277.0345580000001,1277.0345580000001,1277.0345580000001,null,1489.8736510000001,1489.8736510000001,1489.8736510000001,1489.8736510000001,1489.8736510000001,null,1702.7127439999999,1702.7127439999999,1702.7127439999999,1702.7127439999999,1702.7127439999999,null,2554.0691160000001,2554.0691160000001,2554.0691160000001,2554.0691160000001,2554.0691160000001]
["Diesel O&M (kWh)",3858.7391275132431,3665.8021711376141,3472.8652147619518,3279.9282583862901,3086.9913020106392,null,3860.1685548619098,3667.1601271188401,3474.1516993757682,3281.143271632684,3088.1348438895948,null,3860.1685548619221,3667.160127118836,3474.15169937574,3281.1432716326431,3088.1348438895411,null,3861.5979822105428,3668.518083100028,3475.4381839895,3282.3582848789779,3089.2783857684481]
["Fuel cost",76362.79981225419,72544.659821642155,68726.519831029436,64908.379840416732,61090.239849804253,null,76391.087569178257,72571.533190719856,68751.978812261397,64932.42443380272,61112.870055343912,null,76391.087569178504,72571.533190719769,68751.978812260844,64932.424433801898,61112.870055342872,null,76419.37532610161,72598.406559796771,68777.437793491699,64956.469027186708,61135.500260881578]
["REopt LCC",84827.4,80816.100000000006,76804.800000000003,72793.600000000006,68782.3,null,85624.1,81611.399999999994,77598.600000000006,73585.899999999994,69573.100000000006,null,86391.1,82378.399999999994,78365.600000000006,74352.899999999994,70340.100000000006,null,89488.9,85474.7,81460.5,77446.2,73432]
[]
["TMY_lowPVBatt_MedDiesel_32_PBD_business",100,95,90,85,80,"TMY_lowPVBatt_MedDiesel_32_PBD_nrel",100,95,90,85,80,"TMY_lowPVBatt_MedDiesel_32_PBD_average",100,95,90,85,80,"TMY_lowPVBatt_MedDiesel_32_PBD_residential",100,95,90,85,80]
["PV kW",9.6690000000000005,9.6780000000000008,9.6769999999999996,9.673,9.673,null,6.3230000000000004,6.3250000000000002,6.3360000000000003,6.3310000000000004,6.3360000000000003,null,5.5579999999999998,5.609,5.609,5.6050000000000004,5.625,null,4.109,4.1180000000000003,4.12,4.12,4.1310000000000002]
["Battery kW",0.2,0.20200000000000001,0.19500000000000001,0.20200000000000001,0.19400000000000001,null,7.0000000000000007E-2,7.0999999999999994E-2,7.1999999999999995E-2,7.2999999999999995E-2,7.1999999999999995E-2,null,6.9000000000000006E-2,8.5000000000000006E-2,8.5000000000000006E-2,8.4000000000000005E-2,8.4000000000000005E-2,null,0.20300000000000001,0.20599999999999999,0.20599999999999999,0.20599999999999999,0.20899999999999999]
["Battery kWh",0.74399999999999999,0.73799999999999999,0.73399999999999999,0.73599999999999999,0.72899999999999998,null,0.224,0.22700000000000001,0.23400000000000001,0.23400000000000001,0.23499999999999999,null,0.19600000000000001,0.34799999999999998,0.34799999999999998,0.34399999999999997,0.35,null,1.0589999999999999,1.077,1.081,1.081,1.101]
["Generator kW",6,6,6,6,6,null,7,7,7,7,7,null,8,8,8,8,8,null,12,12,12,12,12]
["PV capital cost",13535.914000000001,13549.494000000001,13548.388000000001,13542.718000000001,13542.718000000001,null,8851.5560000000005,8854.7620000000006,8870.2180000000008,8863.7360000000008,8870.2180000000008,null,7780.598,7852.7960000000003,7852.7960000000003,7847.4620000000004,7875,null,5753.2720000000008,5765.41,5768.28,5768.28,5782.7139999999999]
["PV O&M",2304.7773269488021,2307.0896108551528,2306.9012908256668,2305.935852699819,2305.935852699819,null,1507.165720542966,1507.711610248693,1510.343323065819,1509.239624665159,1510.343323065819,null,1324.8123370540909,1337.1055825232229,1337.1055825232229,1336.1973555455729,1340.8862859000001,null,979.61695540983692,981.68370813850402,982.17238669603194,982.17238669603194,984.63008227072169]
["Battery capital cost",532.60963374132211,531.03644505847205,524.11496419382604,530.48958536640657,520.99898551140268,null,167.46419294011011,169.46106994336259,174.08148344410529,174.51125628636129,174.3800543041053,null,151.73678269571511,242.84025877406029,242.84025877406029,240.79110860124959,243.71884513715739,null,701.30945252209392,712.20453919783949,714.78515018083283,714.78515018083283,727.64334934821466]
["Battery O&M",126.6436873881344,125.735971224308,124.92752321345679,125.3819772448304,124.1326969045576,null,38.165454800387998,38.652090102623212,39.865272932723208,39.84007278411201,39.961816745307999,null,33.407053766005603,59.177781417720013,59.177781417720013,58.603286137894408,59.593073055981598,null,180.397307088568,183.35662183764001,184.058139488168,184.058139488168,187.54529518787999]
["Diesel capital cost",3325.32,3325.32,3325.32,3325.32,3325.32,null,3879.54,3879.54,3879.54,3879.54,3879.54,null,4433.76,4433.76,4433.76,4433.76,4433.76,null,6650.64,6650.64,6650.64,6650.64,6650.64]
["Diesel O&M (kW)",1277.0345580000001,1277.0345580000001,1277.0345580000001,1277.0345580000001,1277.0345580000001,null,1489.8736510000001,1489.8736510000001,1489.8736510000001,1489.8736510000001,1489.8736510000001,null,1702.7127439999999,1702.7127439999999,1702.7127439999999,1702.7127439999999,1702.7127439999999,null,2554.0691160000001,2554.0691160000001,2554.0691160000001,2554.0691160000001,2554.0691160000001]
["Diesel O&M (kWh)",1876.82290977407,1683.2867031730821,1490.8142796031029,1297.871026855101,1105.434224273328,null,2585.5459834398762,2392.214197520098,2197.9386194824451,2005.2992101252139,1811.899943721176,null,2736.102575938593,2531.9249535002468,2338.9164810887,2146.3713651197459,1951.505203574251,null,3068.857783147901,2874.294598318565,2680.86345292345,2487.782353215352,2292.9478000673471]
["Fuel cost",33014.688052488673,29610.24458874025,26224.513846762969,22830.500875089168,19445.39673235446,null,45481.64541475477,42080.797860341459,38663.34831210351,35274.680167962913,31872.645582463279,null,48130.046022880939,44538.412269373403,41143.252036103637,37756.242581647151,34328.404237439812,null,53983.453558906287,50560.944796791642,47158.349436516539,43761.911635966848,40334.629306595802]
["REopt LCC",55995.6,52410.8,48823.4,45236.5,41648,null,64003.3,60415.199999999997,56827.199999999997,53238.5,49650.5,null,66295.600000000006,62701,59112.6,55524,51937.3,null,73874.2,70285,66695.399999999994,63105.7,59516.6]
[]
["TMY_lowPVBatt_MedDiesel_32_PB_business",100,95,90,85,80,"TMY_lowPVBatt_MedDiesel_32_PB_nrel",100,95,90,85,80,"TMY_lowPVBatt_MedDiesel_32_PB_average",100,95,90,85,80,"TMY_lowPVBatt_MedDiesel_32_PB_residential",100,95,90,85,80]
["PV kW",25.943999999999999,19.425999999999998,18.170000000000002,17.036999999999999,15.894,null,25.681999999999999,20.193000000000001,19.036000000000001,17.885999999999999,16.742999999999999,null,25.873000000000001,20.398,19.152999999999999,18.018000000000001,16.873000000000001,null,29.402999999999999,21.285,19.798999999999999,18.452000000000002,17.279]
["Battery kW",5.4980000000000002,4.4020000000000001,3.35,2.7879999999999998,2.359,null,6.9139999999999997,5.2329999999999997,4.758,4.3540000000000001,3.9390000000000001,null,6.9379999999999997,5.93,5.056,4.5439999999999996,4.1379999999999999,null,10.62,9.1630000000000003,7.5270000000000001,6.5339999999999998,5.6260000000000003]
["Battery kWh",34.72,30.164999999999999,26.728999999999999,23.138000000000002,19.547000000000001,null,54.401000000000003,45.567999999999998,41.713000000000001,37.81,33.930999999999997,null,56.484000000000002,47.414999999999999,43.857999999999997,40.036999999999999,36.176000000000002,null,56.543999999999997,54.228000000000002,50.8,47.280999999999999,43.503999999999998]
["Generator kW",0,0,0,0,0,null,0,0,0,0,0,null,0,0,0,0,0,null,0,0,0,0,0]
["PV capital cost",36321.18,27196.68,25438.560000000001,23851.24,22251.32,null,35954.800000000003,28269.919999999998,26650.82,25040.68,23440.62,null,36222.480000000003,28557.9,26814.76,25225.9,23622.2,null,41164.76,29798.86,27718.74,25832.66,24189.9]
["PV O&M",6184.4536063117921,4630.8133630489929,4331.4560301008642,4061.1810308202571,3788.760613482209,null,6122.06961679712,4813.5553055860473,4537.8690852050077,4263.7084954425918,3991.2642401261278,null,6167.6478315285131,4862.590027187759,4565.7833579301441,4295.2461408869603,4022.182098131681,null,7009.1761455701444,5073.8898678671849,4719.7051845622555,4398.5599393419043,4118.8451006085606]
["Battery capital cost",22159.970028157761,18988.496024575259,16437.124710080381,14150.024600737681,11956.94007197254,null,33522.097760960598,27684.79448166737,25320.773616658011,22980.11280582166,20645.00271965333,null,34636.172813931829,29149.424662914,26659.693639691821,24286.883338827429,21967.429246852022,null,37263.718399275996,35016.413169499669,32057.710237340831,29504.604570588861,26875.285537441221]
["Battery O&M",5911.8356742954411,5136.232992276,4551.2490019473598,3939.7367470672011,3328.3607092065599,null,9262.9957071441604,7758.85332334944,7102.57675042952,6437.9909393188809,5777.5256930487203,null,9617.6877988468004,8073.4465299308804,7467.6894441254399,6817.1850674076804,6159.7506498218399,null,9627.8529939284799,9233.4706681631997,8649.7466852651196,8050.5280163966399,7407.4304401152813]
["Diesel capital cost",0,0,0,0,0,null,0,0,0,0,0,null,0,0,0,0,0,null,0,0,0,0,0]
["Diesel O&M (kW)",0,0,0,0,0,null,0,0,0,0,0,null,0,0,0,0,0,null,0,0,0,0,0]
["Diesel O&M (kWh)",0,0,0,0,0,null,0,0,0,0,0,null,0,0,0,0,0,null,0,0,0,0,0]
["Fuel cost",0,0,0,0,0,null,0,0,0,0,0,null,0,0,0,0,0,null,0,0,0,0,0]
["REopt LCC",70578,55952.6,50758.9,46002.5,41325.800000000003,null,84862.5,68527.5,63612.4,58722.9,53854.9,null,86644.6,70643.7,65508.3,60625.5,55771.9,null,95066.1,79123.100000000006,73146.399999999994,67786.7,62591.9]
[]
["TMY_lowPVBatt_MedDiesel_32_D_business",100,95,90,85,80,"TMY_lowPVBatt_MedDiesel_32_D_nrel",100,95,90,85,80,"TMY_lowPVBatt_MedDiesel_32_D_average",100,95,90,85,80,"TMY_lowPVBatt_MedDiesel_32_D_residential",100,95,90,85,80]
["PV kW",0,0,0,0,0,null,0,0,0,0,0,null,0,0,0,0,0,null,0,0,0,0,0]
["Battery kW",0,0,0,0,0,null,0,0,0,0,0,null,0,0,0,0,0,null,0,0,0,0,0]
["Battery kWh",0,0,0,0,0,null,0,0,0,0,0,null,0,0,0,0,0,null,0,0,0,0,0]
["Generator kW",6,6,6,6,6,null,7,7,7,7,7,null,8,8,8,8,8,null,12,12,12,12,12]
["PV capital cost",0,0,0,0,0,null,0,0,0,0,0,null,0,0,0,0,0,null,0,0,0,0,0]
["PV O&M",0,0,0,0,0,null,0,0,0,0,0,null,0,0,0,0,0,null,0,0,0,0,0]
["Battery capital cost",0,0,0,0,0,null,0,0,0,0,0,null,0,0,0,0,0,null,0,0,0,0,0]
["Battery O&M",0,0,0,0,0,null,0,0,0,0,0,null,0,0,0,0,0,null,0,0,0,0,0]
["Diesel capital cost",3325.32,3325.32,3325.32,3325.32,3325.32,null,3879.54,3879.54,3879.54,3879.54,3879.54,null,4433.76,4433.76,4433.76,4433.76,4433.76,null,6650.64,6650.64,6650.64,6650.64,6650.64]
["Diesel O&M (kW)",1277.0345580000001,1277.0345580000001,1277.0345580000001,1277.0345580000001,1277.0345580000001,null,1489.8736510000001,1489.8736510000001,1489.8736510000001,1489.8736510000001,1489.8736510000001,null,1702.7127439999999,1702.7127439999999,1702.7127439999999,1702.7127439999999,1702.7127439999999,null,2554.0691160000001,2554.0691160000001,2554.0691160000001,2554.0691160000001,2554.0691160000001]
["Diesel O&M (kWh)",3858.7391275132431,3665.802171137615,3472.8652147619532,3279.9282583862901,3086.9913020106392,null,3860.1685548619098,3667.1601271188401,3474.1516993757668,3281.1432716326849,3088.1348438895948,null,3860.1685548619221,3667.160127118836,3474.15169937574,3281.1432716326431,3088.1348438895411,null,3861.5979822105428,3668.518083100028,3475.4381839894991,3282.3582848789788,3089.2783857684481]
["Fuel cost",67878.044277559296,64484.142063681931,61090.239849803991,57696.337635926,54302.435422048213,null,67903.188950380674,64508.029502862082,61112.870055343446,57717.710607824651,54322.551160305709,null,67903.188950380878,64508.029502862017,61112.870055342981,57717.710607823909,54322.551160304771,null,67928.333623201455,64531.916942041578,61135.500260881498,57739.083579721548,54342.666898561409]
["REopt LCC",76342.600000000006,72755.600000000006,69168.600000000006,65581.5,61994.5,null,77136.2,73547.899999999994,69959.5,66371.199999999997,62782.8,null,77903.199999999997,74314.899999999994,70726.5,67138.2,63549.8,null,80997.899999999994,77408.2,73818.5,70228.800000000003,66639.199999999997]
[]
["TMY_lowPVBatt_LowDiesel_44_PBD_business",100,95,90,85,80,"TMY_lowPVBatt_LowDiesel_44_PBD_nrel",100,95,90,85,80,"TMY_lowPVBatt_LowDiesel_44_PBD_average",100,95,90,85,80,"TMY_lowPVBatt_LowDiesel_44_PBD_residential",100,95,90,85,80]
["PV kW",10.285,10.246,10.284000000000001,10.29,10.284000000000001,null,6.7270000000000003,6.72,6.73,6.6970000000000001,6.7119999999999997,null,6.0540000000000003,6.05,6.0529999999999999,6.0339999999999998,6.0220000000000002,null,4.5570000000000004,4.5609999999999999,4.5490000000000004,4.5549999999999997,4.5549999999999997]
["Battery kW",0.42399999999999999,0.41,0.42399999999999999,0.42599999999999999,0.42599999999999999,null,0.26400000000000001,0.26200000000000001,0.26500000000000001,0.25600000000000001,0.26100000000000001,null,0.27900000000000003,0.27800000000000002,0.27800000000000002,0.27800000000000002,0.27300000000000002,null,0.45400000000000001,0.45600000000000002,0.45200000000000001,0.45400000000000001,0.45400000000000001]
["Battery kWh",2.1850000000000001,2.056,2.1859999999999999,2.1930000000000001,2.1920000000000002,null,1.3109999999999999,1.2949999999999999,1.3109999999999999,1.2070000000000001,1.276,null,1.486,1.478,1.4830000000000001,1.4330000000000001,1.353,null,2.5089999999999999,2.5169999999999999,2.4940000000000002,2.5059999999999998,2.5049999999999999]
["Generator kW",6,6,6,6,6,null,7,7,7,7,7,null,8,8,8,8,8,null,12,12,12,12,12]
["PV capital cost",14398.44,14343.98,14398.3,14406,14397.18,null,9417.8559999999998,9408.098,9422.1959999999999,9375.4359999999997,9396.8840000000018,null,8475.3339999999989,8470.5879999999997,8473.6119999999992,8446.9279999999999,8430.4079999999994,null,6380.402,6385.2039999999997,6368.46,6377.3780000000006,6377.3780000000006]
["PV O&M",2451.6407281719362,2442.3677545681121,2451.6168901935198,2452.9279790064002,2451.4261863661918,null,1603.5903432356861,1601.9288361400911,1604.329320566583,1596.3674357756379,1600.01941406897,null,1443.10592114565,1442.297813677347,1442.812714011133,1438.269195325043,1435.456313871955,null,1086.3991797243091,1087.2168223839781,1084.3658001654239,1085.884279390523,1085.884279390523]
["Battery capital cost",1449.5579381155619,1371.775016613017,1449.775940955089,1454.650459761466,1454.0867350212011,null,876.42602238678285,866.97734027705064,877.47134251705575,815.7004918143524,856.39975036815542,null,978.93973076952329,973.92327788348064,976.98738839560451,950.63697062021083,905.29779950092575,null,1641.6906296850809,1646.657234758821,1631.7340832154871,1639.4844131600701,1639.2620113489361]
["Battery O&M",372.10062679729612,350.05730761347201,372.14489732864013,373.341904387672,373.15460598583201,null,223.15753222864001,220.55578715580799,223.29374924816,205.493590222384,217.34617363336801,null,252.977140514312,251.637105584784,252.46121855288001,243.99362807696801,230.433223783752,null,427.21573560783202,428.51320271876,424.573125429144,426.64873226408008,426.53805593572008]
["Diesel capital cost",2493.96,2493.96,2493.96,2493.96,2493.96,null,2909.62,2909.62,2909.62,2909.62,2909.62,null,3325.28,3325.28,3325.28,3325.28,3325.28,null,4987.92,4987.92,4987.92,4987.92,4987.92]
["Diesel O&M (kW)",1277.0345580000001,1277.0345580000001,1277.0345580000001,1277.0345580000001,1277.0345580000001,null,1489.8736510000001,1489.8736510000001,1489.8736510000001,1489.8736510000001,1489.8736510000001,null,1702.7127439999999,1702.7127439999999,1702.7127439999999,1702.7127439999999,1702.7127439999999,null,2554.0691160000001,2554.0691160000001,2554.0691160000001,2554.0691160000001,2554.0691160000001]
["Diesel O&M (kWh)",1765.770299503256,1581.0701921922109,1379.901431469294,1186.2117102924019,993.81905482433001,null,2506.2492485104831,2314.4289956411299,2120.021212092041,1933.7325004671279,1736.7229870493529,null,2640.3369755954818,2447.9446333574142,2254.5535587301501,2064.8124831363762,1875.810672283844,null,2970.2308357040929,2776.5772595701151,2585.4977292460412,2391.443075305443,2198.3413857218552]
["Fuel cost",34167.31053182522,30593.39951772942,26700.823275589679,22952.964988396139,19230.204669418428,null,48495.433617895287,44783.749177442209,41021.996523547088,37417.34632615016,33605.250707279127,null,51090.004956595832,47367.250698557531,43625.171163789077,39953.718397662728,36296.570259939261,null,57473.386738498208,53726.227850827803,50028.876247001092,46273.956582082312,42537.476591407052]
["REopt LCC",58377.599999999999,54455.1,50524.9,46598.2,42671.8,null,67524.5,63597.3,59670.7,55745.3,51813.7,null,69911,65983.8,62055.6,58128.2,54203.6,null,77523.8,73594.7,69667.600000000006,65738.7,61808.6]
[]
["TMY_lowPVBatt_LowDiesel_44_PB_business",100,95,90,85,80,"TMY_lowPVBatt_LowDiesel_44_PB_nrel",100,95,90,85,80,"TMY_lowPVBatt_LowDiesel_44_PB_average",100,95,90,85,80,"TMY_lowPVBatt_LowDiesel_44_PB_residential",100,95,90,85,80]
["PV kW",25.943999999999999,19.425999999999998,18.170000000000002,17.036999999999999,15.894,null,25.681999999999999,20.193000000000001,19.036000000000001,17.885999999999999,16.742999999999999,null,25.873000000000001,20.398,19.152999999999999,18.018000000000001,16.873000000000001,null,29.402999999999999,21.285,19.798999999999999,18.452000000000002,17.279]
["Battery kW",5.4980000000000002,4.4020000000000001,3.35,2.7879999999999998,2.359,null,6.9139999999999997,5.2329999999999997,4.758,4.3540000000000001,3.9390000000000001,null,6.9379999999999997,5.93,5.056,4.5439999999999996,4.1379999999999999,null,10.62,9.1630000000000003,7.5270000000000001,6.5339999999999998,5.6260000000000003]
["Battery kWh",34.72,30.164999999999999,26.728999999999999,23.138000000000002,19.547000000000001,null,54.401000000000003,45.567999999999998,41.713000000000001,37.81,33.930999999999997,null,56.484000000000002,47.414999999999999,43.857999999999997,40.036999999999999,36.176000000000002,null,56.543999999999997,54.228000000000002,50.8,47.280999999999999,43.503999999999998]
["Generator kW",0,0,0,0,0,null,0,0,0,0,0,null,0,0,0,0,0,null,0,0,0,0,0]
["PV capital cost",36321.18,27196.68,25438.560000000001,23851.24,22251.32,null,35954.800000000003,28269.919999999998,26650.82,25040.68,23440.62,null,36222.480000000003,28557.9,26814.76,25225.9,23622.2,null,41164.76,29798.86,27718.74,25832.66,24189.9]
["PV O&M",6184.4536063117921,4630.8133630489929,4331.4560301008642,4061.1810308202571,3788.760613482209,null,6122.06961679712,4813.5553055860473,4537.8690852050077,4263.7084954425918,3991.2642401261278,null,6167.6478315285131,4862.590027187759,4565.7833579301441,4295.2461408869603,4022.182098131681,null,7009.1761455701444,5073.8898678671849,4719.7051845622555,4398.5599393419043,4118.8451006085606]
["Battery capital cost",22159.970028157761,18988.496024575259,16437.124710080381,14150.024600737681,11956.94007197254,null,33522.097760960598,27684.79448166737,25320.773616658011,22980.11280582166,20645.00271965333,null,34636.172813931829,29149.424662914,26659.693639691821,24286.883338827429,21967.429246852022,null,37263.718399275996,35016.413169499669,32057.710237340831,29504.604570588861,26875.285537441221]
["Battery O&M",5911.8356742954411,5136.232992276,4551.2490019473598,3939.7367470672011,3328.3607092065599,null,9262.9957071441604,7758.85332334944,7102.57675042952,6437.9909393188809,5777.5256930487203,null,9617.6877988468004,8073.4465299308804,7467.6894441254399,6817.1850674076804,6159.7506498218399,null,9627.8529939284799,9233.4706681631997,8649.7466852651196,8050.5280163966399,7407.4304401152813]
["Diesel capital cost",0,0,0,0,0,null,0,0,0,0,0,null,0,0,0,0,0,null,0,0,0,0,0]
["Diesel O&M (kW)",0,0,0,0,0,null,0,0,0,0,0,null,0,0,0,0,0,null,0,0,0,0,0]
["Diesel O&M (kWh)",0,0,0,0,0,null,0,0,0,0,0,null,0,0,0,0,0,null,0,0,0,0,0]
["Fuel cost",0,0,0,0,0,null,0,0,0,0,0,null,0,0,0,0,0,null,0,0,0,0,0]
["REopt LCC",70578,55952.6,50758.9,46002.5,41325.800000000003,null,84862.5,68527.5,63612.4,58722.9,53854.9,null,86644.6,70643.7,65508.3,60625.5,55771.9,null,95066.1,79123.100000000006,73146.399999999994,67786.7,62591.9]
[]
["TMY_lowPVBatt_LowDiesel_44_D_business",100,95,90,85,80,"TMY_lowPVBatt_LowDiesel_44_D_nrel",100,95,90,85,80,"TMY_lowPVBatt_LowDiesel_44_D_average",100,95,90,85,80,"TMY_lowPVBatt_LowDiesel_44_D_residential",100,95,90,85,80]
["PV kW",0,0,0,0,0,null,0,0,0,0,0,null,0,0,0,0,0,null,0,0,0,0,0]
["Battery kW",0,0,0,0,0,null,0,0,0,0,0,null,0,0,0,0,0,null,0,0,0,0,0]
["Battery kWh",0,0,0,0,0,null,0,0,0,0,0,null,0,0,0,0,0,null,0,0,0,0,0]
["Generator kW",6,6,6,6,6,null,7,7,7,7,7,null,8,8,8,8,8,null,12,12,12,12,12]
["PV capital cost",0,0,0,0,0,null,0,0,0,0,0,null,0,0,0,0,0,null,0,0,0,0,0]
["PV O&M",0,0,0,0,0,null,0,0,0,0,0,null,0,0,0,0,0,null,0,0,0,0,0]
["Battery capital cost",0,0,0,0,0,null,0,0,0,0,0,null,0,0,0,0,0,null,0,0,0,0,0]
["Battery O&M",0,0,0,0,0,null,0,0,0,0,0,null,0,0,0,0,0,null,0,0,0,0,0]
["Diesel capital cost",2493.96,2493.96,2493.96,2493.96,2493.96,null,2909.62,2909.62,2909.62,2909.62,2909.62,null,3325.28,3325.28,3325.28,3325.28,3325.28,null,4987.92,4987.92,4987.92,4987.92,4987.92]
["Diesel O&M (kW)",1277.0345580000001,1277.0345580000001,1277.0345580000001,1277.0345580000001,1277.0345580000001,null,1489.8736510000001,1489.8736510000001,1489.8736510000001,1489.8736510000001,1489.8736510000001,null,1702.7127439999999,1702.7127439999999,1702.7127439999999,1702.7127439999999,1702.7127439999999,null,2554.0691160000001,2554.0691160000001,2554.0691160000001,2554.0691160000001,2554.0691160000001]
["Diesel O&M (kWh)",3858.7391275132431,3665.8021711376141,3472.8652147619518,3279.9282583862901,3086.9913020106392,null,3860.1685548619098,3667.160127118841,3474.1516993757682,3281.143271632684,3088.1348438895948,null,3860.1685548619221,3667.160127118836,3474.15169937574,3281.1432716326431,3088.1348438895411,null,3861.5979822105428,3668.518083100028,3475.4381839894991,3282.3582848789788,3089.2783857684481]
["Fuel cost",74665.84870531522,70932.556270050089,67199.263834784331,63465.971399518588,59732.678964253028,null,74693.507845418717,70958.832453148309,67224.157060877813,63489.481668607114,59754.80627633629,null,74693.507845418979,70958.832453148207,67224.157060877289,63489.481668606299,59754.806276335243,null,74721.166985521588,70985.108636245728,67249.05028696965,63512.991937693703,59776.933588417538]
["REopt LCC",82299.100000000006,78372.600000000006,74446.2,70519.8,66593.399999999994,null,82956.600000000006,79028.7,75100.899999999994,71173,67245.100000000006,null,83585.100000000006,79657.2,75729.3,71801.5,67873.600000000006,null,86128,82198.7,78269.3,74340,70410.7]
[]
["TMY_lowPVBatt_LowDiesel_36_PBD_business",100,95,90,85,80,"TMY_lowPVBatt_LowDiesel_36_PBD_nrel",100,95,90,85,80,"TMY_lowPVBatt_LowDiesel_36_PBD_average",100,95,90,85,80,"TMY_lowPVBatt_LowDiesel_36_PBD_residential",100,95,90,85,80]
["PV kW",9.2959999999999994,9.3000000000000007,9.3000000000000007,9.3000000000000007,9.282,null,6.0890000000000004,6.0890000000000004,6.0890000000000004,6.0890000000000004,6.0890000000000004,null,5.3470000000000004,5.3470000000000004,5.3470000000000004,5.3470000000000004,5.3470000000000004,null,3.641,3.6890000000000001,3.6890000000000001,3.6970000000000001,3.6890000000000001]
["Battery kW",6.0999999999999999E-2,6.2E-2,6.2E-2,6.2E-2,5.7000000000000002E-2,null,0,0,0,0,0,null,0,0,0,0,0,null,0,3.4000000000000002E-2,3.4000000000000002E-2,3.5999999999999997E-2,3.4000000000000002E-2]
["Battery kWh",0.17499999999999999,0.17599999999999999,0.17599999999999999,0.17599999999999999,0.16400000000000001,null,0,0,0,0,0,null,0,0,0,0,0,null,0,0.14599999999999999,0.14599999999999999,0.153,0.14599999999999999]
["Generator kW",6,6,6,6,6,null,7,7,7,7,7,null,8,8,8,8,8,null,12,12,12,12,12]
["PV capital cost",13014.441999999999,13019.748,13019.748,13019.748,12994.212,null,8524.1939999999995,8524.1939999999995,8524.1939999999995,8524.1939999999995,8524.1939999999995,null,7486.0939999999991,7486.0939999999991,7486.0939999999991,7486.0939999999991,7486.0939999999991,null,5096.9799999999996,5164.0820000000003,5164.0820000000003,5175.9260000000004,5164.0820000000003]
["PV O&M",2215.9856249448849,2216.8890843268509,2216.8890843268509,2216.8890843268509,2212.5410370637728,null,1451.4253756128339,1451.4253756128339,1451.4253756128339,1451.4253756128339,1451.4253756128339,null,1274.666765658194,1274.666765658194,1274.666765658194,1274.666765658194,1274.666765658194,null,867.86928019131199,879.29482324610092,879.29482324610092,881.31151622009452,879.29482324610092]
["Battery capital cost",135.30234766801061,136.02085467282961,136.02085467282961,136.02085467282961,126.5762448906534,null,0,0,0,0,0,null,0,0,0,0,0,null,0,100.8709833907088,100.8709833907088,105.8337596143917,100.8709833907088]
["Battery O&M",29.788789185005601,29.946971198923201,29.946971198923201,29.946971198923201,27.867618395950402,null,0,0,0,0,0,null,0,0,0,0,0,null,0,24.8517735837776,24.8517735837776,26.074491605243999,24.8517735837776]
["Diesel capital cost",2493.96,2493.96,2493.96,2493.96,2493.96,null,2909.62,2909.62,2909.62,2909.62,2909.62,null,3325.28,3325.28,3325.28,3325.28,3325.28,null,4987.92,4987.92,4987.92,4987.92,4987.92]
["Diesel O&M (kW)",1277.0345580000001,1277.0345580000001,1277.0345580000001,1277.0345580000001,1277.0345580000001,null,1489.8736510000001,1489.8736510000001,1489.8736510000001,1489.8736510000001,1489.8736510000001,null,1702.7127439999999,1702.7127439999999,1702.7127439999999,1702.7127439999999,1702.7127439999999,null,2554.0691160000001,2554.0691160000001,2554.0691160000001,2554.0691160000001,2554.0691160000001]
["Diesel O&M (kWh)",1939.0276407208489,1745.6951845132101,1552.7582786041689,1359.814011226501,1169.3935858220441,null,2618.477623318629,2425.4691955755379,2232.460767832441,2039.452340089342,1846.443912346235,null,2765.7404790146938,2572.7320512715851,2379.7236235284731,2186.7151957853612,1993.706768042249,null,3162.5424537091399,2957.2240906514871,2764.1445569237221,2569.8745427201611,2377.984964882869]
["Fuel cost",30698.023300521359,27637.24988978092,24582.738696261069,21528.11095848434,18513.439824766989,null,41454.843347486458,38399.19984471942,35343.556341952251,32287.912839185061,29232.26933641775,null,43786.258578771427,40730.615076004076,37674.971573236689,34619.328070469302,31563.684567701901,null,50068.29190777264,46817.761713770051,43760.992485341092,40685.375976647832,37647.445723427481]
["REopt LCC",51805.4,48558.2,45310.5,42062.8,38816.1,null,58450.8,55202,51953.1,48704.3,45455.5,null,60343.199999999997,57094.400000000001,53845.5,50596.7,47347.9,null,66740.3,63488.5,60238.5,56988.5,53738.400000000001]
[]
["TMY_lowPVBatt_LowDiesel_36_PB_business",100,95,90,85,80,"TMY_lowPVBatt_LowDiesel_36_PB_nrel",100,95,90,85,80,"TMY_lowPVBatt_LowDiesel_36_PB_average",100,95,90,85,80,"TMY_lowPVBatt_LowDiesel_36_PB_residential",100,95,90,85,80]
["PV kW",25.943999999999999,19.425999999999998,18.170000000000002,17.036999999999999,15.894,null,25.681999999999999,20.193000000000001,19.036000000000001,17.885999999999999,16.742999999999999,null,25.873000000000001,20.398,19.152999999999999,18.018000000000001,16.873000000000001,null,29.402999999999999,21.285,19.798999999999999,18.452000000000002,17.279]
["Battery kW",5.4980000000000002,4.4020000000000001,3.35,2.7879999999999998,2.359,null,6.9139999999999997,5.2329999999999997,4.758,4.3540000000000001,3.9390000000000001,null,6.9379999999999997,5.93,5.056,4.5439999999999996,4.1379999999999999,null,10.62,9.1630000000000003,7.5270000000000001,6.5339999999999998,5.6260000000000003]
["Battery kWh",34.72,30.164999999999999,26.728999999999999,23.138000000000002,19.547000000000001,null,54.401000000000003,45.567999999999998,41.713000000000001,37.81,33.930999999999997,null,56.484000000000002,47.414999999999999,43.857999999999997,40.036999999999999,36.176000000000002,null,56.543999999999997,54.228000000000002,50.8,47.280999999999999,43.503999999999998]
["Generator kW",0,0,0,0,0,null,0,0,0,0,0,null,0,0,0,0,0,null,0,0,0,0,0]
["PV capital cost",36321.18,27196.68,25438.560000000001,23851.24,22251.32,null,35954.800000000003,28269.919999999998,26650.82,25040.68,23440.62,null,36222.480000000003,28557.9,26814.76,25225.9,23622.2,null,41164.76,29798.86,27718.74,25832.66,24189.9]
["PV O&M",6184.4536063117921,4630.8133630489929,4331.4560301008642,4061.1810308202571,3788.760613482209,null,6122.06961679712,4813.5553055860473,4537.8690852050077,4263.7084954425918,3991.2642401261278,null,6167.6478315285131,4862.590027187759,4565.7833579301441,4295.2461408869603,4022.182098131681,null,7009.1761455701444,5073.8898678671849,4719.7051845622555,4398.5599393419043,4118.8451006085606]
["Battery capital cost",22159.970028157761,18988.496024575259,16437.124710080381,14150.024600737681,11956.94007197254,null,33522.097760960598,27684.79448166737,25320.773616658011,22980.11280582166,20645.00271965333,null,34636.172813931829,29149.424662914,26659.693639691821,24286.883338827429,21967.429246852022,null,37263.718399275996,35016.413169499669,32057.710237340831,29504.604570588861,26875.285537441221]
["Battery O&M",5911.8356742954411,5136.232992276,4551.2490019473598,3939.7367470672011,3328.3607092065599,null,9262.9957071441604,7758.85332334944,7102.57675042952,6437.9909393188809,5777.5256930487203,null,9617.6877988468004,8073.4465299308804,7467.6894441254399,6817.1850674076804,6159.7506498218399,null,9627.8529939284799,9233.4706681631997,8649.7466852651196,8050.5280163966399,7407.4304401152813]
["Diesel capital cost",0,0,0,0,0,null,0,0,0,0,0,null,0,0,0,0,0,null,0,0,0,0,0]
["Diesel O&M (kW)",0,0,0,0,0,null,0,0,0,0,0,null,0,0,0,0,0,null,0,0,0,0,0]
["Diesel O&M (kWh)",0,0,0,0,0,null,0,0,0,0,0,null,0,0,0,0,0,null,0,0,0,0,0]
["Fuel cost",0,0,0,0,0,null,0,0,0,0,0,null,0,0,0,0,0,null,0,0,0,0,0]
["REopt LCC",70578,55952.6,50758.9,46002.5,41325.800000000003,null,84862.5,68527.5,63612.4,58722.9,53854.9,null,86644.6,70643.7,65508.3,60625.5,55771.9,null,95066.1,79123.100000000006,73146.399999999994,67786.7,62591.9]
[]
["TMY_lowPVBatt_LowDiesel_36_D_business",100,95,90,85,80,"TMY_lowPVBatt_LowDiesel_36_D_nrel",100,95,90,85,80,"TMY_lowPVBatt_LowDiesel_36_D_average",100,95,90,85,80,"TMY_lowPVBatt_LowDiesel_36_D_residential",100,95,90,85,80]
["PV kW",0,0,0,0,0,null,0,0,0,0,0,null,0,0,0,0,0,null,0,0,0,0,0]
["Battery kW",0,0,0,0,0,null,0,0,0,0,0,null,0,0,0,0,0,null,0,0,0,0,0]
["Battery kWh",0,0,0,0,0,null,0,0,0,0,0,null,0,0,0,0,0,null,0,0,0,0,0]
["Generator kW",6,6,6,6,6,null,7,7,7,7,7,null,8,8,8,8,8,null,12,12,12,12,12]
["PV capital cost",0,0,0,0,0,null,0,0,0,0,0,null,0,0,0,0,0,null,0,0,0,0,0]
["PV O&M",0,0,0,0,0,null,0,0,0,0,0,null,0,0,0,0,0,null,0,0,0,0,0]
["Battery capital cost",0,0,0,0,0,null,0,0,0,0,0,null,0,0,0,0,0,null,0,0,0,0,0]
["Battery O&M",0,0,0,0,0,null,0,0,0,0,0,null,0,0,0,0,0,null,0,0,0,0,0]
["Diesel capital cost",2493.96,2493.96,2493.96,2493.96,2493.96,null,2909.62,2909.62,2909.62,2909.62,2909.62,null,3325.28,3325.28,3325.28,3325.28,3325.28,null,4987.92,4987.92,4987.92,4987.92,4987.92]
["Diesel O&M (kW)",1277.0345580000001,1277.0345580000001,1277.0345580000001,1277.0345580000001,1277.0345580000001,null,1489.8736510000001,1489.8736510000001,1489.8736510000001,1489.8736510000001,1489.8736510000001,null,1702.7127439999999,1702.7127439999999,1702.7127439999999,1702.7127439999999,1702.7127439999999,null,2554.0691160000001,2554.0691160000001,2554.0691160000001,2554.0691160000001,2554.0691160000001]
["Diesel O&M (kWh)",3858.7391275132431,3665.802171137615,3472.8652147619532,3279.9282583862901,3086.9913020106392,null,3860.1685548619098,3667.1601271188401,3474.1516993757668,3281.1432716326849,3088.1348438895948,null,3860.1685548619221,3667.160127118836,3474.1516993757391,3281.1432716326431,3088.134843889542,null,3861.5979822105428,3668.518083100028,3475.4381839895,3282.3582848789779,3089.2783857684481]
["Fuel cost",61090.239849803358,58035.727857313723,54981.215864823571,51926.703872333383,48872.191879843384,null,61112.870055342602,58057.22655257587,55001.583049809087,51945.939547042188,48890.296044275128,null,61112.870055342799,58057.226552575819,55001.583049808651,51945.939547041518,48890.296044274299,null,61135.500260881301,58078.725247837421,55021.950234793352,51965.17522174937,48908.40020870525]
["REopt LCC",68723.399999999994,65475.8,62228.2,58980.5,55732.9,null,69376,66127.100000000006,62878.3,59629.5,56380.6,null,70004.399999999994,66755.600000000006,63506.8,60257.9,57009.1,null,72542.3,69292.3,66042.2,62792.2,59542.2]
[]
["TMY_lowPVBatt_LowDiesel_32_PBD_business",100,95,90,85,80,"TMY_lowPVBatt_LowDiesel_32_PBD_nrel",100,95,90,85,80,"TMY_lowPVBatt_LowDiesel_32_PBD_average",100,95,90,85,80,"TMY_lowPVBatt_LowDiesel_32_PBD_residential",100,95,90,85,80]
["PV kW",8.952,8.952,8.952,8.952,8.952,null,5.8570000000000002,5.8570000000000002,5.8570000000000002,5.8570000000000002,5.8570000000000002,null,5.1520000000000001,5.1520000000000001,5.1520000000000001,5.1520000000000001,5.1520000000000001,null,3.3889999999999998,3.3889999999999998,3.3889999999999998,3.3889999999999998,3.3889999999999998]
["Battery kW",0,0,0,0,0,null,0,0,0,0,0,null,0,0,0,0,0,null,0,0,0,0,0]
["Battery kWh",0,0,0,0,0,null,0,0,0,0,0,null,0,0,0,0,0,null,0,0,0,0,0]
["Generator kW",6,6,6,6,6,null,7,7,7,7,7,null,8,8,8,8,8,null,12,12,12,12,12]
["PV capital cost",12532.128000000001,12532.128000000001,12532.128000000001,12532.128000000001,12532.128000000001,null,8199.5619999999999,8199.5619999999999,8199.5619999999999,8199.5619999999999,8199.5619999999999,null,7212.1279999999997,7212.1279999999997,7212.1279999999997,7212.1279999999997,7212.1279999999997,null,4744.8379999999997,4744.8379999999997,4744.8379999999997,4744.8379999999997,4744.8379999999997]
["PV O&M",2133.8614055039229,2133.8614055039229,2133.8614055039229,2133.8614055039229,2133.8614055039229,null,1396.1498712618129,1396.1498712618129,1396.1498712618129,1396.1498712618129,1396.1498712618129,null,1228.0182256959231,1228.0182256959231,1228.0182256959231,1228.0182256959231,1228.0182256959231,null,807.90961308154715,807.90961308154715,807.90961308154715,807.90961308154715,807.90961308154715]
["Battery capital cost",0,0,0,0,0,null,0,0,0,0,0,null,0,0,0,0,0,null,-3.6763709280000001E-9,0,0,0,0]
["Battery O&M",0,0,0,0,0,null,0,0,0,0,0,null,0,0,0,0,0,null,-1.1887659293510401E-9,0,0,0,0]
["Diesel capital cost",2493.96,2493.96,2493.96,2493.96,2493.96,null,2909.62,2909.62,2909.62,2909.62,2909.62,null,3325.28,3325.28,3325.28,3325.28,3325.28,null,4987.92,4987.92,4987.92,4987.92,4987.92]
["Diesel O&M (kW)",1277.0345580000001,1277.0345580000001,1277.0345580000001,1277.0345580000001,1277.0345580000001,null,1489.8736510000001,1489.8736510000001,1489.8736510000001,1489.8736510000001,1489.8736510000001,null,1702.7127439999999,1702.7127439999999,1702.7127439999999,1702.7127439999999,1702.7127439999999,null,2554.0691160000001,2554.0691160000001,2554.0691160000001,2554.0691160000001,2554.0691160000001]
["Diesel O&M (kWh)",1984.4878328258219,1791.550876058539,1598.613920074506,1405.6769636988249,1212.740006069947,null,2642.3731134875188,2449.3646857444251,2256.356258001324,2063.3478302582189,1870.3394025151149,null,2785.858304829273,2592.8498770861661,2399.8414493430519,2206.8330215999349,2013.8245938568271,null,3188.3639410068458,2995.284041896301,2802.204142785768,2609.124243675235,2416.0443445647079]
["Fuel cost",27926.874252655281,25211.75247604178,22496.630710450649,19781.508939348008,17066.387150609651,null,37185.020965275908,34468.893407260701,31752.76584924541,29036.63829123004,26320.510733214691,null,39204.228555988841,36488.100997973437,33771.973439957961,31055.845881942441,28339.71832392702,null,44868.523444363032,42151.390099434728,39434.256754506583,36717.123409578453,33999.990064650388]
["REopt LCC",48350.2,45442,42533.7,39625.5,36717.199999999997,null,53825,50915.7,48006.3,45097,42187.7,null,55460.7,52551.4,49642,46732.7,43823.4,null,61154.3,58243.9,55333.5,52423.1,49512.7]
[]
["TMY_lowPVBatt_LowDiesel_32_PB_business",100,95,90,85,80,"TMY_lowPVBatt_LowDiesel_32_PB_nrel",100,95,90,85,80,"TMY_lowPVBatt_LowDiesel_32_PB_average",100,95,90,85,80,"TMY_lowPVBatt_LowDiesel_32_PB_residential",100,95,90,85,80]
["PV kW",25.943999999999999,19.425999999999998,18.170000000000002,17.036999999999999,15.894,null,25.681999999999999,20.193000000000001,19.036000000000001,17.885999999999999,16.742999999999999,null,25.873000000000001,20.398,19.152999999999999,18.018000000000001,16.873000000000001,null,29.402999999999999,21.285,19.798999999999999,18.452000000000002,17.279]
["Battery kW",5.4980000000000002,4.4020000000000001,3.35,2.7879999999999998,2.359,null,6.9139999999999997,5.2329999999999997,4.758,4.3540000000000001,3.9390000000000001,null,6.9379999999999997,5.93,5.056,4.5439999999999996,4.1379999999999999,null,10.62,9.1630000000000003,7.5270000000000001,6.5339999999999998,5.6260000000000003]
["Battery kWh",34.72,30.164999999999999,26.728999999999999,23.138000000000002,19.547000000000001,null,54.401000000000003,45.567999999999998,41.713000000000001,37.81,33.930999999999997,null,56.484000000000002,47.414999999999999,43.857999999999997,40.036999999999999,36.176000000000002,null,56.543999999999997,54.228000000000002,50.8,47.280999999999999,43.503999999999998]
["Generator kW",0,0,0,0,0,null,0,0,0,0,0,null,0,0,0,0,0,null,0,0,0,0,0]
["PV capital cost",36321.18,27196.68,25438.560000000001,23851.24,22251.32,null,35954.800000000003,28269.919999999998,26650.82,25040.68,23440.62,null,36222.480000000003,28557.9,26814.76,25225.9,23622.2,null,41164.76,29798.86,27718.74,25832.66,24189.9]
["PV O&M",6184.4536063117921,4630.8133630489929,4331.4560301008642,4061.1810308202571,3788.760613482209,null,6122.06961679712,4813.5553055860473,4537.8690852050077,4263.7084954425918,3991.2642401261278,null,6167.6478315285131,4862.590027187759,4565.7833579301441,4295.2461408869603,4022.182098131681,null,7009.1761455701444,5073.8898678671849,4719.7051845622555,4398.5599393419043,4118.8451006085606]
["Battery capital cost",22159.970028157761,18988.496024575259,16437.124710080381,14150.024600737681,11956.94007197254,null,33522.097760960598,27684.79448166737,25320.773616658011,22980.11280582166,20645.00271965333,null,34636.172813931829,29149.424662914,26659.693639691821,24286.883338827429,21967.429246852022,null,37263.718399275996,35016.413169499669,32057.710237340831,29504.604570588861,26875.285537441221]
["Battery O&M",5911.8356742954411,5136.232992276,4551.2490019473598,3939.7367470672011,3328.3607092065599,null,9262.9957071441604,7758.85332334944,7102.57675042952,6437.9909393188809,5777.5256930487203,null,9617.6877988468004,8073.4465299308804,7467.6894441254399,6817.1850674076804,6159.7506498218399,null,9627.8529939284799,9233.4706681631997,8649.7466852651196,8050.5280163966399,7407.4304401152813]
["Diesel capital cost",0,0,0,0,0,null,0,0,0,0,0,null,0,0,0,0,0,null,0,0,0,0,0]
["Diesel O&M (kW)",0,0,0,0,0,null,0,0,0,0,0,null,0,0,0,0,0,null,0,0,0,0,0]
["Diesel O&M (kWh)",0,0,0,0,0,null,0,0,0,0,0,null,0,0,0,0,0,null,0,0,0,0,0]
["Fuel cost",0,0,0,0,0,null,0,0,0,0,0,null,0,0,0,0,0,null,0,0,0,0,0]
["REopt LCC",70578,55952.6,50758.9,46002.5,41325.800000000003,null,84862.5,68527.5,63612.4,58722.9,53854.9,null,86644.6,70643.7,65508.3,60625.5,55771.9,null,95066.1,79123.100000000006,73146.399999999994,67786.7,62591.9]
[]
["TMY_lowPVBatt_LowDiesel_32_D_business",100,95,90,85,80,"TMY_lowPVBatt_LowDiesel_32_D_nrel",100,95,90,85,80,"TMY_lowPVBatt_LowDiesel_32_D_average",100,95,90,85,80,"TMY_lowPVBatt_LowDiesel_32_D_residential",100,95,90,85,80]
["PV kW",0,0,0,0,0,null,0,0,0,0,0,null,0,0,0,0,0,null,0,0,0,0,0]
["Battery kW",0,0,0,0,0,null,0,0,0,0,0,null,0,0,0,0,0,null,0,0,0,0,0]
["Battery kWh",0,0,0,0,0,null,0,0,0,0,0,null,0,0,0,0,0,null,0,0,0,0,0]
["Generator kW",6,6,6,6,6,null,7,7,7,7,7,null,8,8,8,8,8,null,12,12,12,12,12]
["PV capital cost",0,0,0,0,0,null,0,0,0,0,0,null,0,0,0,0,0,null,0,0,0,0,0]
["PV O&M",0,0,0,0,0,null,0,0,0,0,0,null,0,0,0,0,0,null,0,0,0,0,0]
["Battery capital cost",0,0,0,0,0,null,0,0,0,0,0,null,0,0,0,0,0,null,0,0,0,0,0]
["Battery O&M",0,0,0,0,0,null,0,0,0,0,0,null,0,0,0,0,0,null,0,0,0,0,0]
["Diesel capital cost",2493.96,2493.96,2493.96,2493.96,2493.96,null,2909.62,2909.62,2909.62,2909.62,2909.62,null,3325.28,3325.28,3325.28,3325.28,3325.28,null,4987.92,4987.92,4987.92,4987.92,4987.92]
["Diesel O&M (kW)",1277.0345580000001,1277.0345580000001,1277.0345580000001,1277.0345580000001,1277.0345580000001,null,1489.8736510000001,1489.8736510000001,1489.8736510000001,1489.8736510000001,1489.8736510000001,null,1702.7127439999999,1702.7127439999999,1702.7127439999999,1702.7127439999999,1702.7127439999999,null,2554.0691160000001,2554.0691160000001,2554.0691160000001,2554.0691160000001,2554.0691160000001]
["Diesel O&M (kWh)",3858.7391275132431,3665.8021711376141,3472.865214761955,3279.9282583862901,3086.9913020106392,null,3860.1685548619098,3667.160127118842,3474.1516993757668,3281.143271632684,3088.1348438895948,null,3860.1685548619221,3667.160127118836,3474.1516993757391,3281.1432716326431,3088.134843889542,null,3861.5979822105428,3668.518083100028,3475.4381839895,3282.3582848789779,3089.2783857684481]
["Fuel cost",54302.435422047427,51587.313650945507,48872.191879843173,46157.070108740787,43441.948337638569,null,54322.551160304538,51606.423602289688,48890.296044274757,46174.168486259718,43458.040928244562,null,54322.551160304713,51606.423602289608,48890.296044274357,46174.168486259121,43458.040928243812,null,54342.666898561147,51625.533553633257,48908.400208705192,46191.266863777229,43474.133518849128]
["REopt LCC",61935.6,59027.4,56119.199999999997,53210.9,50302.7,null,62585.599999999999,59676.3,56767,53857.7,50948.4,null,63214.1,60304.800000000003,57395.5,54486.1,51576.800000000003,null,65749.5,62839.1,59928.7,57018.3,54107.9]

{"sheet":"Lodwar_10","index":5,"n_rows":1214,"n_cols":24,"rows_kept":1214,"cut":false,"hidden":false,"merged":[]}
["TMY_highPVBatt_HighDiesel_44_PBD_business",100,95,90,85,80,"TMY_highPVBatt_HighDiesel_44_PBD_nrel",100,95,90,85,80,"TMY_highPVBatt_HighDiesel_44_PBD_average",100,95,90,85,80,"TMY_highPVBatt_HighDiesel_44_PBD_residential",100,95,90,85,80]
["PV kW",9.2390000000000008,9.157,9.2029999999999994,9.1910000000000007,9.2159999999999993,null,5.8230000000000004,5.8550000000000004,5.8550000000000004,5.8150000000000004,5.8570000000000002,null,5.298,5.2549999999999999,5.3029999999999999,5.2450000000000001,5.2619999999999996,null,4.0110000000000001,4.024,4.0190000000000001,4.024,4.0179999999999998]
["Battery kW",0.17399999999999999,0.14699999999999999,0.16200000000000001,0.16300000000000001,0.16,null,5.7000000000000002E-2,7.2999999999999995E-2,7.2999999999999995E-2,4.3999999999999997E-2,7.3999999999999996E-2,null,8.5000000000000006E-2,5.8000000000000003E-2,8.5999999999999993E-2,6.5000000000000002E-2,8.4000000000000005E-2,null,0.27100000000000002,0.27600000000000002,0.27400000000000002,0.27600000000000002,0.27400000000000002]
["Battery kWh",0.84399999999999997,0.63100000000000001,0.76200000000000001,0.76700000000000002,0.77100000000000002,null,0.24399999999999999,0.33900000000000002,0.33900000000000002,0.19,0.34300000000000003,null,0.45100000000000001,0.33200000000000002,0.46,0.27700000000000002,0.36,null,1.573,1.601,1.5920000000000001,1.605,1.591]
["Generator kW",6,6,6,6,6,null,7,7,7,7,7,null,8,8,8,8,8,null,12,12,12,12,12]
["PV capital cost",20326.371999999999,20145.862000000001,20246.313999999998,20219.628000000001,20275.794000000002,null,12811.237999999999,12881.924000000001,12880.956,12791.922,12885.708000000001,null,11655.621999999999,11561.99,11667.084000000001,11538.912,11576.972,null,8823.848,8853.7899999999991,8841.6020000000008,8853.7899999999991,8840.6560000000009]
["PV O&M",3460.9972643684769,3430.261596626533,3447.3656866825609,3442.821827453924,3452.3852838518742,null,2181.385820901708,2193.4216162039452,2193.256793610326,2178.0968609653969,2194.0659227062752,null,1984.617611864677,1968.6747719000559,1986.5692612118501,1964.745251429453,1971.2257761331171,null,1502.447844071891,1507.546106569976,1505.4708402775891,1507.546106569976,1505.3097636520069]
["Battery capital cost",985.44480666773984,761.32213129042009,897.13528301323993,903.82057244928001,902.67664767000008,null,293.86734900562402,400.93199332848599,399.995416920048,229.36575357424201,404.60316976689012,null,515.12033660046791,372.79181932009402,524.28384669421007,334.28109814382202,434.56127624422601,null,1763.0333729430599,1794.5474058591201,1783.8416170986,1798.1281362591201,1782.7190622659]
["Battery O&M",215.48808835147801,161.13954081829081,194.682641332542,195.92800543350361,197.02829840867639,null,62.199245181948022,86.669525975432407,86.458815273362404,48.546979536193199,87.495511927546815,null,115.15505882618039,84.67709665804081,117.4005963929676,70.753078058343604,91.978158633038404,null,401.68355801155212,408.86049222751211,406.55672188488012,409.90255242683997,406.29365276593211]
["Diesel capital cost",4156.62,4156.62,4156.62,4156.62,4156.62,null,4849.3899999999994,4849.3899999999994,4849.3899999999994,4849.3899999999994,4849.3899999999994,null,5542.16,5542.16,5542.16,5542.16,5542.16,null,8313.24,8313.24,8313.24,8313.24,8313.24]
["Diesel O&M (kW)",1277.0345580000001,1277.0345580000001,1277.0345580000001,1277.0345580000001,1277.0345580000001,null,1489.8736510000001,1489.8736510000001,1489.8736510000001,1489.8736510000001,1489.8736510000001,null,1702.7127439999999,1702.7127439999999,1702.7127439999999,1702.7127439999999,1702.7127439999999,null,2554.0691160000001,2554.0691160000001,2554.0691160000001,2554.0691160000001,2554.0691160000001]
["Diesel O&M (kWh)",1696.77530431524,1520.327563854966,1317.7994390981869,1125.6833726279649,930.51517968080077,null,2518.9857248454141,2318.5382368015039,2125.6023095900891,1943.2655367499499,1739.214314762497,null,2636.104140833706,2452.8064955981949,2249.2621440209718,2069.377958437482,1870.830652291557,null,2979.6942037841518,2784.2095083888848,2592.0135967424021,2397.8711246904081,2205.926805955909]
["Fuel cost",49248.406269133862,44127.062278943522,38248.742772771227,32672.630208962,27007.930568043081,null,73112.822922302192,67294.893287359955,61694.984505652174,56402.713075371154,50480.186118151643,null,76512.150645613568,71191.990175469851,65284.174983458943,60063.089180007068,54300.311768143052,null,86484.751594711954,80810.865562931634,75232.435516265905,69597.507123923962,64026.379487843922]
["REopt LCC",81368.600000000006,75580.899999999994,69786.8,63995,58200.7,null,97321.9,91517.6,85722.3,79934.8,74132,null,100666,94879.9,89075.5,83287.7,77492.3,null,112825,107029,101231,95433.9,89636.2]
[]
["TMY_highPVBatt_HighDiesel_44_PB_business",100,95,90,85,80,"TMY_highPVBatt_HighDiesel_44_PB_nrel",100,95,90,85,80,"TMY_highPVBatt_HighDiesel_44_PB_average",100,95,90,85,80,"TMY_highPVBatt_HighDiesel_44_PB_residential",100,95,90,85,80]
["PV kW",27.556999999999999,16.558,15.432,14.471,13.548999999999999,null,27.913,17.257999999999999,16.222000000000001,15.265000000000001,14.284000000000001,null,29.071000000000002,17.405999999999999,16.353999999999999,15.375999999999999,14.394,null,29.948,18.045000000000002,16.891999999999999,15.802,14.808999999999999]
["Battery kW",4.76,4.1740000000000004,3.1360000000000001,2.508,2.056,null,5.71,5.0670000000000002,4.4119999999999999,4.0359999999999996,3.6509999999999998,null,6.78,5.8280000000000003,4.9290000000000003,4.2309999999999999,3.8530000000000002,null,10.62,9.1709999999999994,7.4550000000000001,6.4580000000000002,5.5449999999999999]
["Battery kWh",30.103999999999999,27.338000000000001,23.96,20.413,16.779,null,48.96,44.012999999999998,40.512999999999998,36.618000000000002,32.808999999999997,null,48.58,45.923999999999999,42.326999999999998,38.741,34.923000000000002,null,56.058999999999997,53.347999999999999,49.658999999999999,45.997999999999998,42.256999999999998]
["Generator kW",0,0,0,0,0,null,0,0,0,0,0,null,0,0,0,0,0,null,0,0,0,0,0]
["PV capital cost",60624.52,36427.379999999997,33951.06,31835.98,29808.240000000002,null,61409.04,37967.82,35688.839999999997,33582.120000000003,31423.7,null,63955.32,38292.32,35979.019999999997,33826.32,31667.46,null,65886.48,39698.120000000003,37162.400000000001,34764.839999999997,32580.240000000002]
["PV O&M",10322.61428028829,6202.5364156530723,5780.8902534308654,5420.7528863729121,5075.4870124210574,null,10456.19550048058,6464.8290975898071,6076.7842686576969,5718.0703694537278,5350.5534453632808,null,10889.75384105981,6520.0821261326082,6126.1935870630878,5759.6506146622078,5392.0587712110246,null,11218.574915330109,6759.4494836841286,6327.6892077625598,5919.453611112096,5547.4789850578572]
["Battery capital cost",33133.271861399997,29879.684970513001,25450.382899301399,21452.292809951399,17625.2024088086,null,51021.732427400013,45772.494317353798,41776.6800596904,37829.431311922403,33942.767536888998,null,52197.250111200003,48523.457461508202,44098.425847592,39967.688375027603,36083.4869407886,null,64176.846115799999,59753.963632737403,54096.311752858201,49477.144151134402,44905.5619122516]
["Battery O&M",7688.7952074975601,6982.2630679384802,6119.5751426271599,5213.595745799641,4285.5236511187204,null,12504.773473318321,11241.2244002508,10347.19804688616,9352.46474827764,8379.5942813020793,null,12407.71884691032,11729.40917108304,10810.58280660204,9894.7957843690801,8919.7032772626007,null,14317.983760840199,13625.499001419121,12683.251823144399,11748.2071197768,10792.678782098879]
["Diesel capital cost",0,0,0,0,0,null,0,0,0,0,0,null,0,0,0,0,0,null,0,0,0,0,0]
["Diesel O&M (kW)",0,0,0,0,0,null,0,0,0,0,0,null,0,0,0,0,0,null,0,0,0,0,0]
["Diesel O&M (kWh)",0,0,0,0,0,null,0,0,0,0,0,null,0,0,0,0,0,null,0,0,0,0,0]
["Fuel cost",0,0,0,0,0,null,0,0,0,0,0,null,0,0,0,0,0,null,0,0,0,0,0]
["REopt LCC",111769,79492,71302,63922.7,56794.400000000001,null,135392,101447,93889.600000000006,86482.1,79096.7,null,139450,105065,97014.2,89448.5,82062.7,null,155600,119837,110270,101910,93826.1]
[]
["TMY_highPVBatt_HighDiesel_44_D_business",100,95,90,85,80,"TMY_highPVBatt_HighDiesel_44_D_nrel",100,95,90,85,80,"TMY_highPVBatt_HighDiesel_44_D_average",100,95,90,85,80,"TMY_highPVBatt_HighDiesel_44_D_residential",100,95,90,85,80]
["PV kW",0,0,0,0,0,null,0,0,0,0,0,null,0,0,0,0,0,null,0,0,0,0,0]
["Battery kW",0,0,0,0,0,null,0,0,0,0,0,null,0,0,0,0,0,null,0,0,0,0,0]
["Battery kWh",0,0,0,0,0,null,0,0,0,0,0,null,0,0,0,0,0,null,0,0,0,0,0]
["Generator kW",6,6,6,6,6,null,7,7,7,7,7,null,8,8,8,8,8,null,12,12,12,12,12]
["PV capital cost",0,0,0,0,0,null,0,0,0,0,0,null,0,0,0,0,0,null,0,0,0,0,0]
["PV O&M",0,0,0,0,0,null,0,0,0,0,0,null,0,0,0,0,0,null,0,0,0,0,0]
["Battery capital cost",0,0,0,0,0,null,0,0,0,0,0,null,0,0,0,0,0,null,0,0,0,0,0]
["Battery O&M",0,0,0,0,0,null,0,0,0,0,0,null,0,0,0,0,0,null,0,0,0,0,0]
["Diesel capital cost",4156.62,4156.62,4156.62,4156.62,4156.62,null,4849.3899999999994,4849.3899999999994,4849.3899999999994,4849.3899999999994,4849.3899999999994,null,5542.16,5542.16,5542.16,5542.16,5542.16,null,8313.24,8313.24,8313.24,8313.24,8313.24]
["Diesel O&M (kW)",1277.0345580000001,1277.0345580000001,1277.0345580000001,1277.0345580000001,1277.0345580000001,null,1489.8736510000001,1489.8736510000001,1489.8736510000001,1489.8736510000001,1489.8736510000001,null,1702.7127439999999,1702.7127439999999,1702.7127439999999,1702.7127439999999,1702.7127439999999,null,2554.0691160000001,2554.0691160000001,2554.0691160000001,2554.0691160000001,2554.0691160000001]
["Diesel O&M (kWh)",3858.7391275132431,3665.8021711376141,3472.8652147619518,3279.9282583862901,3086.9913020106392,null,3860.1685548619098,3667.160127118837,3474.1516993757682,3281.1432716326872,3088.1348438895948,null,3860.1685548619221,3667.1601271188292,3474.15169937574,3281.1432716326422,3088.1348438895411,null,3861.5979822105428,3668.5180831000248,3475.4381839895,3282.358284878977,3089.2783857684472]
["Fuel cost",111998.7730579729,106398.8344050751,100798.8957521765,95198.957099277875,89599.018446379545,null,112040.2617681281,106438.2486797223,100836.2355913167,95234.222502910707,89632.20941450441,null,112040.2617681284,106438.24867972211,100836.2355913159,95234.222502909426,89632.209414502853,null,112081.7504782824,106477.6629543685,100873.5754304545,95269.487906540497,89665.400382626292]
["REopt LCC",121295,115502,109709,103915,98122.4,null,122243,116448,110653,104858,99062.3,null,123149,117353,111558,105763,99967.9,null,126814,121017,115219,109422,103624]
[]
["TMY_highPVBatt_HighDiesel_36_PBD_business",100,95,90,85,80,"TMY_highPVBatt_HighDiesel_36_PBD_nrel",100,95,90,85,80,"TMY_highPVBatt_HighDiesel_36_PBD_average",100,95,90,85,80,"TMY_highPVBatt_HighDiesel_36_PBD_residential",100,95,90,85,80]
["PV kW",8.5660000000000007,8.5660000000000007,8.5660000000000007,8.5660000000000007,8.5660000000000007,null,5.4989999999999997,5.4989999999999997,5.4989999999999997,5.4989999999999997,5.4989999999999997,null,4.9249999999999998,4.9249999999999998,4.9249999999999998,4.9249999999999998,4.9249999999999998,null,3.48,3.48,3.48,3.48,3.48]
["Battery kW",0,0,0,0,0,null,0,0,0,0,0,null,0,0,0,0,0,null,0,0,0,0,0]
["Battery kWh",0,0,0,0,0,null,0,0,0,0,0,null,0,0,0,0,0,null,0,0,0,0,0]
["Generator kW",6,6,6,6,6,null,7,7,7,7,7,null,8,8,8,8,8,null,12,12,12,12,12]
["PV capital cost",18844.804,18844.804,18844.804,18844.804,18844.804,null,12098.834000000001,12098.834000000001,12098.834000000001,12098.834000000001,12098.834000000001,null,10834.472,10834.472,10834.472,10834.472,10834.472,null,7655.7800000000007,7655.7800000000007,7655.7800000000007,7655.7800000000007,7655.7800000000007]
["PV O&M",3208.7287928982182,3208.7287928982182,3208.7287928982182,3208.7287928982182,3208.7287928982182,null,2060.083883934049,2060.083883934049,2060.083883934049,2060.083883934049,2060.083883934049,null,1844.799354891117,1844.799354891117,1844.799354891117,1844.799354891117,1844.799354891117,null,1303.559417126032,1303.559417126032,1303.559417126032,1303.559417126032,1303.559417126032]
["Battery capital cost",0,0,0,0,0,null,0,0,0,0,0,null,0,0,0,0,0,null,0,0,0,0,0]
["Battery O&M",0,0,0,0,0,null,0,0,0,0,0,null,0,0,0,0,0,null,0,0,0,0,0]
["Diesel capital cost",4156.62,4156.62,4156.62,4156.62,4156.62,null,4849.3899999999994,4849.3899999999994,4849.3899999999994,4849.3899999999994,4849.3899999999994,null,5542.16,5542.16,5542.16,5542.16,5542.16,null,8313.24,8313.24,8313.24,8313.24,8313.24]
["Diesel O&M (kW)",1277.0345580000001,1277.0345580000001,1277.0345580000001,1277.0345580000001,1277.0345580000001,null,1489.8736510000001,1489.8736510000001,1489.8736510000001,1489.8736510000001,1489.8736510000001,null,1702.7127439999999,1702.7127439999999,1702.7127439999999,1702.7127439999999,1702.7127439999999,null,2554.0691160000001,2554.0691160000001,2554.0691160000001,2554.0691160000001,2554.0691160000001]
["Diesel O&M (kWh)",1800.8570472615099,1607.9200908858541,1414.9831345101729,1222.04617813449,1029.109216317192,null,2561.32218146882,2368.3137537257239,2175.305325982627,1982.296898239523,1789.2884704964169,null,2692.4516434998882,2499.4432157567771,2306.4347880136661,2113.42636027055,1920.4179325274331,null,3105.051337327991,2911.9714382174589,2718.8915391069272,2525.8116399963992,2332.7317408858689]
["Fuel cost",42765.830489030668,38184.062500295579,33602.29451155987,29020.526522824119,24438.758404863682,null,60824.966871778292,56241.501617627582,51658.036363476873,47074.571109325952,42491.105855175017,null,63938.962151895626,59355.496897744582,54772.031643593509,50188.566389442349,45605.101135291137,null,73737.168285420194,69152.005765853974,64566.843246287761,59981.68072672165,55396.518207155466]
["REopt LCC",72055.399999999994,67280.5,62505.599999999999,57730.7,52955.9,null,83886.7,79110,74333.399999999994,69556.7,64780,null,86557.8,81781.2,77004.5,72227.899999999994,67451.199999999997,null,96671.4,91893,87114.5,82336.100000000006,77557.7]
[]
["TMY_highPVBatt_HighDiesel_36_PB_business",100,95,90,85,80,"TMY_highPVBatt_HighDiesel_36_PB_nrel",100,95,90,85,80,"TMY_highPVBatt_HighDiesel_36_PB_average",100,95,90,85,80,"TMY_highPVBatt_HighDiesel_36_PB_residential",100,95,90,85,80]
["PV kW",27.556999999999999,16.558,15.432,14.471,13.548999999999999,null,27.913,17.257999999999999,16.222000000000001,15.265000000000001,14.284000000000001,null,29.071000000000002,17.405999999999999,16.353999999999999,15.375999999999999,14.394,null,29.948,18.045000000000002,16.891999999999999,15.802,14.808999999999999]
["Battery kW",4.76,4.1740000000000004,3.1360000000000001,2.508,2.056,null,5.71,5.0670000000000002,4.4119999999999999,4.0359999999999996,3.6509999999999998,null,6.78,5.8280000000000003,4.9290000000000003,4.2309999999999999,3.8530000000000002,null,10.62,9.1709999999999994,7.4550000000000001,6.4580000000000002,5.5449999999999999]
["Battery kWh",30.103999999999999,27.338000000000001,23.96,20.413,16.779,null,48.96,44.012999999999998,40.512999999999998,36.618000000000002,32.808999999999997,null,48.58,45.923999999999999,42.326999999999998,38.741,34.923000000000002,null,56.058999999999997,53.347999999999999,49.658999999999999,45.997999999999998,42.256999999999998]
["Generator kW",0,0,0,0,0,null,0,0,0,0,0,null,0,0,0,0,0,null,0,0,0,0,0]
["PV capital cost",60624.52,36427.379999999997,33951.06,31835.98,29808.240000000002,null,61409.04,37967.82,35688.839999999997,33582.120000000003,31423.7,null,63955.32,38292.32,35979.019999999997,33826.32,31667.46,null,65886.48,39698.120000000003,37162.400000000001,34764.839999999997,32580.240000000002]
["PV O&M",10322.61428028829,6202.5364156530723,5780.8902534308654,5420.7528863729121,5075.4870124210574,null,10456.19550048058,6464.8290975898071,6076.7842686576969,5718.0703694537278,5350.5534453632808,null,10889.75384105981,6520.0821261326082,6126.1935870630878,5759.6506146622078,5392.0587712110246,null,11218.574915330109,6759.4494836841286,6327.6892077625598,5919.453611112096,5547.4789850578572]
["Battery capital cost",33133.271861399997,29879.684970513001,25450.382899301399,21452.292809951399,17625.2024088086,null,51021.732427400013,45772.494317353798,41776.6800596904,37829.431311922403,33942.767536888998,null,52197.250111200003,48523.457461508202,44098.425847592,39967.688375027603,36083.4869407886,null,64176.846115799999,59753.963632737403,54096.311752858201,49477.144151134402,44905.5619122516]
["Battery O&M",7688.7952074975601,6982.2630679384802,6119.5751426271599,5213.595745799641,4285.5236511187204,null,12504.773473318321,11241.2244002508,10347.19804688616,9352.46474827764,8379.5942813020793,null,12407.71884691032,11729.40917108304,10810.58280660204,9894.7957843690801,8919.7032772626007,null,14317.983760840199,13625.499001419121,12683.251823144399,11748.2071197768,10792.678782098879]
["Diesel capital cost",0,0,0,0,0,null,0,0,0,0,0,null,0,0,0,0,0,null,0,0,0,0,0]
["Diesel O&M (kW)",0,0,0,0,0,null,0,0,0,0,0,null,0,0,0,0,0,null,0,0,0,0,0]
["Diesel O&M (kWh)",0,0,0,0,0,null,0,0,0,0,0,null,0,0,0,0,0,null,0,0,0,0,0]
["Fuel cost",0,0,0,0,0,null,0,0,0,0,0,null,0,0,0,0,0,null,0,0,0,0,0]
["REopt LCC",111769,79492,71302,63922.7,56794.400000000001,null,135392,101447,93889.600000000006,86482.1,79096.7,null,139450,105065,97014.2,89448.5,82062.7,null,155600,119837,110270,101910,93826.1]
[]
["TMY_highPVBatt_HighDiesel_36_D_business",100,95,90,85,80,"TMY_highPVBatt_HighDiesel_36_D_nrel",100,95,90,85,80,"TMY_highPVBatt_HighDiesel_36_D_average",100,95,90,85,80,"TMY_highPVBatt_HighDiesel_36_D_residential",100,95,90,85,80]
["PV kW",0,0,0,0,0,null,0,0,0,0,0,null,0,0,0,0,0,null,0,0,0,0,0]
["Battery kW",0,0,0,0,0,null,0,0,0,0,0,null,0,0,0,0,0,null,0,0,0,0,0]
["Battery kWh",0,0,0,0,0,null,0,0,0,0,0,null,0,0,0,0,0,null,0,0,0,0,0]
["Generator kW",6,6,6,6,6,null,7,7,7,7,7,null,8,8,8,8,8,null,12,12,12,12,12]
["PV capital cost",0,0,0,0,0,null,0,0,0,0,0,null,0,0,0,0,0,null,0,0,0,0,0]
["PV O&M",0,0,0,0,0,null,0,0,0,0,0,null,0,0,0,0,0,null,0,0,0,0,0]
["Battery capital cost",0,0,0,0,0,null,0,0,0,0,0,null,0,0,0,0,0,null,0,0,0,0,0]
["Battery O&M",0,0,0,0,0,null,0,0,0,0,0,null,0,0,0,0,0,null,0,0,0,0,0]
["Diesel capital cost",4156.62,4156.62,4156.62,4156.62,4156.62,null,4849.3899999999994,4849.3899999999994,4849.3899999999994,4849.3899999999994,4849.3899999999994,null,5542.16,5542.16,5542.16,5542.16,5542.16,null,8313.24,8313.24,8313.24,8313.24,8313.24]
["Diesel O&M (kW)",1277.0345580000001,1277.0345580000001,1277.0345580000001,1277.0345580000001,1277.0345580000001,null,1489.8736510000001,1489.8736510000001,1489.8736510000001,1489.8736510000001,1489.8736510000001,null,1702.7127439999999,1702.7127439999999,1702.7127439999999,1702.7127439999999,1702.7127439999999,null,2554.0691160000001,2554.0691160000001,2554.0691160000001,2554.0691160000001,2554.0691160000001]
["Diesel O&M (kWh)",3858.7391275132431,3665.8021711376141,3472.8652147619518,3279.9282583862901,3086.9913020106392,null,3860.1685548619098,3667.1601271188401,3474.151699375765,3281.1432716326808,3088.1348438895948,null,3860.1685548619221,3667.1601271188342,3474.1516993757391,3281.1432716326431,3088.1348438895411,null,3861.5979822105428,3668.518083100028,3475.4381839895,3282.3582848789788,3089.2783857684481]
["Fuel cost",91635.359774705052,87053.591785970566,82471.823797235324,77890.055808500067,73308.287819765086,null,91669.305083013911,87085.839828863813,82502.374574713598,77918.90932056318,73335.444066412703,null,91669.305083014187,87085.839828863682,82502.374574712972,77918.909320562263,73335.444066411408,null,91703.250391321941,87118.087871756099,82532.925352190025,77947.762832624096,73362.60031305789]
["REopt LCC",100931,96156.3,91381.4,86606.6,81831.7,null,101872,97095.5,92318.9,87542.2,82765.5,null,102778,98001.1,93224.4,88447.8,83671.100000000006,null,106435,101657,96878.5,92100.1,87321.7]
[]
["TMY_highPVBatt_HighDiesel_32_PBD_business",100,95,90,85,80,"TMY_highPVBatt_HighDiesel_32_PBD_nrel",100,95,90,85,80,"TMY_highPVBatt_HighDiesel_32_PBD_average",100,95,90,85,80,"TMY_highPVBatt_HighDiesel_32_PBD_residential",100,95,90,85,80]
["PV kW",8.3119999999999994,8.3119999999999994,8.3119999999999994,8.3119999999999994,8.3119999999999994,null,5.2960000000000003,5.2960000000000003,5.2960000000000003,5.2960000000000003,5.2960000000000003,null,4.7309999999999999,4.7309999999999999,4.7309999999999999,4.7309999999999999,4.7309999999999999,null,3.2170000000000001,3.2170000000000001,3.2170000000000001,3.2170000000000001,3.2170000000000001]
["Battery kW",0,0,0,0,0,null,0,0,0,0,0,null,0,0,0,0,0,null,0,0,0,0,0]
["Battery kWh",0,0,0,0,0,null,0,0,0,0,0,null,0,0,0,0,0,null,0,0,0,0,0]
["Generator kW",6,6,6,6,6,null,7,7,7,7,7,null,8,8,8,8,8,null,12,12,12,12,12]
["PV capital cost",18287.28,18287.28,18287.28,18287.28,18287.28,null,11652.146000000001,11652.146000000001,11652.146000000001,11652.146000000001,11652.146000000001,null,10407.364,10407.364,10407.364,10407.364,10407.364,null,7078.4340000000002,7078.4340000000002,7078.4340000000002,7078.4340000000002,7078.4340000000002]
["PV O&M",3113.7984709096322,3113.7984709096322,3113.7984709096322,3113.7984709096322,3113.7984709096322,null,1984.025748914863,1984.025748914863,1984.025748914863,1984.025748914863,1984.025748914863,null,1772.075131424682,1772.075131424682,1772.075131424682,1772.075131424682,1772.075131424682,null,1205.2539779362901,1205.2539779362901,1205.2539779362901,1205.2539779362901,1205.2539779362901]
["Battery capital cost",3.6733554702E-9,0,0,0,0,null,0,0,0,0,0,null,0,0,0,0,0,null,0,0,0,0,0]
["Battery O&M",1.069015844778264E-9,0,0,0,0,null,0,0,0,0,0,null,0,0,0,0,0,null,0,0,0,0,0]
["Diesel capital cost",4156.62,4156.62,4156.62,4156.62,4156.62,null,4849.3899999999994,4849.3899999999994,4849.3899999999994,4849.3899999999994,4849.3899999999994,null,5542.16,5542.16,5542.16,5542.16,5542.16,null,8313.24,8313.24,8313.24,8313.24,8313.24]
["Diesel O&M (kW)",1277.0345580000001,1277.0345580000001,1277.0345580000001,1277.0345580000001,1277.0345580000001,null,1489.8736510000001,1489.8736510000001,1489.8736510000001,1489.8736510000001,1489.8736510000001,null,1702.7127439999999,1702.7127439999999,1702.7127439999999,1702.7127439999999,1702.7127439999999,null,2554.0691160000001,2554.0691160000001,2554.0691160000001,2554.0691160000001,2554.0691160000001]
["Diesel O&M (kWh)",1828.774841351121,1635.837884192227,1442.900928599799,1249.963972224115,1057.027025854421,null,2583.5898824744359,2390.5814547313471,2197.5730269882488,2004.56459924515,1811.5561715020381,null,2713.7944257799581,2520.785998036843,2327.777570293732,2134.7691425506191,1941.7607148075051,null,3133.9437177225018,2940.8638186119688,2747.7839195014371,2554.7040203909041,2361.624121280372]
["Fuel cost",38603.38485278705,34530.702179600332,30458.01953947997,26385.336882825952,22312.654437387169,null,54536.683401244642,50462.492064221929,46388.300727199072,42314.109390176163,38239.918053152942,null,57285.155209338292,53210.963872315042,49136.772535291857,45062.58119826865,40988.389861245407,null,66154.035317346046,62078.335299953833,58002.635282561627,53926.935265169443,49851.235247777251]
["REopt LCC",67268.399999999994,63002.6,58736.800000000003,54471,50205.2,null,77097.899999999994,72830.5,68563.199999999997,64295.8,60028.4,null,79425.600000000006,75158.2,70890.8,66623.399999999994,62356,null,88441.5,84172.6,79903.600000000006,75634.600000000006,71365.7]
[]
["TMY_highPVBatt_HighDiesel_32_PB_business",100,95,90,85,80,"TMY_highPVBatt_HighDiesel_32_PB_nrel",100,95,90,85,80,"TMY_highPVBatt_HighDiesel_32_PB_average",100,95,90,85,80,"TMY_highPVBatt_HighDiesel_32_PB_residential",100,95,90,85,80]
["PV kW",27.556999999999999,16.558,15.432,14.471,13.548999999999999,null,27.913,17.257999999999999,16.222000000000001,15.265000000000001,14.284000000000001,null,29.071000000000002,17.405999999999999,16.353999999999999,15.375999999999999,14.394,null,29.948,18.045000000000002,16.891999999999999,15.802,14.808999999999999]
["Battery kW",4.76,4.1740000000000004,3.1360000000000001,2.508,2.056,null,5.71,5.0670000000000002,4.4119999999999999,4.0359999999999996,3.6509999999999998,null,6.78,5.8280000000000003,4.9290000000000003,4.2309999999999999,3.8530000000000002,null,10.62,9.1709999999999994,7.4550000000000001,6.4580000000000002,5.5449999999999999]
["Battery kWh",30.103999999999999,27.338000000000001,23.96,20.413,16.779,null,48.96,44.012999999999998,40.512999999999998,36.618000000000002,32.808999999999997,null,48.58,45.923999999999999,42.326999999999998,38.741,34.923000000000002,null,56.058999999999997,53.347999999999999,49.658999999999999,45.997999999999998,42.256999999999998]
["Generator kW",0,0,0,0,0,null,0,0,0,0,0,null,0,0,0,0,0,null,0,0,0,0,0]
["PV capital cost",60624.52,36427.379999999997,33951.06,31835.98,29808.240000000002,null,61409.04,37967.82,35688.839999999997,33582.120000000003,31423.7,null,63955.32,38292.32,35979.019999999997,33826.32,31667.46,null,65886.48,39698.120000000003,37162.400000000001,34764.839999999997,32580.240000000002]
["PV O&M",10322.61428028829,6202.5364156530723,5780.8902534308654,5420.7528863729121,5075.4870124210574,null,10456.19550048058,6464.8290975898071,6076.7842686576969,5718.0703694537278,5350.5534453632808,null,10889.75384105981,6520.0821261326082,6126.1935870630878,5759.6506146622078,5392.0587712110246,null,11218.574915330109,6759.4494836841286,6327.6892077625598,5919.453611112096,5547.4789850578572]
["Battery capital cost",33133.271861399997,29879.684970513001,25450.382899301399,21452.292809951399,17625.2024088086,null,51021.732427400013,45772.494317353798,41776.6800596904,37829.431311922403,33942.767536888998,null,52197.250111200003,48523.457461508202,44098.425847592,39967.688375027603,36083.4869407886,null,64176.846115799999,59753.963632737403,54096.311752858201,49477.144151134402,44905.5619122516]
["Battery O&M",7688.7952074975601,6982.2630679384802,6119.5751426271599,5213.595745799641,4285.5236511187204,null,12504.773473318321,11241.2244002508,10347.19804688616,9352.46474827764,8379.5942813020793,null,12407.71884691032,11729.40917108304,10810.58280660204,9894.7957843690801,8919.7032772626007,null,14317.983760840199,13625.499001419121,12683.251823144399,11748.2071197768,10792.678782098879]
["Diesel capital cost",0,0,0,0,0,null,0,0,0,0,0,null,0,0,0,0,0,null,0,0,0,0,0]
["Diesel O&M (kW)",0,0,0,0,0,null,0,0,0,0,0,null,0,0,0,0,0,null,0,0,0,0,0]
["Diesel O&M (kWh)",0,0,0,0,0,null,0,0,0,0,0,null,0,0,0,0,0,null,0,0,0,0,0]
["Fuel cost",0,0,0,0,0,null,0,0,0,0,0,null,0,0,0,0,0,null,0,0,0,0,0]
["REopt LCC",111769,79492,71302,63922.7,56794.400000000001,null,135392,101447,93889.600000000006,86482.1,79096.7,null,139450,105065,97014.2,89448.5,82062.7,null,155600,119837,110270,101910,93826.1]
[]
["TMY_highPVBatt_HighDiesel_32_D_business",100,95,90,85,80,"TMY_highPVBatt_HighDiesel_32_D_nrel",100,95,90,85,80,"TMY_highPVBatt_HighDiesel_32_D_average",100,95,90,85,80,"TMY_highPVBatt_HighDiesel_32_D_residential",100,95,90,85,80]
["PV kW",0,0,0,0,0,null,0,0,0,0,0,null,0,0,0,0,0,null,0,0,0,0,0]
["Battery kW",0,0,0,0,0,null,0,0,0,0,0,null,0,0,0,0,0,null,0,0,0,0,0]
["Battery kWh",0,0,0,0,0,null,0,0,0,0,0,null,0,0,0,0,0,null,0,0,0,0,0]
["Generator kW",6,6,6,6,6,null,7,7,7,7,7,null,8,8,8,8,8,null,12,12,12,12,12]
["PV capital cost",0,0,0,0,0,null,0,0,0,0,0,null,0,0,0,0,0,null,0,0,0,0,0]
["PV O&M",0,0,0,0,0,null,0,0,0,0,0,null,0,0,0,0,0,null,0,0,0,0,0]
["Battery capital cost",0,0,0,0,0,null,0,0,0,0,0,null,0,0,0,0,0,null,0,0,0,0,0]
["Battery O&M",0,0,0,0,0,null,0,0,0,0,0,null,0,0,0,0,0,null,0,0,0,0,0]
["Diesel capital cost",4156.62,4156.62,4156.62,4156.62,4156.62,null,4849.3899999999994,4849.3899999999994,4849.3899999999994,4849.3899999999994,4849.3899999999994,null,5542.16,5542.16,5542.16,5542.16,5542.16,null,8313.24,8313.24,8313.24,8313.24,8313.24]
["Diesel O&M (kW)",1277.0345580000001,1277.0345580000001,1277.0345580000001,1277.0345580000001,1277.0345580000001,null,1489.8736510000001,1489.8736510000001,1489.8736510000001,1489.8736510000001,1489.8736510000001,null,1702.7127439999999,1702.7127439999999,1702.7127439999999,1702.7127439999999,1702.7127439999999,null,2554.0691160000001,2554.0691160000001,2554.0691160000001,2554.0691160000001,2554.0691160000001]
["Diesel O&M (kWh)",3858.7391275132431,3665.8021711376141,3472.8652147619518,3279.9282583862901,3086.9913020106392,null,3860.1685548619098,3667.1601271188488,3474.151699375765,3281.143271632684,3088.1348438895948,null,3860.1685548619221,3667.160127118836,3474.15169937574,3281.1432716326422,3088.1348438895411,null,3861.5979822105428,3668.518083100028,3475.4381839895,3282.3582848789788,3089.2783857684481]
["Fuel cost",81453.653133071144,77380.970476418268,73308.287819764737,69235.605163111191,65162.92250645785,null,81483.826740456789,77409.635403434702,73335.444066412092,69261.25272938954,65187.06139236685,null,81483.826740457065,77409.635403434397,73335.444066411583,69261.252729388681,65187.061392365707,null,81514.000347841735,77438.300330449871,73362.600313057803,69286.900295665851,65211.200278273667]
["REopt LCC",90749.5,86483.7,82217.899999999994,77952.100000000006,73686.3,null,91686.7,87419.3,83151.899999999994,78884.5,74617.2,null,92592.3,88324.9,84057.5,79790.100000000006,75522.7,null,96246.1,91977.2,87708.2,83439.3,79170.3]
[]
["TMY_highPVBatt_MedDiesel_44_PBD_business",100,95,90,85,80,"TMY_highPVBatt_MedDiesel_44_PBD_nrel",100,95,90,85,80,"TMY_highPVBatt_MedDiesel_44_PBD_average",100,95,90,85,80,"TMY_highPVBatt_MedDiesel_44_PBD_residential",100,95,90,85,80]
["PV kW",8.6150000000000002,8.6150000000000002,8.6150000000000002,8.6150000000000002,8.6150000000000002,null,5.53,5.53,5.53,5.53,5.53,null,4.9610000000000003,4.9610000000000003,4.9610000000000003,4.9610000000000003,4.9610000000000003,null,3.5030000000000001,3.5030000000000001,3.5030000000000001,3.5030000000000001,3.5030000000000001]
["Battery kW",0,0,0,0,0,null,0,0,0,0,0,null,0,0,0,0,0,null,0,0,0,0,0]
["Battery kWh",0,0,0,0,0,null,0,0,0,0,0,null,0,0,0,0,0,null,0,0,0,0,0]
["Generator kW",6,6,6,6,6,null,7,7,7,7,7,null,8,8,8,8,8,null,12,12,12,12,12]
["PV capital cost",18952.207999999999,18952.207999999999,18952.207999999999,18952.207999999999,18952.207999999999,null,12166.175999999999,12166.175999999999,12166.175999999999,12166.175999999999,12166.175999999999,null,10913.584000000001,10913.584000000001,10913.584000000001,10913.584000000001,10913.584000000001,null,7707.1719999999996,7707.1719999999996,7707.1719999999996,7707.1719999999996,7707.1719999999996]
["PV O&M",3227.0166088538749,3227.0166088538749,3227.0166088538749,3227.0166088538749,3227.0166088538749,null,2071.5502920946951,2071.5502920946951,2071.5502920946951,2071.5502920946951,2071.5502920946951,null,1858.269855951449,1858.269855951449,1858.269855951449,1858.269855951449,1858.269855951449,null,1312.3099984599969,1312.3099984599969,1312.3099984599969,1312.3099984599969,1312.3099984599969]
["Battery capital cost",0,0,0,0,0,null,9.9817248050000004E-10,0,0,0,0,null,1.290467152E-9,0,0,0,0,null,0,0,0,0,0]
["Battery O&M",0,0,0,0,0,null,2.9048705090826002E-10,0,0,0,0,null,3.7555032281663998E-10,0,0,0,0,null,0,0,0,0,0]
["Diesel capital cost",3325.32,3325.32,3325.32,3325.32,3325.32,null,3879.54,3879.54,3879.54,3879.54,3879.54,null,4433.76,4433.76,4433.76,4433.76,4433.76,null,6650.64,6650.64,6650.64,6650.64,6650.64]
["Diesel O&M (kW)",1277.0345580000001,1277.0345580000001,1277.0345580000001,1277.0345580000001,1277.0345580000001,null,1489.8736510000001,1489.8736510000001,1489.8736510000001,1489.8736510000001,1489.8736510000001,null,1702.7127439999999,1702.7127439999999,1702.7127439999999,1702.7127439999999,1702.7127439999999,null,2554.0691160000001,2554.0691160000001,2554.0691160000001,2554.0691160000001,2554.0691160000001]
["Diesel O&M (kWh)",1795.8207548467401,1602.8837984710881,1409.946842095407,1217.0098857197229,1024.0729401136971,null,2558.1696313150378,2365.1612035719581,2172.152775828863,1979.144348085754,1786.1359203426459,null,2688.7483090704418,2495.7398813273348,2302.731453584222,2109.7230258411109,1916.7145980979931,null,3102.6428116931479,2909.5629125826131,2716.483013472081,2523.4031143615489,2330.3232152510182]
["Fuel cost",43435.976219278462,38769.360675196513,34102.745131113857,29436.12958703113,24769.514303436881,null,61875.103609749378,57206.759369411091,52538.415129072397,47870.070888733433,43201.72664839444,null,65033.443508885117,60365.099268546182,55696.755028207102,51028.410787868037,46360.066547528819,null,75044.415775849629,70374.342839254314,65704.2699026591,61034.196966063893,56364.124029468687]
["REopt LCC",72014.899999999994,67155.199999999997,62295.4,57435.7,52576,null,84042.6,79181.100000000006,74319.5,69458,64596.5,null,86632.8,81771.3,76909.7,72048.2,67186.7,null,96373.8,91510.399999999994,86647.1,81783.8,76920.399999999994]
[]
["TMY_highPVBatt_MedDiesel_44_PB_business",100,95,90,85,80,"TMY_highPVBatt_MedDiesel_44_PB_nrel",100,95,90,85,80,"TMY_highPVBatt_MedDiesel_44_PB_average",100,95,90,85,80,"TMY_highPVBatt_MedDiesel_44_PB_residential",100,95,90,85,80]
["PV kW",27.556999999999999,16.558,15.432,14.471,13.548999999999999,null,27.913,17.257999999999999,16.222000000000001,15.265000000000001,14.284000000000001,null,29.071000000000002,17.405999999999999,16.353999999999999,15.375999999999999,14.394,null,29.948,18.045000000000002,16.891999999999999,15.802,14.808999999999999]
["Battery kW",4.76,4.1740000000000004,3.1360000000000001,2.508,2.056,null,5.71,5.0670000000000002,4.4119999999999999,4.0359999999999996,3.6509999999999998,null,6.78,5.8280000000000003,4.9290000000000003,4.2309999999999999,3.8530000000000002,null,10.62,9.1709999999999994,7.4550000000000001,6.4580000000000002,5.5449999999999999]
["Battery kWh",30.103999999999999,27.338000000000001,23.96,20.413,16.779,null,48.96,44.012999999999998,40.512999999999998,36.618000000000002,32.808999999999997,null,48.58,45.923999999999999,42.326999999999998,38.741,34.923000000000002,null,56.058999999999997,53.347999999999999,49.658999999999999,45.997999999999998,42.256999999999998]
["Generator kW",0,0,0,0,0,null,0,0,0,0,0,null,0,0,0,0,0,null,0,0,0,0,0]
["PV capital cost",60624.52,36427.379999999997,33951.06,31835.98,29808.240000000002,null,61409.04,37967.82,35688.839999999997,33582.120000000003,31423.7,null,63955.32,38292.32,35979.019999999997,33826.32,31667.46,null,65886.48,39698.120000000003,37162.400000000001,34764.839999999997,32580.240000000002]
["PV O&M",10322.61428028829,6202.5364156530723,5780.8902534308654,5420.7528863729121,5075.4870124210574,null,10456.19550048058,6464.8290975898071,6076.7842686576969,5718.0703694537278,5350.5534453632808,null,10889.75384105981,6520.0821261326082,6126.1935870630878,5759.6506146622078,5392.0587712110246,null,11218.574915330109,6759.4494836841286,6327.6892077625598,5919.453611112096,5547.4789850578572]
["Battery capital cost",33133.271861399997,29879.684970513001,25450.382899301399,21452.292809951399,17625.2024088086,null,51021.732427400013,45772.494317353798,41776.6800596904,37829.431311922403,33942.767536888998,null,52197.250111200003,48523.457461508202,44098.425847592,39967.688375027603,36083.4869407886,null,64176.846115799999,59753.963632737403,54096.311752858201,49477.144151134402,44905.5619122516]
["Battery O&M",7688.7952074975601,6982.2630679384802,6119.5751426271599,5213.595745799641,4285.5236511187204,null,12504.773473318321,11241.2244002508,10347.19804688616,9352.46474827764,8379.5942813020793,null,12407.71884691032,11729.40917108304,10810.58280660204,9894.7957843690801,8919.7032772626007,null,14317.983760840199,13625.499001419121,12683.251823144399,11748.2071197768,10792.678782098879]
["Diesel capital cost",0,0,0,0,0,null,0,0,0,0,0,null,0,0,0,0,0,null,0,0,0,0,0]
["Diesel O&M (kW)",0,0,0,0,0,null,0,0,0,0,0,null,0,0,0,0,0,null,0,0,0,0,0]
["Diesel O&M (kWh)",0,0,0,0,0,null,0,0,0,0,0,null,0,0,0,0,0,null,0,0,0,0,0]
["Fuel cost",0,0,0,0,0,null,0,0,0,0,0,null,0,0,0,0,0,null,0,0,0,0,0]
["REopt LCC",111769,79492,71302,63922.7,56794.400000000001,null,135392,101447,93889.600000000006,86482.1,79096.7,null,139450,105065,97014.2,89448.5,82062.7,null,155600,119837,110270,101910,93826.1]
[]
["TMY_highPVBatt_MedDiesel_44_D_business",100,95,90,85,80,"TMY_highPVBatt_MedDiesel_44_D_nrel",100,95,90,85,80,"TMY_highPVBatt_MedDiesel_44_D_average",100,95,90,85,80,"TMY_highPVBatt_MedDiesel_44_D_residential",100,95,90,85,80]
["PV kW",0,0,0,0,0,null,0,0,0,0,0,null,0,0,0,0,0,null,0,0,0,0,0]
["Battery kW",0,0,0,0,0,null,0,0,0,0,0,null,0,0,0,0,0,null,0,0,0,0,0]
["Battery kWh",0,0,0,0,0,null,0,0,0,0,0,null,0,0,0,0,0,null,0,0,0,0,0]
["Generator kW",6,6,6,6,6,null,7,7,7,7,7,null,8,8,8,8,8,null,12,12,12,12,12]
["PV capital cost",0,0,0,0,0,null,0,0,0,0,0,null,0,0,0,0,0,null,0,0,0,0,0]
["PV O&M",0,0,0,0,0,null,0,0,0,0,0,null,0,0,0,0,0,null,0,0,0,0,0]
["Battery capital cost",0,0,0,0,0,null,0,0,0,0,0,null,0,0,0,0,0,null,0,0,0,0,0]
["Battery O&M",0,0,0,0,0,null,0,0,0,0,0,null,0,0,0,0,0,null,0,0,0,0,0]
["Diesel capital cost",3325.32,3325.32,3325.32,3325.32,3325.32,null,3879.54,3879.54,3879.54,3879.54,3879.54,null,4433.76,4433.76,4433.76,4433.76,4433.76,null,6650.64,6650.64,6650.64,6650.64,6650.64]
["Diesel O&M (kW)",1277.0345580000001,1277.0345580000001,1277.0345580000001,1277.0345580000001,1277.0345580000001,null,1489.8736510000001,1489.8736510000001,1489.8736510000001,1489.8736510000001,1489.8736510000001,null,1702.7127439999999,1702.7127439999999,1702.7127439999999,1702.7127439999999,1702.7127439999999,null,2554.0691160000001,2554.0691160000001,2554.0691160000001,2554.0691160000001,2554.0691160000001]
["Diesel O&M (kWh)",3858.7391275132431,3665.8021711376141,3472.8652147619518,3279.9282583862901,3086.9913020106392,null,3860.1685548619098,3667.1601271188388,3474.151699375765,3281.1432716326822,3088.1348438895948,null,3860.1685548619221,3667.1601271188342,3474.1516993757391,3281.1432716326431,3088.1348438895411,null,3861.5979822105428,3668.518083100028,3475.4381839894991,3282.3582848789779,3089.2783857684481]
["Fuel cost",93332.310881644036,88665.695337562647,83999.079793480458,79332.464249398239,74665.848705316283,null,93366.884806773407,88698.540566435317,84030.196326097168,79361.852085758816,74693.507845420361,null,93366.884806773713,88698.540566435229,84030.196326096557,79361.852085757899,74693.507845419052,null,93401.458731901992,88731.385795307186,84061.312858712059,79391.239922117107,74721.166985521937]
["REopt LCC",101797,96937.1,92077.4,87217.7,82357.899999999994,null,102600,97738.4,92876.800000000003,88015.3,83153.8,null,103367,98505.4,93643.8,88782.3,83920.8,null,106471,101608,96744.3,91881,87017.7]
[]
["TMY_highPVBatt_MedDiesel_36_PBD_business",100,95,90,85,80,"TMY_highPVBatt_MedDiesel_36_PBD_nrel",100,95,90,85,80,"TMY_highPVBatt_MedDiesel_36_PBD_average",100,95,90,85,80,"TMY_highPVBatt_MedDiesel_36_PBD_residential",100,95,90,85,80]
["PV kW",8.1509999999999998,8.1509999999999998,8.1509999999999998,8.1509999999999998,8.1509999999999998,null,5.1980000000000004,5.1980000000000004,5.1980000000000004,5.1980000000000004,5.1980000000000004,null,4.6559999999999997,4.6559999999999997,4.6559999999999997,4.6559999999999997,4.6559999999999997,null,3.1040000000000001,3.1040000000000001,3.1040000000000001,3.1040000000000001,3.1040000000000001]
["Battery kW",0,0,0,0,0,null,0,0,0,0,0,null,0,0,0,0,0,null,0,0,0,0,0]
["Battery kWh",0,0,0,0,0,null,0,0,0,0,0,null,0,0,0,0,0,null,0,0,0,0,0]
["Generator kW",6,6,6,6,6,null,7,7,7,7,7,null,8,8,8,8,8,null,12,12,12,12,12]
["PV capital cost",17931.364000000001,17931.364000000001,17931.364000000001,17931.364000000001,17931.364000000001,null,11435.093999999999,11435.093999999999,11435.093999999999,11435.093999999999,11435.093999999999,null,10243.596,10243.596,10243.596,10243.596,10243.596,null,6829.2619999999997,6829.2619999999997,6829.2619999999997,6829.2619999999997,6829.2619999999997]
["PV O&M",3053.1962000102822,3053.1962000102822,3053.1962000102822,3053.1962000102822,3053.1962000102822,null,1947.0680282637929,1947.0680282637929,1947.0680282637929,1947.0680282637929,1947.0680282637929,null,1744.190145358742,1744.190145358742,1744.190145358742,1744.190145358742,1744.190145358742,null,1162.8271439514931,1162.8271439514931,1162.8271439514931,1162.8271439514931,1162.8271439514931]
["Battery capital cost",0,0,0,0,0,null,0,0,0,0,0,null,0,0,0,0,0,null,-5.598752822E-9,0,0,0,0]
["Battery O&M",0,0,0,0,0,null,0,0,0,0,0,null,0,0,0,0,0,null,-1.6293428518610399E-9,0,0,0,0]
["Diesel capital cost",3325.32,3325.32,3325.32,3325.32,3325.32,null,3879.54,3879.54,3879.54,3879.54,3879.54,null,4433.76,4433.76,4433.76,4433.76,4433.76,null,6650.64,6650.64,6650.64,6650.64,6650.64]
["Diesel O&M (kW)",1277.0345580000001,1277.0345580000001,1277.0345580000001,1277.0345580000001,1277.0345580000001,null,1489.8736510000001,1489.8736510000001,1489.8736510000001,1489.8736510000001,1489.8736510000001,null,1702.7127439999999,1702.7127439999999,1702.7127439999999,1702.7127439999999,1702.7127439999999,null,2554.0691160000001,2554.0691160000001,2554.0691160000001,2554.0691160000001,2554.0691160000001]
["Diesel O&M (kWh)",1848.194883390805,1655.2579270151491,1462.3209706394759,1269.3840142637939,1076.4470624505291,null,2595.4225579447589,2402.4141302016678,2209.40570245857,2016.397274715466,1823.388846972362,null,2722.755947836562,2529.7475200934491,2336.7390923503349,2143.7306646072211,1950.722236864108,null,3147.5750963763621,2954.4951972657982,2761.4152981552629,2568.335399044734,2375.2554999342028]
["Fuel cost",36574.987639902392,32756.84764928979,28938.707658676871,25120.567668063759,21302.42776773894,null,51362.304284163918,47542.749905705088,43723.19552724612,39903.641148787043,36084.086770327973,null,53882.177704057372,50062.623325598091,46243.068947138832,42423.514568679559,38603.960190220292,null,62289.167273539642,58468.198507233843,54647.229740928618,50826.260974623503,47005.292208318329]
["REopt LCC",64011.7,60000.4,55989.1,51977.9,47966.6,null,72711.5,68698.8,64686,60673.3,56660.5,null,74731.5,70718.8,66706,62693.3,58680.5,null,82636.100000000006,78621.899999999994,74607.600000000006,70593.399999999994,66579.199999999997]
[]
["TMY_highPVBatt_MedDiesel_36_PB_business",100,95,90,85,80,"TMY_highPVBatt_MedDiesel_36_PB_nrel",100,95,90,85,80,"TMY_highPVBatt_MedDiesel_36_PB_average",100,95,90,85,80,"TMY_highPVBatt_MedDiesel_36_PB_residential",100,95,90,85,80]
["PV kW",27.556999999999999,16.558,15.432,14.471,13.548999999999999,null,27.913,17.257999999999999,16.222000000000001,15.265000000000001,14.284000000000001,null,29.071000000000002,17.405999999999999,16.353999999999999,15.375999999999999,14.394,null,29.948,18.045000000000002,16.891999999999999,15.802,14.808999999999999]
["Battery kW",4.76,4.1740000000000004,3.1360000000000001,2.508,2.056,null,5.71,5.0670000000000002,4.4119999999999999,4.0359999999999996,3.6509999999999998,null,6.78,5.8280000000000003,4.9290000000000003,4.2309999999999999,3.8530000000000002,null,10.62,9.1709999999999994,7.4550000000000001,6.4580000000000002,5.5449999999999999]
["Battery kWh",30.103999999999999,27.338000000000001,23.96,20.413,16.779,null,48.96,44.012999999999998,40.512999999999998,36.618000000000002,32.808999999999997,null,48.58,45.923999999999999,42.326999999999998,38.741,34.923000000000002,null,56.058999999999997,53.347999999999999,49.658999999999999,45.997999999999998,42.256999999999998]
["Generator kW",0,0,0,0,0,null,0,0,0,0,0,null,0,0,0,0,0,null,0,0,0,0,0]
["PV capital cost",60624.52,36427.379999999997,33951.06,31835.98,29808.240000000002,null,61409.04,37967.82,35688.839999999997,33582.120000000003,31423.7,null,63955.32,38292.32,35979.019999999997,33826.32,31667.46,null,65886.48,39698.120000000003,37162.400000000001,34764.839999999997,32580.240000000002]
["PV O&M",10322.61428028829,6202.5364156530723,5780.8902534308654,5420.7528863729121,5075.4870124210574,null,10456.19550048058,6464.8290975898071,6076.7842686576969,5718.0703694537278,5350.5534453632808,null,10889.75384105981,6520.0821261326082,6126.1935870630878,5759.6506146622078,5392.0587712110246,null,11218.574915330109,6759.4494836841286,6327.6892077625598,5919.453611112096,5547.4789850578572]
["Battery capital cost",33133.271861399997,29879.684970513001,25450.382899301399,21452.292809951399,17625.2024088086,null,51021.732427400013,45772.494317353798,41776.6800596904,37829.431311922403,33942.767536888998,null,52197.250111200003,48523.457461508202,44098.425847592,39967.688375027603,36083.4869407886,null,64176.846115799999,59753.963632737403,54096.311752858201,49477.144151134402,44905.5619122516]
["Battery O&M",7688.7952074975601,6982.2630679384802,6119.5751426271599,5213.595745799641,4285.5236511187204,null,12504.773473318321,11241.2244002508,10347.19804688616,9352.46474827764,8379.5942813020793,null,12407.71884691032,11729.40917108304,10810.58280660204,9894.7957843690801,8919.7032772626007,null,14317.983760840199,13625.499001419121,12683.251823144399,11748.2071197768,10792.678782098879]
["Diesel capital cost",0,0,0,0,0,null,0,0,0,0,0,null,0,0,0,0,0,null,0,0,0,0,0]
["Diesel O&M (kW)",0,0,0,0,0,null,0,0,0,0,0,null,0,0,0,0,0,null,0,0,0,0,0]
["Diesel O&M (kWh)",0,0,0,0,0,null,0,0,0,0,0,null,0,0,0,0,0,null,0,0,0,0,0]
["Fuel cost",0,0,0,0,0,null,0,0,0,0,0,null,0,0,0,0,0,null,0,0,0,0,0]
["REopt LCC",111769,79492,71302,63922.7,56794.400000000001,null,135392,101447,93889.600000000006,86482.1,79096.7,null,139450,105065,97014.2,89448.5,82062.7,null,155600,119837,110270,101910,93826.1]
[]
["TMY_highPVBatt_MedDiesel_36_D_business",100,95,90,85,80,"TMY_highPVBatt_MedDiesel_36_D_nrel",100,95,90,85,80,"TMY_highPVBatt_MedDiesel_36_D_average",100,95,90,85,80,"TMY_highPVBatt_MedDiesel_36_D_residential",100,95,90,85,80]
["PV kW",0,0,0,0,0,null,0,0,0,0,0,null,0,0,0,0,0,null,0,0,0,0,0]
["Battery kW",0,0,0,0,0,null,0,0,0,0,0,null,0,0,0,0,0,null,0,0,0,0,0]
["Battery kWh",0,0,0,0,0,null,0,0,0,0,0,null,0,0,0,0,0,null,0,0,0,0,0]
["Generator kW",6,6,6,6,6,null,7,7,7,7,7,null,8,8,8,8,8,null,12,12,12,12,12]
["PV capital cost",0,0,0,0,0,null,0,0,0,0,0,null,0,0,0,0,0,null,0,0,0,0,0]
["PV O&M",0,0,0,0,0,null,0,0,0,0,0,null,0,0,0,0,0,null,0,0,0,0,0]
["Battery capital cost",0,0,0,0,0,null,0,0,0,0,0,null,0,0,0,0,0,null,0,0,0,0,0]
["Battery O&M",0,0,0,0,0,null,0,0,0,0,0,null,0,0,0,0,0,null,0,0,0,0,0]
["Diesel capital cost",3325.32,3325.32,3325.32,3325.32,3325.32,null,3879.54,3879.54,3879.54,3879.54,3879.54,null,4433.76,4433.76,4433.76,4433.76,4433.76,null,6650.64,6650.64,6650.64,6650.64,6650.64]
["Diesel O&M (kW)",1277.0345580000001,1277.0345580000001,1277.0345580000001,1277.0345580000001,1277.0345580000001,null,1489.8736510000001,1489.8736510000001,1489.8736510000001,1489.8736510000001,1489.8736510000001,null,1702.7127439999999,1702.7127439999999,1702.7127439999999,1702.7127439999999,1702.7127439999999,null,2554.0691160000001,2554.0691160000001,2554.0691160000001,2554.0691160000001,2554.0691160000001]
["Diesel O&M (kWh)",3858.7391275132431,3665.8021711376141,3472.8652147619518,3279.9282583862901,3086.9913020106392,null,3860.1685548619098,3667.1601271188401,3474.1516993757682,3281.143271632684,3088.1348438895948,null,3860.1685548619221,3667.160127118836,3474.15169937574,3281.1432716326431,3088.1348438895411,null,3861.5979822105428,3668.518083100028,3475.4381839895,3282.3582848789779,3089.2783857684481]
["Fuel cost",76362.79981225419,72544.659821642155,68726.519831029436,64908.379840416732,61090.239849804253,null,76391.087569178257,72571.533190719856,68751.978812261397,64932.42443380272,61112.870055343912,null,76391.087569178504,72571.533190719769,68751.978812260844,64932.424433801898,61112.870055342872,null,76419.37532610161,72598.406559796771,68777.437793491699,64956.469027186708,61135.500260881578]
["REopt LCC",84827.4,80816.100000000006,76804.800000000003,72793.600000000006,68782.3,null,85624.1,81611.399999999994,77598.600000000006,73585.899999999994,69573.100000000006,null,86391.1,82378.399999999994,78365.600000000006,74352.899999999994,70340.100000000006,null,89488.9,85474.7,81460.5,77446.2,73432]
[]
["TMY_highPVBatt_MedDiesel_32_PBD_business",100,95,90,85,80,"TMY_highPVBatt_MedDiesel_32_PBD_nrel",100,95,90,85,80,"TMY_highPVBatt_MedDiesel_32_PBD_average",100,95,90,85,80,"TMY_highPVBatt_MedDiesel_32_PBD_residential",100,95,90,85,80]
["PV kW",7.9139999999999997,7.9139999999999997,7.9139999999999997,7.9139999999999997,7.9139999999999997,null,5.0259999999999998,5.0259999999999998,5.0259999999999998,5.0259999999999998,5.0259999999999998,null,4.4969999999999999,4.4969999999999999,4.4969999999999999,4.4969999999999999,4.4969999999999999,null,2.8740000000000001,2.8740000000000001,2.8740000000000001,2.8740000000000001,2.8740000000000001]
["Battery kW",0,0,0,0,0,null,0,0,0,0,0,null,0,0,0,0,0,null,0,0,0,0,0]
["Battery kWh",0,0,0,0,0,null,0,0,0,0,0,null,0,0,0,0,0,null,0,0,0,0,0]
["Generator kW",6,6,6,6,6,null,7,7,7,7,7,null,8,8,8,8,8,null,12,12,12,12,12]
["PV capital cost",17410.689999999999,17410.689999999999,17410.689999999999,17410.689999999999,17410.689999999999,null,11056.628000000001,11056.628000000001,11056.628000000001,11056.628000000001,11056.628000000001,null,9893.8179999999993,9893.8179999999993,9893.8179999999993,9893.8179999999993,9893.8179999999993,null,6323.0419999999986,6323.0419999999986,6323.0419999999986,6323.0419999999986,6323.0419999999986]
["PV O&M",2964.5403744833361,2964.5403744833361,2964.5403744833361,2964.5403744833361,2964.5403744833361,null,1882.6261401267229,1882.6261401267229,1882.6261401267229,1882.6261401267229,1882.6261401267229,null,1684.632999541659,1684.632999541659,1684.632999541659,1684.632999541659,1684.632999541659,null,1076.632419424725,1076.632419424725,1076.632419424725,1076.632419424725,1076.632419424725]
["Battery capital cost",0,0,0,0,0,null,3.3096919271E-9,0,0,0,0,null,0,0,0,0,0,null,0,0,0,0,0]
["Battery O&M",0,0,0,0,0,null,9.6318288281857201E-10,0,0,0,0,null,0,0,0,0,0,null,0,0,0,0,0]
["Diesel capital cost",3325.32,3325.32,3325.32,3325.32,3325.32,null,3879.54,3879.54,3879.54,3879.54,3879.54,null,4433.76,4433.76,4433.76,4433.76,4433.76,null,6650.64,6650.64,6650.64,6650.64,6650.64]
["Diesel O&M (kW)",1277.0345580000001,1277.0345580000001,1277.0345580000001,1277.0345580000001,1277.0345580000001,null,1489.8736510000001,1489.8736510000001,1489.8736510000001,1489.8736510000001,1489.8736510000001,null,1702.7127439999999,1702.7127439999999,1702.7127439999999,1702.7127439999999,1702.7127439999999,null,2554.0691160000001,2554.0691160000001,2554.0691160000001,2554.0691160000001,2554.0691160000001]
["Diesel O&M (kWh)",1879.203182964543,1686.266226588898,1493.329270213231,1300.392313837551,1107.455350393057,null,2617.961083725605,2424.9526559825149,2231.944228239418,2038.935800496316,1845.927372753217,null,2743.5088456560711,2550.5004179129592,2357.4919901698472,2164.4835624267348,1971.4751346836219,null,3177.8126517519659,2984.7327526414292,2791.6528535308948,2598.5729544203609,2405.493055309832]
["Fuel cost",33056.558799299091,29662.65658542142,26268.754371543389,22874.8521576651,19480.949819441219,null,46051.850743424962,42656.691295906028,39261.531848386978,35866.372400867818,32471.21295334872,null,48260.327725582763,44865.168278063429,41470.00883054411,38074.849383024783,34679.689935505427,null,55900.049408216393,52503.632727056131,49107.216045895948,45710.799364735773,42314.382683575663]
["REopt LCC",59914.9,56327.9,52740.9,49153.9,45566.9,null,66980.7,63392.4,59804,56215.7,52627.3,null,68721.100000000006,65132.7,61544.4,57956,54367.7,null,75684.800000000003,72095.199999999997,68505.5,64915.8,61326.1]
[]
["TMY_highPVBatt_MedDiesel_32_PB_business",100,95,90,85,80,"TMY_highPVBatt_MedDiesel_32_PB_nrel",100,95,90,85,80,"TMY_highPVBatt_MedDiesel_32_PB_average",100,95,90,85,80,"TMY_highPVBatt_MedDiesel_32_PB_residential",100,95,90,85,80]
["PV kW",27.556999999999999,16.558,15.432,14.471,13.548999999999999,null,27.913,17.257999999999999,16.222000000000001,15.265000000000001,14.284000000000001,null,29.071000000000002,17.405999999999999,16.353999999999999,15.375999999999999,14.394,null,29.948,18.045000000000002,16.891999999999999,15.802,14.808999999999999]
["Battery kW",4.76,4.1740000000000004,3.1360000000000001,2.508,2.056,null,5.71,5.0670000000000002,4.4119999999999999,4.0359999999999996,3.6509999999999998,null,6.78,5.8280000000000003,4.9290000000000003,4.2309999999999999,3.8530000000000002,null,10.62,9.1709999999999994,7.4550000000000001,6.4580000000000002,5.5449999999999999]
["Battery kWh",30.103999999999999,27.338000000000001,23.96,20.413,16.779,null,48.96,44.012999999999998,40.512999999999998,36.618000000000002,32.808999999999997,null,48.58,45.923999999999999,42.326999999999998,38.741,34.923000000000002,null,56.058999999999997,53.347999999999999,49.658999999999999,45.997999999999998,42.256999999999998]
["Generator kW",0,0,0,0,0,null,0,0,0,0,0,null,0,0,0,0,0,null,0,0,0,0,0]
["PV capital cost",60624.52,36427.379999999997,33951.06,31835.98,29808.240000000002,null,61409.04,37967.82,35688.839999999997,33582.120000000003,31423.7,null,63955.32,38292.32,35979.019999999997,33826.32,31667.46,null,65886.48,39698.120000000003,37162.400000000001,34764.839999999997,32580.240000000002]
["PV O&M",10322.61428028829,6202.5364156530723,5780.8902534308654,5420.7528863729121,5075.4870124210574,null,10456.19550048058,6464.8290975898071,6076.7842686576969,5718.0703694537278,5350.5534453632808,null,10889.75384105981,6520.0821261326082,6126.1935870630878,5759.6506146622078,5392.0587712110246,null,11218.574915330109,6759.4494836841286,6327.6892077625598,5919.453611112096,5547.4789850578572]
["Battery capital cost",33133.271861399997,29879.684970513001,25450.382899301399,21452.292809951399,17625.2024088086,null,51021.732427400013,45772.494317353798,41776.6800596904,37829.431311922403,33942.767536888998,null,52197.250111200003,48523.457461508202,44098.425847592,39967.688375027603,36083.4869407886,null,64176.846115799999,59753.963632737403,54096.311752858201,49477.144151134402,44905.5619122516]
["Battery O&M",7688.7952074975601,6982.2630679384802,6119.5751426271599,5213.595745799641,4285.5236511187204,null,12504.773473318321,11241.2244002508,10347.19804688616,9352.46474827764,8379.5942813020793,null,12407.71884691032,11729.40917108304,10810.58280660204,9894.7957843690801,8919.7032772626007,null,14317.983760840199,13625.499001419121,12683.251823144399,11748.2071197768,10792.678782098879]
["Diesel capital cost",0,0,0,0,0,null,0,0,0,0,0,null,0,0,0,0,0,null,0,0,0,0,0]
["Diesel O&M (kW)",0,0,0,0,0,null,0,0,0,0,0,null,0,0,0,0,0,null,0,0,0,0,0]
["Diesel O&M (kWh)",0,0,0,0,0,null,0,0,0,0,0,null,0,0,0,0,0,null,0,0,0,0,0]
["Fuel cost",0,0,0,0,0,null,0,0,0,0,0,null,0,0,0,0,0,null,0,0,0,0,0]
["REopt LCC",111769,79492,71302,63922.7,56794.400000000001,null,135392,101447,93889.600000000006,86482.1,79096.7,null,139450,105065,97014.2,89448.5,82062.7,null,155600,119837,110270,101910,93826.1]
[]
["TMY_highPVBatt_MedDiesel_32_D_business",100,95,90,85,80,"TMY_highPVBatt_MedDiesel_32_D_nrel",100,95,90,85,80,"TMY_highPVBatt_MedDiesel_32_D_average",100,95,90,85,80,"TMY_highPVBatt_MedDiesel_32_D_residential",100,95,90,85,80]
["PV kW",0,0,0,0,0,null,0,0,0,0,0,null,0,0,0,0,0,null,0,0,0,0,0]
["Battery kW",0,0,0,0,0,null,0,0,0,0,0,null,0,0,0,0,0,null,0,0,0,0,0]
["Battery kWh",0,0,0,0,0,null,0,0,0,0,0,null,0,0,0,0,0,null,0,0,0,0,0]
["Generator kW",6,6,6,6,6,null,7,7,7,7,7,null,8,8,8,8,8,null,12,12,12,12,12]
["PV capital cost",0,0,0,0,0,null,0,0,0,0,0,null,0,0,0,0,0,null,0,0,0,0,0]
["PV O&M",0,0,0,0,0,null,0,0,0,0,0,null,0,0,0,0,0,null,0,0,0,0,0]
["Battery capital cost",0,0,0,0,0,null,0,0,0,0,0,null,0,0,0,0,0,null,0,0,0,0,0]
["Battery O&M",0,0,0,0,0,null,0,0,0,0,0,null,0,0,0,0,0,null,0,0,0,0,0]
["Diesel capital cost",3325.32,3325.32,3325.32,3325.32,3325.32,null,3879.54,3879.54,3879.54,3879.54,3879.54,null,4433.76,4433.76,4433.76,4433.76,4433.76,null,6650.64,6650.64,6650.64,6650.64,6650.64]
["Diesel O&M (kW)",1277.0345580000001,1277.0345580000001,1277.0345580000001,1277.0345580000001,1277.0345580000001,null,1489.8736510000001,1489.8736510000001,1489.8736510000001,1489.8736510000001,1489.8736510000001,null,1702.7127439999999,1702.7127439999999,1702.7127439999999,1702.7127439999999,1702.7127439999999,null,2554.0691160000001,2554.0691160000001,2554.0691160000001,2554.0691160000001,2554.0691160000001]
["Diesel O&M (kWh)",3858.7391275132431,3665.802171137615,3472.8652147619532,3279.9282583862901,3086.9913020106392,null,3860.1685548619098,3667.1601271188401,3474.1516993757668,3281.1432716326849,3088.1348438895948,null,3860.1685548619221,3667.160127118836,3474.15169937574,3281.1432716326431,3088.1348438895411,null,3861.5979822105428,3668.518083100028,3475.4381839894991,3282.3582848789788,3089.2783857684481]
["Fuel cost",67878.044277559296,64484.142063681931,61090.239849803991,57696.337635926,54302.435422048213,null,67903.188950380674,64508.029502862082,61112.870055343446,57717.710607824651,54322.551160305709,null,67903.188950380878,64508.029502862017,61112.870055342981,57717.710607823909,54322.551160304771,null,67928.333623201455,64531.916942041578,61135.500260881498,57739.083579721548,54342.666898561409]
["REopt LCC",76342.600000000006,72755.600000000006,69168.600000000006,65581.5,61994.5,null,77136.2,73547.899999999994,69959.5,66371.199999999997,62782.8,null,77903.199999999997,74314.899999999994,70726.5,67138.2,63549.8,null,80997.899999999994,77408.2,73818.5,70228.800000000003,66639.199999999997]
[]
["TMY_highPVBatt_LowDiesel_44_PBD_business",100,95,90,85,80,"TMY_highPVBatt_LowDiesel_44_PBD_nrel",100,95,90,85,80,"TMY_highPVBatt_LowDiesel_44_PBD_average",100,95,90,85,80,"TMY_highPVBatt_LowDiesel_44_PBD_residential",100,95,90,85,80]
["PV kW",8.1110000000000007,8.1110000000000007,8.1110000000000007,8.1110000000000007,8.1110000000000007,null,5.1660000000000004,5.1660000000000004,5.1660000000000004,5.1660000000000004,5.1660000000000004,null,4.6180000000000003,4.6180000000000003,4.6180000000000003,4.6180000000000003,4.6180000000000003,null,3.0659999999999998,3.0659999999999998,3.0659999999999998,3.0659999999999998,3.0659999999999998]
["Battery kW",0,0,0,0,0,null,0,0,0,0,0,null,0,0,0,0,0,null,0,0,0,0,0]
["Battery kWh",0,0,0,0,0,null,0,0,0,0,0,null,0,0,0,0,0,null,0,0,0,0,0]
["Generator kW",6,6,6,6,6,null,7,7,7,7,7,null,8,8,8,8,8,null,12,12,12,12,12]
["PV capital cost",17843.848000000002,17843.848000000002,17843.848000000002,17843.848000000002,17843.848000000002,null,11364.958000000001,11364.958000000001,11364.958000000001,11364.958000000001,11364.958000000001,null,10160.370000000001,10160.370000000001,10160.370000000001,10160.370000000001,10160.370000000001,null,6745.134,6745.134,6745.134,6745.134,6745.134]
["PV O&M",3038.2947391598909,3038.2947391598909,3038.2947391598909,3038.2947391598909,3038.2947391598909,null,1935.1258821624749,1935.1258821624749,1935.1258821624749,1935.1258821624749,1935.1258821624749,null,1730.0191482755281,1730.0191482755281,1730.0191482755281,1730.0191482755281,1730.0191482755281,null,1148.5025621787699,1148.5025621787699,1148.5025621787699,1148.5025621787699,1148.5025621787699]
["Battery capital cost",0,0,0,0,0,null,0,0,0,0,0,null,0,0,0,0,0,null,0,0,0,0,0]
["Battery O&M",0,0,0,0,0,null,0,0,0,0,0,null,0,0,0,0,0,null,0,0,0,0,0]
["Diesel capital cost",2493.96,2493.96,2493.96,2493.96,2493.96,null,2909.62,2909.62,2909.62,2909.62,2909.62,null,3325.28,3325.28,3325.28,3325.28,3325.28,null,4987.92,4987.92,4987.92,4987.92,4987.92]
["Diesel O&M (kW)",1277.0345580000001,1277.0345580000001,1277.0345580000001,1277.0345580000001,1277.0345580000001,null,1489.8736510000001,1489.8736510000001,1489.8736510000001,1489.8736510000001,1489.8736510000001,null,1702.7127439999999,1702.7127439999999,1702.7127439999999,1702.7127439999999,1702.7127439999999,null,2554.0691160000001,2554.0691160000001,2554.0691160000001,2554.0691160000001,2554.0691160000001]
["Diesel O&M (kWh)",1853.1779600284251,1660.241003652774,1467.304047277099,1274.3670909014149,1081.43014203708,null,2599.4148737930168,2406.4064460499312,2213.3980183068329,2020.389590563733,1827.381162820632,null,2727.4849648542731,2534.4765371111598,2341.468109368046,2148.45968162493,1955.4512538818151,null,3152.3660873796662,2959.2861882691332,2766.2062891586011,2573.1263900480681,2380.0464909375341]
["Fuel cost",35858.631696794379,32125.339261528839,28392.046826262831,24658.754390996641,20925.46210107359,null,50298.170276686928,46563.494884416177,42828.819492145187,39094.144099874167,35359.468707603133,null,52776.30153326095,49041.626140989647,45306.95074871838,41572.275356447033,37837.599964175723,null,60997.668296831187,57261.609947555022,53525.551598278849,49789.493249002633,46053.434899726439]
["REopt LCC",62366.5,58440.1,54513.7,50587.3,46660.9,null,70599.399999999994,66671.5,62743.7,58815.8,54887.9,null,72424.5,68496.600000000006,64568.7,60640.9,56713,null,79588.2,75658.899999999994,71729.600000000006,67800.3,63870.9]
[]
["TMY_highPVBatt_LowDiesel_44_PB_business",100,95,90,85,80,"TMY_highPVBatt_LowDiesel_44_PB_nrel",100,95,90,85,80,"TMY_highPVBatt_LowDiesel_44_PB_average",100,95,90,85,80,"TMY_highPVBatt_LowDiesel_44_PB_residential",100,95,90,85,80]
["PV kW",27.556999999999999,16.558,15.432,14.471,13.548999999999999,null,27.913,17.257999999999999,16.222000000000001,15.265000000000001,14.284000000000001,null,29.071000000000002,17.405999999999999,16.353999999999999,15.375999999999999,14.394,null,29.948,18.045000000000002,16.891999999999999,15.802,14.808999999999999]
["Battery kW",4.76,4.1740000000000004,3.1360000000000001,2.508,2.056,null,5.71,5.0670000000000002,4.4119999999999999,4.0359999999999996,3.6509999999999998,null,6.78,5.8280000000000003,4.9290000000000003,4.2309999999999999,3.8530000000000002,null,10.62,9.1709999999999994,7.4550000000000001,6.4580000000000002,5.5449999999999999]
["Battery kWh",30.103999999999999,27.338000000000001,23.96,20.413,16.779,null,48.96,44.012999999999998,40.512999999999998,36.618000000000002,32.808999999999997,null,48.58,45.923999999999999,42.326999999999998,38.741,34.923000000000002,null,56.058999999999997,53.347999999999999,49.658999999999999,45.997999999999998,42.256999999999998]
["Generator kW",0,0,0,0,0,null,0,0,0,0,0,null,0,0,0,0,0,null,0,0,0,0,0]
["PV capital cost",60624.52,36427.379999999997,33951.06,31835.98,29808.240000000002,null,61409.04,37967.82,35688.839999999997,33582.120000000003,31423.7,null,63955.32,38292.32,35979.019999999997,33826.32,31667.46,null,65886.48,39698.120000000003,37162.400000000001,34764.839999999997,32580.240000000002]
["PV O&M",10322.61428028829,6202.5364156530723,5780.8902534308654,5420.7528863729121,5075.4870124210574,null,10456.19550048058,6464.8290975898071,6076.7842686576969,5718.0703694537278,5350.5534453632808,null,10889.75384105981,6520.0821261326082,6126.1935870630878,5759.6506146622078,5392.0587712110246,null,11218.574915330109,6759.4494836841286,6327.6892077625598,5919.453611112096,5547.4789850578572]
["Battery capital cost",33133.271861399997,29879.684970513001,25450.382899301399,21452.292809951399,17625.2024088086,null,51021.732427400013,45772.494317353798,41776.6800596904,37829.431311922403,33942.767536888998,null,52197.250111200003,48523.457461508202,44098.425847592,39967.688375027603,36083.4869407886,null,64176.846115799999,59753.963632737403,54096.311752858201,49477.144151134402,44905.5619122516]
["Battery O&M",7688.7952074975601,6982.2630679384802,6119.5751426271599,5213.595745799641,4285.5236511187204,null,12504.773473318321,11241.2244002508,10347.19804688616,9352.46474827764,8379.5942813020793,null,12407.71884691032,11729.40917108304,10810.58280660204,9894.7957843690801,8919.7032772626007,null,14317.983760840199,13625.499001419121,12683.251823144399,11748.2071197768,10792.678782098879]
["Diesel capital cost",0,0,0,0,0,null,0,0,0,0,0,null,0,0,0,0,0,null,0,0,0,0,0]
["Diesel O&M (kW)",0,0,0,0,0,null,0,0,0,0,0,null,0,0,0,0,0,null,0,0,0,0,0]
["Diesel O&M (kWh)",0,0,0,0,0,null,0,0,0,0,0,null,0,0,0,0,0,null,0,0,0,0,0]
["Fuel cost",0,0,0,0,0,null,0,0,0,0,0,null,0,0,0,0,0,null,0,0,0,0,0]
["REopt LCC",111769,79492,71302,63922.7,56794.400000000001,null,135392,101447,93889.600000000006,86482.1,79096.7,null,139450,105065,97014.2,89448.5,82062.7,null,155600,119837,110270,101910,93826.1]
[]
["TMY_highPVBatt_LowDiesel_44_D_business",100,95,90,85,80,"TMY_highPVBatt_LowDiesel_44_D_nrel",100,95,90,85,80,"TMY_highPVBatt_LowDiesel_44_D_average",100,95,90,85,80,"TMY_highPVBatt_LowDiesel_44_D_residential",100,95,90,85,80]
["PV kW",0,0,0,0,0,null,0,0,0,0,0,null,0,0,0,0,0,null,0,0,0,0,0]
["Battery kW",0,0,0,0,0,null,0,0,0,0,0,null,0,0,0,0,0,null,0,0,0,0,0]
["Battery kWh",0,0,0,0,0,null,0,0,0,0,0,null,0,0,0,0,0,null,0,0,0,0,0]
["Generator kW",6,6,6,6,6,null,7,7,7,7,7,null,8,8,8,8,8,null,12,12,12,12,12]
["PV capital cost",0,0,0,0,0,null,0,0,0,0,0,null,0,0,0,0,0,null,0,0,0,0,0]
["PV O&M",0,0,0,0,0,null,0,0,0,0,0,null,0,0,0,0,0,null,0,0,0,0,0]
["Battery capital cost",0,0,0,0,0,null,0,0,0,0,0,null,0,0,0,0,0,null,0,0,0,0,0]
["Battery O&M",0,0,0,0,0,null,0,0,0,0,0,null,0,0,0,0,0,null,0,0,0,0,0]
["Diesel capital cost",2493.96,2493.96,2493.96,2493.96,2493.96,null,2909.62,2909.62,2909.62,2909.62,2909.62,null,3325.28,3325.28,3325.28,3325.28,3325.28,null,4987.92,4987.92,4987.92,4987.92,4987.92]
["Diesel O&M (kW)",1277.0345580000001,1277.0345580000001,1277.0345580000001,1277.0345580000001,1277.0345580000001,null,1489.8736510000001,1489.8736510000001,1489.8736510000001,1489.8736510000001,1489.8736510000001,null,1702.7127439999999,1702.7127439999999,1702.7127439999999,1702.7127439999999,1702.7127439999999,null,2554.0691160000001,2554.0691160000001,2554.0691160000001,2554.0691160000001,2554.0691160000001]
["Diesel O&M (kWh)",3858.7391275132431,3665.8021711376141,3472.8652147619518,3279.9282583862901,3086.9913020106392,null,3860.1685548619098,3667.160127118841,3474.1516993757682,3281.143271632684,3088.1348438895948,null,3860.1685548619221,3667.160127118836,3474.15169937574,3281.1432716326431,3088.1348438895411,null,3861.5979822105428,3668.518083100028,3475.4381839894991,3282.3582848789788,3089.2783857684481]
["Fuel cost",74665.84870531522,70932.556270050089,67199.263834784331,63465.971399518588,59732.678964253028,null,74693.507845418717,70958.832453148309,67224.157060877813,63489.481668607114,59754.80627633629,null,74693.507845418979,70958.832453148207,67224.157060877289,63489.481668606299,59754.806276335243,null,74721.166985521588,70985.108636245728,67249.05028696965,63512.991937693703,59776.933588417538]
["REopt LCC",82299.100000000006,78372.600000000006,74446.2,70519.8,66593.399999999994,null,82956.600000000006,79028.7,75100.899999999994,71173,67245.100000000006,null,83585.100000000006,79657.2,75729.3,71801.5,67873.600000000006,null,86128,82198.7,78269.3,74340,70410.7]
[]
["TMY_highPVBatt_LowDiesel_36_PBD_business",100,95,90,85,80,"TMY_highPVBatt_LowDiesel_36_PBD_nrel",100,95,90,85,80,"TMY_highPVBatt_LowDiesel_36_PBD_average",100,95,90,85,80,"TMY_highPVBatt_LowDiesel_36_PBD_residential",100,95,90,85,80]
["PV kW",7.7290000000000001,7.7290000000000001,7.7290000000000001,7.7290000000000001,7.7290000000000001,null,4.8860000000000001,4.8860000000000001,4.8860000000000001,4.8860000000000001,4.8860000000000001,null,4.3650000000000002,4.3650000000000002,4.3650000000000002,4.3650000000000002,4.3650000000000002,null,2.637,2.637,2.637,2.637,2.637]
["Battery kW",0,0,0,0,0,null,0,0,0,0,0,null,0,0,0,0,0,null,0,0,0,0,0]
["Battery kWh",0,0,0,0,0,null,0,0,0,0,0,null,0,0,0,0,0,null,0,0,0,0,0]
["Generator kW",6,6,6,6,6,null,7,7,7,7,7,null,8,8,8,8,8,null,12,12,12,12,12]
["PV capital cost",17003.382000000001,17003.382000000001,17003.382000000001,17003.382000000001,17003.382000000001,null,10749.353999999999,10749.353999999999,10749.353999999999,10749.353999999999,10749.353999999999,null,9603.1759999999995,9603.1759999999995,9603.1759999999995,9603.1759999999995,9603.1759999999995,null,5802.0819999999994,5802.0819999999994,5802.0819999999994,5802.0819999999994,5802.0819999999994]
["PV O&M",2895.1875222500212,2895.1875222500212,2895.1875222500212,2895.1875222500212,2895.1875222500212,null,1830.3062045567381,1830.3062045567381,1830.3062045567381,1830.3062045567381,1830.3062045567381,null,1635.145015807494,1635.145015807494,1635.145015807494,1635.145015807494,1635.145015807494,null,987.92789631330072,987.92789631330072,987.92789631330072,987.92789631330072,987.92789631330072]
["Battery capital cost",0,0,0,0,0,null,0,0,0,0,0,null,0,0,0,0,0,null,0,0,0,0,0]
["Battery O&M",0,0,0,0,0,null,0,0,0,0,0,null,0,0,0,0,0,null,0,0,0,0,0]
["Diesel capital cost",2493.96,2493.96,2493.96,2493.96,2493.96,null,2909.62,2909.62,2909.62,2909.62,2909.62,null,3325.28,3325.28,3325.28,3325.28,3325.28,null,4987.92,4987.92,4987.92,4987.92,4987.92]
["Diesel O&M (kW)",1277.0345580000001,1277.0345580000001,1277.0345580000001,1277.0345580000001,1277.0345580000001,null,1489.8736510000001,1489.8736510000001,1489.8736510000001,1489.8736510000001,1489.8736510000001,null,1702.7127439999999,1702.7127439999999,1702.7127439999999,1702.7127439999999,1702.7127439999999,null,2554.0691160000001,2554.0691160000001,2554.0691160000001,2554.0691160000001,2554.0691160000001]
["Diesel O&M (kWh)",1906.1625559752781,1713.225599403808,1520.2886432239559,1327.351686848275,1134.414728910016,null,2638.3528312587409,2445.344403515649,2252.3359757725511,2059.327548029446,1866.3191202863411,null,2762.7706095977542,2569.7621818546431,2376.753754111533,2183.745326368422,1990.736898625308,null,3212.3547605702552,3019.274861459719,2826.1949623491851,2633.1150632386548,2440.0351641281241]
["Fuel cost",30177.714504449701,27123.202508859551,24068.690519469379,21014.178526978929,17959.66650975027,null,41769.500850884127,38713.857348117039,35658.21384534987,32602.5703425826,29546.926839815322,null,43739.240620571072,40683.5971178037,37627.953615036342,34572.310112268962,31516.666609501539,null,50856.903335770017,47800.12832272581,44743.353309681632,41686.578296637526,38629.803283593406]
["REopt LCC",55755.1,52507.4,49259.8,46012.2,42764.5,null,61389.3,58140.4,54891.6,51642.8,48393.9,null,62770.7,59521.8,56273,53024.2,49775.3,null,68403.899999999994,65153.9,61903.8,58653.8,55403.7]
[]
["TMY_highPVBatt_LowDiesel_36_PB_business",100,95,90,85,80,"TMY_highPVBatt_LowDiesel_36_PB_nrel",100,95,90,85,80,"TMY_highPVBatt_LowDiesel_36_PB_average",100,95,90,85,80,"TMY_highPVBatt_LowDiesel_36_PB_residential",100,95,90,85,80]
["PV kW",27.556999999999999,16.558,15.432,14.471,13.548999999999999,null,27.913,17.257999999999999,16.222000000000001,15.265000000000001,14.284000000000001,null,29.071000000000002,17.405999999999999,16.353999999999999,15.375999999999999,14.394,null,29.948,18.045000000000002,16.891999999999999,15.802,14.808999999999999]
["Battery kW",4.76,4.1740000000000004,3.1360000000000001,2.508,2.056,null,5.71,5.0670000000000002,4.4119999999999999,4.0359999999999996,3.6509999999999998,null,6.78,5.8280000000000003,4.9290000000000003,4.2309999999999999,3.8530000000000002,null,10.62,9.1709999999999994,7.4550000000000001,6.4580000000000002,5.5449999999999999]
["Battery kWh",30.103999999999999,27.338000000000001,23.96,20.413,16.779,null,48.96,44.012999999999998,40.512999999999998,36.618000000000002,32.808999999999997,null,48.58,45.923999999999999,42.326999999999998,38.741,34.923000000000002,null,56.058999999999997,53.347999999999999,49.658999999999999,45.997999999999998,42.256999999999998]
["Generator kW",0,0,0,0,0,null,0,0,0,0,0,null,0,0,0,0,0,null,0,0,0,0,0]
["PV capital cost",60624.52,36427.379999999997,33951.06,31835.98,29808.240000000002,null,61409.04,37967.82,35688.839999999997,33582.120000000003,31423.7,null,63955.32,38292.32,35979.019999999997,33826.32,31667.46,null,65886.48,39698.120000000003,37162.400000000001,34764.839999999997,32580.240000000002]
["PV O&M",10322.61428028829,6202.5364156530723,5780.8902534308654,5420.7528863729121,5075.4870124210574,null,10456.19550048058,6464.8290975898071,6076.7842686576969,5718.0703694537278,5350.5534453632808,null,10889.75384105981,6520.0821261326082,6126.1935870630878,5759.6506146622078,5392.0587712110246,null,11218.574915330109,6759.4494836841286,6327.6892077625598,5919.453611112096,5547.4789850578572]
["Battery capital cost",33133.271861399997,29879.684970513001,25450.382899301399,21452.292809951399,17625.2024088086,null,51021.732427400013,45772.494317353798,41776.6800596904,37829.431311922403,33942.767536888998,null,52197.250111200003,48523.457461508202,44098.425847592,39967.688375027603,36083.4869407886,null,64176.846115799999,59753.963632737403,54096.311752858201,49477.144151134402,44905.5619122516]
["Battery O&M",7688.7952074975601,6982.2630679384802,6119.5751426271599,5213.595745799641,4285.5236511187204,null,12504.773473318321,11241.2244002508,10347.19804688616,9352.46474827764,8379.5942813020793,null,12407.71884691032,11729.40917108304,10810.58280660204,9894.7957843690801,8919.7032772626007,null,14317.983760840199,13625.499001419121,12683.251823144399,11748.2071197768,10792.678782098879]
["Diesel capital cost",0,0,0,0,0,null,0,0,0,0,0,null,0,0,0,0,0,null,0,0,0,0,0]
["Diesel O&M (kW)",0,0,0,0,0,null,0,0,0,0,0,null,0,0,0,0,0,null,0,0,0,0,0]
["Diesel O&M (kWh)",0,0,0,0,0,null,0,0,0,0,0,null,0,0,0,0,0,null,0,0,0,0,0]
["Fuel cost",0,0,0,0,0,null,0,0,0,0,0,null,0,0,0,0,0,null,0,0,0,0,0]
["REopt LCC",111769,79492,71302,63922.7,56794.400000000001,null,135392,101447,93889.600000000006,86482.1,79096.7,null,139450,105065,97014.2,89448.5,82062.7,null,155600,119837,110270,101910,93826.1]
[]
["TMY_highPVBatt_LowDiesel_36_D_business",100,95,90,85,80,"TMY_highPVBatt_LowDiesel_36_D_nrel",100,95,90,85,80,"TMY_highPVBatt_LowDiesel_36_D_average",100,95,90,85,80,"TMY_highPVBatt_LowDiesel_36_D_residential",100,95,90,85,80]
["PV kW",0,0,0,0,0,null,0,0,0,0,0,null,0,0,0,0,0,null,0,0,0,0,0]
["Battery kW",0,0,0,0,0,null,0,0,0,0,0,null,0,0,0,0,0,null,0,0,0,0,0]
["Battery kWh",0,0,0,0,0,null,0,0,0,0,0,null,0,0,0,0,0,null,0,0,0,0,0]
["Generator kW",6,6,6,6,6,null,7,7,7,7,7,null,8,8,8,8,8,null,12,12,12,12,12]
["PV capital cost",0,0,0,0,0,null,0,0,0,0,0,null,0,0,0,0,0,null,0,0,0,0,0]
["PV O&M",0,0,0,0,0,null,0,0,0,0,0,null,0,0,0,0,0,null,0,0,0,0,0]
["Battery capital cost",0,0,0,0,0,null,0,0,0,0,0,null,0,0,0,0,0,null,0,0,0,0,0]
["Battery O&M",0,0,0,0,0,null,0,0,0,0,0,null,0,0,0,0,0,null,0,0,0,0,0]
["Diesel capital cost",2493.96,2493.96,2493.96,2493.96,2493.96,null,2909.62,2909.62,2909.62,2909.62,2909.62,null,3325.28,3325.28,3325.28,3325.28,3325.28,null,4987.92,4987.92,4987.92,4987.92,4987.92]
["Diesel O&M (kW)",1277.0345580000001,1277.0345580000001,1277.0345580000001,1277.0345580000001,1277.0345580000001,null,1489.8736510000001,1489.8736510000001,1489.8736510000001,1489.8736510000001,1489.8736510000001,null,1702.7127439999999,1702.7127439999999,1702.7127439999999,1702.7127439999999,1702.7127439999999,null,2554.0691160000001,2554.0691160000001,2554.0691160000001,2554.0691160000001,2554.0691160000001]
["Diesel O&M (kWh)",3858.7391275132431,3665.802171137615,3472.8652147619532,3279.9282583862901,3086.9913020106392,null,3860.1685548619098,3667.1601271188401,3474.1516993757668,3281.1432716326849,3088.1348438895948,null,3860.1685548619221,3667.160127118836,3474.1516993757391,3281.1432716326431,3088.134843889542,null,3861.5979822105428,3668.518083100028,3475.4381839895,3282.3582848789779,3089.2783857684481]
["Fuel cost",61090.239849803358,58035.727857313723,54981.215864823571,51926.703872333383,48872.191879843384,null,61112.870055342602,58057.22655257587,55001.583049809087,51945.939547042188,48890.296044275128,null,61112.870055342799,58057.226552575819,55001.583049808651,51945.939547041518,48890.296044274299,null,61135.500260881301,58078.725247837421,55021.950234793352,51965.17522174937,48908.40020870525]
["REopt LCC",68723.399999999994,65475.8,62228.2,58980.5,55732.9,null,69376,66127.100000000006,62878.3,59629.5,56380.6,null,70004.399999999994,66755.600000000006,63506.8,60257.9,57009.1,null,72542.3,69292.3,66042.2,62792.2,59542.2]
[]
["TMY_highPVBatt_LowDiesel_32_PBD_business",100,95,90,85,80,"TMY_highPVBatt_LowDiesel_32_PBD_nrel",100,95,90,85,80,"TMY_highPVBatt_LowDiesel_32_PBD_average",100,95,90,85,80,"TMY_highPVBatt_LowDiesel_32_PBD_residential",100,95,90,85,80]
["PV kW",7.5209999999999999,7.5209999999999999,7.5209999999999999,7.5209999999999999,7.5209999999999999,null,4.7140000000000004,4.7140000000000004,4.7140000000000004,4.7140000000000004,4.7140000000000004,null,4.2229999999999999,4.2229999999999999,4.2229999999999999,4.2229999999999999,4.2229999999999999,null,2.4620000000000002,2.4620000000000002,2.4620000000000002,2.4620000000000002,2.4620000000000002]
["Battery kW",0,0,0,0,0,null,0,0,0,0,0,null,0,0,0,0,0,null,0,0,0,0,0]
["Battery kWh",0,0,0,0,0,null,0,0,0,0,0,null,0,0,0,0,0,null,0,0,0,0,0]
["Generator kW",6,6,6,6,6,null,7,7,7,7,7,null,8,8,8,8,8,null,12,12,12,12,12]
["PV capital cost",16545.385999999999,16545.385999999999,16545.385999999999,16545.385999999999,16545.385999999999,null,10369.766,10369.766,10369.766,10369.766,10369.766,null,9290.3139999999985,9290.3139999999985,9290.3139999999985,9290.3139999999985,9290.3139999999985,null,5415.3880000000008,5415.3880000000008,5415.3880000000008,5415.3880000000008,5415.3880000000008]
["PV O&M",2817.2039596599188,2817.2039596599188,2817.2039596599188,2817.2039596599188,2817.2039596599188,null,1765.673272049791,1765.673272049791,1765.673272049791,1765.673272049791,1765.673272049791,null,1581.8736043561621,1581.8736043561621,1581.8736043561621,1581.8736043561621,1581.8736043561621,null,922.08501613046735,922.08501613046735,922.08501613046735,922.08501613046735,922.08501613046735]
["Battery capital cost",0,0,0,0,0,null,0,0,0,0,0,null,0,0,0,0,0,null,0,0,0,0,0]
["Battery O&M",0,0,0,0,0,null,0,0,0,0,0,null,0,0,0,0,0,null,0,0,0,0,0]
["Diesel capital cost",2493.96,2493.96,2493.96,2493.96,2493.96,null,2909.62,2909.62,2909.62,2909.62,2909.62,null,3325.28,3325.28,3325.28,3325.28,3325.28,null,4987.92,4987.92,4987.92,4987.92,4987.92]
["Diesel O&M (kW)",1277.0345580000001,1277.0345580000001,1277.0345580000001,1277.0345580000001,1277.0345580000001,null,1489.8736510000001,1489.8736510000001,1489.8736510000001,1489.8736510000001,1489.8736510000001,null,1702.7127439999999,1702.7127439999999,1702.7127439999999,1702.7127439999999,1702.7127439999999,null,2554.0691160000001,2554.0691160000001,2554.0691160000001,2554.0691160000001,2554.0691160000001]
["Diesel O&M (kWh)",1939.806982747466,1746.8700271550581,1553.9330699961549,1360.996113620472,1168.0591547436859,null,2666.3274903926399,2473.3190626495489,2280.3106349064519,2087.30220716335,1894.293779420246,null,2785.8186818196309,2592.8102540765208,2399.8018263334129,2206.7933985903001,2013.784970847187,null,3240.6928538651268,3047.6129547545961,2854.5330556440672,2661.4531565335369,2468.3732574230098]
["Fuel cost",27298.099179812831,24582.97741973287,21867.855637608271,19152.733866505601,16437.61206020596,null,37522.120976958751,34805.993418943581,32089.865860928341,29373.738302913021,26657.610744897669,null,39203.67095780684,36487.543399791422,33771.415841776012,31055.288283760539,28339.16072574506,null,45604.926532856873,42887.793187928772,40170.659843000692,37453.526498072577,34736.39315314452]
["REopt LCC",52373.1,49464.9,46556.7,43648.4,40740.199999999997,null,56725.7,53816.4,50907,47997.7,45088.4,null,57892.1,54982.7,52073.4,49164.1,46254.8,null,62727.7,59817.3,56906.9,53996.5,51086.1]
[]
["TMY_highPVBatt_LowDiesel_32_PB_business",100,95,90,85,80,"TMY_highPVBatt_LowDiesel_32_PB_nrel",100,95,90,85,80,"TMY_highPVBatt_LowDiesel_32_PB_average",100,95,90,85,80,"TMY_highPVBatt_LowDiesel_32_PB_residential",100,95,90,85,80]
["PV kW",27.556999999999999,16.558,15.432,14.471,13.548999999999999,null,27.913,17.257999999999999,16.222000000000001,15.265000000000001,14.284000000000001,null,29.071000000000002,17.405999999999999,16.353999999999999,15.375999999999999,14.394,null,29.948,18.045000000000002,16.891999999999999,15.802,14.808999999999999]
["Battery kW",4.76,4.1740000000000004,3.1360000000000001,2.508,2.056,null,5.71,5.0670000000000002,4.4119999999999999,4.0359999999999996,3.6509999999999998,null,6.78,5.8280000000000003,4.9290000000000003,4.2309999999999999,3.8530000000000002,null,10.62,9.1709999999999994,7.4550000000000001,6.4580000000000002,5.5449999999999999]
["Battery kWh",30.103999999999999,27.338000000000001,23.96,20.413,16.779,null,48.96,44.012999999999998,40.512999999999998,36.618000000000002,32.808999999999997,null,48.58,45.923999999999999,42.326999999999998,38.741,34.923000000000002,null,56.058999999999997,53.347999999999999,49.658999999999999,45.997999999999998,42.256999999999998]
["Generator kW",0,0,0,0,0,null,0,0,0,0,0,null,0,0,0,0,0,null,0,0,0,0,0]
["PV capital cost",60624.52,36427.379999999997,33951.06,31835.98,29808.240000000002,null,61409.04,37967.82,35688.839999999997,33582.120000000003,31423.7,null,63955.32,38292.32,35979.019999999997,33826.32,31667.46,null,65886.48,39698.120000000003,37162.400000000001,34764.839999999997,32580.240000000002]
["PV O&M",10322.61428028829,6202.5364156530723,5780.8902534308654,5420.7528863729121,5075.4870124210574,null,10456.19550048058,6464.8290975898071,6076.7842686576969,5718.0703694537278,5350.5534453632808,null,10889.75384105981,6520.0821261326082,6126.1935870630878,5759.6506146622078,5392.0587712110246,null,11218.574915330109,6759.4494836841286,6327.6892077625598,5919.453611112096,5547.4789850578572]
["Battery capital cost",33133.271861399997,29879.684970513001,25450.382899301399,21452.292809951399,17625.2024088086,null,51021.732427400013,45772.494317353798,41776.6800596904,37829.431311922403,33942.767536888998,null,52197.250111200003,48523.457461508202,44098.425847592,39967.688375027603,36083.4869407886,null,64176.846115799999,59753.963632737403,54096.311752858201,49477.144151134402,44905.5619122516]
["Battery O&M",7688.7952074975601,6982.2630679384802,6119.5751426271599,5213.595745799641,4285.5236511187204,null,12504.773473318321,11241.2244002508,10347.19804688616,9352.46474827764,8379.5942813020793,null,12407.71884691032,11729.40917108304,10810.58280660204,9894.7957843690801,8919.7032772626007,null,14317.983760840199,13625.499001419121,12683.251823144399,11748.2071197768,10792.678782098879]
["Diesel capital cost",0,0,0,0,0,null,0,0,0,0,0,null,0,0,0,0,0,null,0,0,0,0,0]
["Diesel O&M (kW)",0,0,0,0,0,null,0,0,0,0,0,null,0,0,0,0,0,null,0,0,0,0,0]
["Diesel O&M (kWh)",0,0,0,0,0,null,0,0,0,0,0,null,0,0,0,0,0,null,0,0,0,0,0]
["Fuel cost",0,0,0,0,0,null,0,0,0,0,0,null,0,0,0,0,0,null,0,0,0,0,0]
["REopt LCC",111769,79492,71302,63922.7,56794.400000000001,null,135392,101447,93889.600000000006,86482.1,79096.7,null,139450,105065,97014.2,89448.5,82062.7,null,155600,119837,110270,101910,93826.1]
[]
["TMY_highPVBatt_LowDiesel_32_D_business",100,95,90,85,80,"TMY_highPVBatt_LowDiesel_32_D_nrel",100,95,90,85,80,"TMY_highPVBatt_LowDiesel_32_D_average",100,95,90,85,80,"TMY_highPVBatt_LowDiesel_32_D_residential",100,95,90,85,80]
["PV kW",0,0,0,0,0,null,0,0,0,0,0,null,0,0,0,0,0,null,0,0,0,0,0]
["Battery kW",0,0,0,0,0,null,0,0,0,0,0,null,0,0,0,0,0,null,0,0,0,0,0]
["Battery kWh",0,0,0,0,0,null,0,0,0,0,0,null,0,0,0,0,0,null,0,0,0,0,0]
["Generator kW",6,6,6,6,6,null,7,7,7,7,7,null,8,8,8,8,8,null,12,12,12,12,12]
["PV capital cost",0,0,0,0,0,null,0,0,0,0,0,null,0,0,0,0,0,null,0,0,0,0,0]
["PV O&M",0,0,0,0,0,null,0,0,0,0,0,null,0,0,0,0,0,null,0,0,0,0,0]
["Battery capital cost",0,0,0,0,0,null,0,0,0,0,0,null,0,0,0,0,0,null,0,0,0,0,0]
["Battery O&M",0,0,0,0,0,null,0,0,0,0,0,null,0,0,0,0,0,null,0,0,0,0,0]
["Diesel capital cost",2493.96,2493.96,2493.96,2493.96,2493.96,null,2909.62,2909.62,2909.62,2909.62,2909.62,null,3325.28,3325.28,3325.28,3325.28,3325.28,null,4987.92,4987.92,4987.92,4987.92,4987.92]
["Diesel O&M (kW)",1277.0345580000001,1277.0345580000001,1277.0345580000001,1277.0345580000001,1277.0345580000001,null,1489.8736510000001,1489.8736510000001,1489.8736510000001,1489.8736510000001,1489.8736510000001,null,1702.7127439999999,1702.7127439999999,1702.7127439999999,1702.7127439999999,1702.7127439999999,null,2554.0691160000001,2554.0691160000001,2554.0691160000001,2554.0691160000001,2554.0691160000001]
["Diesel O&M (kWh)",3858.7391275132431,3665.8021711376141,3472.865214761955,3279.9282583862901,3086.9913020106392,null,3860.1685548619098,3667.160127118842,3474.1516993757668,3281.143271632684,3088.1348438895948,null,3860.1685548619221,3667.160127118836,3474.1516993757391,3281.1432716326431,3088.134843889542,null,3861.5979822105428,3668.518083100028,3475.4381839895,3282.3582848789779,3089.2783857684481]
["Fuel cost",54302.435422047427,51587.313650945507,48872.191879843173,46157.070108740787,43441.948337638569,null,54322.551160304538,51606.423602289688,48890.296044274757,46174.168486259718,43458.040928244562,null,54322.551160304713,51606.423602289608,48890.296044274357,46174.168486259121,43458.040928243812,null,54342.666898561147,51625.533553633257,48908.400208705192,46191.266863777229,43474.133518849128]
["REopt LCC",61935.6,59027.4,56119.199999999997,53210.9,50302.7,null,62585.599999999999,59676.3,56767,53857.7,50948.4,null,63214.1,60304.800000000003,57395.5,54486.1,51576.800000000003,null,65749.5,62839.1,59928.7,57018.3,54107.9]
[]
["TMY_medPVBatt_HighDiesel_44_PBD_business",100,95,90,85,80,"TMY_medPVBatt_HighDiesel_44_PBD_nrel",100,95,90,85,80,"TMY_medPVBatt_HighDiesel_44_PBD_average",100,95,90,85,80,"TMY_medPVBatt_HighDiesel_44_PBD_residential",100,95,90,85,80]
["PV kW",14.339,14.304,14.339,14.23,13.516,null,9.2460000000000004,9.2370000000000001,9.1159999999999997,9.2140000000000004,9.2370000000000001,null,9.6199999999999992,9.5120000000000005,9.6199999999999992,9.532,9.5419999999999998,null,9.2200000000000006,9.2200000000000006,9.1020000000000003,9.2200000000000006,9.17]
["Battery kW",2.4380000000000002,2.4249999999999998,2.4380000000000002,2.395,2.0870000000000002,null,1.7210000000000001,1.7170000000000001,1.6779999999999999,1.714,1.7170000000000001,null,2.0059999999999998,1.9770000000000001,2.0059999999999998,1.984,1.988,null,2.5680000000000001,2.5680000000000001,2.5230000000000001,2.5680000000000001,2.5489999999999999]
["Battery kWh",19.977,19.84,19.977,19.568999999999999,16.818999999999999,null,13.496,13.464,12.946999999999999,13.37,13.464,null,16.600999999999999,16.132999999999999,16.600999999999999,16.283000000000001,16.323,null,21.273,21.273,20.85,21.273,21.096]
["Generator kW",6,6,6,6,6,null,7,7,7,7,7,null,8,8,8,8,8,null,12,12,12,12,12]
["PV capital cost",25810.2,25747.74,25810.2,25613.46,24328.26,null,16642.962,16627.194,16409.538,16586.027999999998,16627.194,null,17315.441999999999,17121.671999999999,17315.441999999999,17157.330000000002,17175.905999999999,null,16595.748,16595.748,16383.438,16595.748,16506.558000000001]
["PV O&M",4394.7356465188795,4384.1005027198562,4394.7356465188795,4361.2364759934226,4142.403834134544,null,2833.818349530773,2831.1335120760341,2794.0729475752269,2824.1241247940839,2831.1335120760341,null,2948.3223761392851,2915.3289112987968,2948.3223761392851,2921.4004444013531,2924.5634035946068,null,2825.7791615812521,2825.7791615812521,2789.6288673133881,2825.7791615812521,2810.592666617516]
["Battery capital cost",16604.779524918449,16494.15774669555,16604.779524918449,16272.05886793575,14015.424626173201,null,11295.194995840249,11269.771091288951,10864.4263583292,11199.710036173899,11269.771091288951,null,13776.8663912927,13417.867329796751,13776.8663912927,13530.5883872376,13563.5658107204,null,17652.682994739051,17652.682994739051,17307.175887697351,17652.682994739051,17507.9596913362]
["Battery O&M",4251.8865608610004,4222.7063212106996,4251.8865608610004,4164.9843591891004,3579.6555695297998,null,2872.4125474000998,2865.7506837892001,2755.5213175244999,2845.6373895007,2865.7506837892001,null,3533.3417828930001,3433.7118034597001,3533.3417828930001,3465.744086956201,3474.2789345854999,null,4527.8324449354996,4527.8324449354996,4437.6312373220999,4527.8324449354996,4490.0747898373002]
["Diesel capital cost",4156.62,4156.62,4156.62,4156.62,4156.62,null,4849.3899999999994,4849.3899999999994,4849.3899999999994,4849.3899999999994,4849.3899999999994,null,5542.16,5542.16,5542.16,5542.16,5542.16,null,8313.24,8313.24,8313.24,8313.24,8313.24]
["Diesel O&M (kW)",1277.0345580000001,1277.0345580000001,1277.0345580000001,1277.0345580000001,1277.0345580000001,null,1489.8736510000001,1489.8736510000001,1489.8736510000001,1489.8736510000001,1489.8736510000001,null,1702.7127439999999,1702.7127439999999,1702.7127439999999,1702.7127439999999,1702.7127439999999,null,2554.0691160000001,2554.0691160000001,2554.0691160000001,2554.0691160000001,2554.0691160000001]
["Diesel O&M (kWh)",603.74112817008051,417.91874267399351,217.86737114252949,46.645845938595293,0,null,1764.89956834134,1573.5675206644939,1406.283641101486,1192.1707581006831,994.54227367218789,null,1713.8637348384759,1543.735303004418,1327.846874762643,1151.4716971332221,956.35358434466605,null,1873.6175251074219,1680.537602786118,1510.2587908957371,1294.377829518962,1110.8575447676701]
["Fuel cost",17523.40942603751,12129.969109257259,6323.5366400771418,1353.882017087969,0,null,51225.693080776298,45672.336432827367,40816.970821338437,34602.407099989039,28866.298219375909,null,49744.392960341538,44806.465052276173,38540.366650315707,33421.1287750392,27757.8826960568,null,54381.199935425451,48777.111737825333,43834.819092667363,37568.93741427669,32242.314897392389]
["REopt LCC",74622.899999999994,68830.600000000006,63036.800000000003,57246,51499.4,null,92975.7,87180.4,81387.3,75590.3,69794.8,null,96278.5,90485,84688.1,78893.399999999994,73098.2,null,108726,102928,97131.4,91333.6,85536.3]
[]
["TMY_medPVBatt_HighDiesel_44_PB_business",100,95,90,85,80,"TMY_medPVBatt_HighDiesel_44_PB_nrel",100,95,90,85,80,"TMY_medPVBatt_HighDiesel_44_PB_average",100,95,90,85,80,"TMY_medPVBatt_HighDiesel_44_PB_residential",100,95,90,85,80]
["PV kW",27.556999999999999,16.48,15.413,14.46,13.516,null,27.913,17.238,16.199000000000002,15.238,14.260999999999999,null,29.071000000000002,17.395,16.334,15.34,14.362,null,29.948,18.036999999999999,16.864000000000001,15.779,14.788]
["Battery kW",4.76,4.2240000000000002,3.1429999999999998,2.5169999999999999,2.0870000000000002,null,5.71,5.0780000000000003,4.4790000000000001,4.093,3.6989999999999998,null,6.78,5.8419999999999996,4.944,4.2629999999999999,3.8780000000000001,null,10.62,9.1890000000000001,7.4740000000000002,6.4710000000000001,5.5579999999999998]
["Battery kWh",30.103999999999999,27.457000000000001,23.992999999999999,20.428000000000001,16.818999999999999,null,48.96,44.046999999999997,40.484000000000002,36.610999999999997,32.802999999999997,null,48.58,45.930999999999997,42.353000000000002,38.786000000000001,34.966999999999999,null,56.058999999999997,53.344000000000001,49.7,46.036999999999999,42.287999999999997]
["Generator kW",0,0,0,0,0,null,0,0,0,0,0,null,0,0,0,0,0,null,0,0,0,0,0]
["PV capital cost",49601.88,29664.18,27744.12,26027.82,24328.26,null,50243.76,31027.68,29158.92,27428.94,25669.26,null,52327.079999999987,31310.639999999999,29401.919999999998,27611.279999999999,25851.78,null,53907.12,32466.78,30355.919999999998,28402.02,26617.86]
["PV O&M",8445.7753202358726,5050.9577326309918,4724.0266695065284,4431.7900812538073,4142.403834134544,null,8555.0690458477438,5283.1226152753916,4964.9264685276476,4670.3605692411365,4370.7376131049441,null,8909.7985972307524,5331.3025750796169,5006.3023882068474,4701.4078334152318,4401.815526108433,null,9178.8340216337274,5528.160006264432,5168.7411839844481,4836.0481409342883,4532.2569440007837]
["Battery capital cost",26170.846543799998,23746.114165689651,20169.8784463552,17004.412596938899,14015.424626173201,null,40414.550496049997,36295.804551430148,33161.793878483251,30033.43543915125,26943.528822354801,null,41279.515308900001,38427.443468718848,34965.778839835701,31740.65911138555,28652.08149543605,null,50592.385298099987,47171.794704512613,42799.359214410149,39166.960908211848,35569.544411622352]
["Battery O&M",6407.3293395812998,5844.0081121382,5106.6270744397007,4347.8344239853996,3579.6555695297998,null,10420.644561098599,9374.8596776431004,8616.6629766492006,7792.2094660044004,6981.7820515883004,null,10339.7657057586,9775.8485288551001,9014.4379575569001,8255.2834806444989,7442.4084166589,null,11931.6531340335,11353.709860901299,10578.124206009301,9798.4733244409999,9000.645984330502]
["Diesel capital cost",0,0,0,0,0,null,0,0,0,0,0,null,0,0,0,0,0,null,0,0,0,0,0]
["Diesel O&M (kW)",0,0,0,0,0,null,0,0,0,0,0,null,0,0,0,0,0,null,0,0,0,0,0]
["Diesel O&M (kWh)",0,0,0,0,0,null,0,0,0,0,0,null,0,0,0,0,0,null,0,0,0,0,0]
["Fuel cost",0,0,0,0,0,null,0,0,0,0,0,null,0,0,0,0,0,null,0,0,0,0,0]
["REopt LCC",90626.3,64305.599999999999,57744.800000000003,51812.1,46066,null,109634,81981.8,75902.399999999994,69925.2,63965.5,null,112856,84845.5,78388.600000000006,72308.800000000003,66348.2,null,125610,96520.8,88902.399999999994,82203.7,75720.399999999994]
[]
["TMY_medPVBatt_HighDiesel_44_D_business",100,95,90,85,80,"TMY_medPVBatt_HighDiesel_44_D_nrel",100,95,90,85,80,"TMY_medPVBatt_HighDiesel_44_D_average",100,95,90,85,80,"TMY_medPVBatt_HighDiesel_44_D_residential",100,95,90,85,80]
["PV kW",0,0,0,0,0,null,0,0,0,0,0,null,0,0,0,0,0,null,0,0,0,0,0]
["Battery kW",0,0,0,0,0,null,0,0,0,0,0,null,0,0,0,0,0,null,0,0,0,0,0]
["Battery kWh",0,0,0,0,0,null,0,0,0,0,0,null,0,0,0,0,0,null,0,0,0,0,0]
["Generator kW",6,6,6,6,6,null,7,7,7,7,7,null,8,8,8,8,8,null,12,12,12,12,12]
["PV capital cost",0,0,0,0,0,null,0,0,0,0,0,null,0,0,0,0,0,null,0,0,0,0,0]
["PV O&M",0,0,0,0,0,null,0,0,0,0,0,null,0,0,0,0,0,null,0,0,0,0,0]
["Battery capital cost",0,0,0,0,0,null,0,0,0,0,0,null,0,0,0,0,0,null,0,0,0,0,0]
["Battery O&M",0,0,0,0,0,null,0,0,0,0,0,null,0,0,0,0,0,null,0,0,0,0,0]
["Diesel capital cost",4156.62,4156.62,4156.62,4156.62,4156.62,null,4849.3899999999994,4849.3899999999994,4849.3899999999994,4849.3899999999994,4849.3899999999994,null,5542.16,5542.16,5542.16,5542.16,5542.16,null,8313.24,8313.24,8313.24,8313.24,8313.24]
["Diesel O&M (kW)",1277.0345580000001,1277.0345580000001,1277.0345580000001,1277.0345580000001,1277.0345580000001,null,1489.8736510000001,1489.8736510000001,1489.8736510000001,1489.8736510000001,1489.8736510000001,null,1702.7127439999999,1702.7127439999999,1702.7127439999999,1702.7127439999999,1702.7127439999999,null,2554.0691160000001,2554.0691160000001,2554.0691160000001,2554.0691160000001,2554.0691160000001]
["Diesel O&M (kWh)",3858.7391275132431,3665.8021711376141,3472.8652147619518,3279.9282583862901,3086.9913020106392,null,3860.1685548619098,3667.160127118837,3474.1516993757682,3281.1432716326872,3088.1348438895948,null,3860.1685548619221,3667.1601271188292,3474.15169937574,3281.1432716326422,3088.1348438895411,null,3861.5979822105428,3668.5180831000248,3475.4381839895,3282.358284878977,3089.2783857684472]
["Fuel cost",111998.7730579729,106398.8344050751,100798.8957521765,95198.957099277875,89599.018446379545,null,112040.2617681281,106438.2486797223,100836.2355913167,95234.222502910707,89632.20941450441,null,112040.2617681284,106438.24867972211,100836.2355913159,95234.222502909426,89632.209414502853,null,112081.7504782824,106477.6629543685,100873.5754304545,95269.487906540497,89665.400382626292]
["REopt LCC",121295,115502,109709,103915,98122.4,null,122243,116448,110653,104858,99062.3,null,123149,117353,111558,105763,99967.9,null,126814,121017,115219,109422,103624]
[]
["TMY_medPVBatt_HighDiesel_36_PBD_business",100,95,90,85,80,"TMY_medPVBatt_HighDiesel_36_PBD_nrel",100,95,90,85,80,"TMY_medPVBatt_HighDiesel_36_PBD_average",100,95,90,85,80,"TMY_medPVBatt_HighDiesel_36_PBD_residential",100,95,90,85,80]
["PV kW",9.3219999999999992,9.3219999999999992,9.3350000000000009,9.3219999999999992,9.3360000000000003,null,5.8840000000000003,5.9450000000000003,5.9009999999999998,5.9109999999999996,5.9450000000000003,null,5.3239999999999998,5.3869999999999996,5.3849999999999998,5.3739999999999997,5.3579999999999997,null,4.0750000000000002,4.077,4.0810000000000004,4.0830000000000002,4.0730000000000004]
["Battery kW",0.26200000000000001,0.26200000000000001,0.26500000000000001,0.26200000000000001,0.26500000000000001,null,0.156,0.159,0.17,0.16300000000000001,0.159,null,0.159,0.16900000000000001,0.16500000000000001,0.16500000000000001,0.16800000000000001,null,0.36399999999999999,0.36499999999999999,0.36599999999999999,0.36699999999999999,0.36599999999999999]
["Battery kWh",1.33,1.33,1.337,1.33,1.351,null,0.72399999999999998,0.82199999999999995,0.81,0.78200000000000003,0.82199999999999995,null,0.80200000000000005,0.89,0.88900000000000001,0.877,0.86399999999999999,null,2.0910000000000002,2.0960000000000001,2.105,2.1110000000000002,2.0939999999999999]
["Generator kW",6,6,6,6,6,null,7,7,7,7,7,null,8,8,8,8,8,null,12,12,12,12,12]
["PV capital cost",16779.653999999999,16779.653999999999,16802.856,16779.653999999999,16803.918000000001,null,10591.236000000001,10700.748,10621.44,10640.232,10700.748,null,9583.65,9696.2039999999997,9693.36,9672.6959999999999,9644.2559999999994,null,7335.072000000001,7337.9699999999993,7344.9179999999988,7348.9679999999989,7331.634]
["PV O&M",2857.093070571058,2857.093070571058,2861.043704679686,2857.093070571058,2861.2245327730998,null,1803.383251191158,1822.029998993251,1808.5261247631361,1811.7258625516611,1822.029998993251,null,1631.8202989035599,1650.9850119223779,1650.5007604179841,1646.982274803782,1642.139759759847,null,1248.9520572557569,1249.4455034089681,1250.6285482234989,1251.318146884819,1248.3666646143699]
["Battery capital cost",1211.316158542875,1211.316158542875,1218.1743911697549,1211.316158542875,1228.3342353952551,null,673.46393924056997,745.79145646984489,748.31715775832504,720.95770181908006,745.79145646984489,null,731.18488680468499,803.63679034009999,798.96527514441993,790.39936049283006,784.18549395311004,null,1853.7631463309151,1857.5509575200999,1865.21246777392,1870.21268779811,1857.41954589788]
["Battery O&M",283.09302081743999,283.09302081743999,284.47434653100999,283.09302081743999,287.52220234277002,null,154.19724041845399,174.96714330885899,172.36731378786399,166.41377867846799,174.96714330885899,null,170.74186163462301,189.42423870088399,189.27014319755199,186.743317485456,183.94384489522699,null,445.14019266392012,446.06817110940011,448.08162892918,449.36079187810998,445.59353993201012]
["Diesel capital cost",4156.62,4156.62,4156.62,4156.62,4156.62,null,4849.3899999999994,4849.3899999999994,4849.3899999999994,4849.3899999999994,4849.3899999999994,null,5542.16,5542.16,5542.16,5542.16,5542.16,null,8313.24,8313.24,8313.24,8313.24,8313.24]
["Diesel O&M (kW)",1277.0345580000001,1277.0345580000001,1277.0345580000001,1277.0345580000001,1277.0345580000001,null,1489.8736510000001,1489.8736510000001,1489.8736510000001,1489.8736510000001,1489.8736510000001,null,1702.7127439999999,1702.7127439999999,1702.7127439999999,1702.7127439999999,1702.7127439999999,null,2554.0691160000001,2554.0691160000001,2554.0691160000001,2554.0691160000001,2554.0691160000001]
["Diesel O&M (kWh)",1667.557417649374,1474.594897543622,1280.2456383866049,1088.7210963524101,893.78707430971576,null,2491.244063095186,2289.0107078569772,2099.9901297590941,1907.401483829349,1709.98543982659,null,2617.60323180368,2415.442651532001,2222.701833518312,2031.0972675366261,1839.8742290951579,null,2950.6802982450849,2757.281520099149,2563.4967004200612,2369.9752376575452,2178.511172873451]
["Fuel cost",39600.299181083727,35017.924117983879,30402.61748639054,25854.390789785772,21225.197508786689,null,59160.787621174029,54358.253515262128,49869.489671310686,45295.993180588179,40607.858113745773,null,62161.500419527292,57360.694536234303,52783.584340827692,48233.45727651818,43692.390532758101,null,70071.243941300709,65478.508845779441,60876.606233717299,56280.957686778973,51734.16717292407]
["REopt LCC",67834.2,63058.6,58284.2,53508.9,48734.400000000001,null,81215.7,76432.100000000006,71661.2,66883.600000000006,62102.1,null,84143.6,79363.3,74585.100000000006,69808,65033.2,null,94774.6,89996.3,85218.3,80440,75664.7]
[]
["TMY_medPVBatt_HighDiesel_36_PB_business",100,95,90,85,80,"TMY_medPVBatt_HighDiesel_36_PB_nrel",100,95,90,85,80,"TMY_medPVBatt_HighDiesel_36_PB_average",100,95,90,85,80,"TMY_medPVBatt_HighDiesel_36_PB_residential",100,95,90,85,80]
["PV kW",27.556999999999999,16.48,15.413,14.46,13.516,null,27.913,17.238,16.199000000000002,15.238,14.260999999999999,null,29.071000000000002,17.395,16.334,15.34,14.362,null,29.948,18.036999999999999,16.864000000000001,15.779,14.788]
["Battery kW",4.76,4.2240000000000002,3.1429999999999998,2.5169999999999999,2.0870000000000002,null,5.71,5.0780000000000003,4.4790000000000001,4.093,3.6989999999999998,null,6.78,5.8419999999999996,4.944,4.2629999999999999,3.8780000000000001,null,10.62,9.1890000000000001,7.4740000000000002,6.4710000000000001,5.5579999999999998]
["Battery kWh",30.103999999999999,27.457000000000001,23.992999999999999,20.428000000000001,16.818999999999999,null,48.96,44.046999999999997,40.484000000000002,36.610999999999997,32.802999999999997,null,48.58,45.930999999999997,42.353000000000002,38.786000000000001,34.966999999999999,null,56.058999999999997,53.344000000000001,49.7,46.036999999999999,42.287999999999997]
["Generator kW",0,0,0,0,0,null,0,0,0,0,0,null,0,0,0,0,0,null,0,0,0,0,0]
["PV capital cost",49601.88,29664.18,27744.12,26027.82,24328.26,null,50243.76,31027.68,29158.92,27428.94,25669.26,null,52327.079999999987,31310.639999999999,29401.919999999998,27611.279999999999,25851.78,null,53907.12,32466.78,30355.919999999998,28402.02,26617.86]
["PV O&M",8445.7753202358726,5050.9577326309918,4724.0266695065284,4431.7900812538073,4142.403834134544,null,8555.0690458477438,5283.1226152753916,4964.9264685276476,4670.3605692411365,4370.7376131049441,null,8909.7985972307524,5331.3025750796169,5006.3023882068474,4701.4078334152318,4401.815526108433,null,9178.8340216337274,5528.160006264432,5168.7411839844481,4836.0481409342883,4532.2569440007837]
["Battery capital cost",26170.846543799998,23746.114165689651,20169.8784463552,17004.412596938899,14015.424626173201,null,40414.550496049997,36295.804551430148,33161.793878483251,30033.43543915125,26943.528822354801,null,41279.515308900001,38427.443468718848,34965.778839835701,31740.65911138555,28652.08149543605,null,50592.385298099987,47171.794704512613,42799.359214410149,39166.960908211848,35569.544411622352]
["Battery O&M",6407.3293395812998,5844.0081121382,5106.6270744397007,4347.8344239853996,3579.6555695297998,null,10420.644561098599,9374.8596776431004,8616.6629766492006,7792.2094660044004,6981.7820515883004,null,10339.7657057586,9775.8485288551001,9014.4379575569001,8255.2834806444989,7442.4084166589,null,11931.6531340335,11353.709860901299,10578.124206009301,9798.4733244409999,9000.645984330502]
["Diesel capital cost",0,0,0,0,0,null,0,0,0,0,0,null,0,0,0,0,0,null,0,0,0,0,0]
["Diesel O&M (kW)",0,0,0,0,0,null,0,0,0,0,0,null,0,0,0,0,0,null,0,0,0,0,0]
["Diesel O&M (kWh)",0,0,0,0,0,null,0,0,0,0,0,null,0,0,0,0,0,null,0,0,0,0,0]
["Fuel cost",0,0,0,0,0,null,0,0,0,0,0,null,0,0,0,0,0,null,0,0,0,0,0]
["REopt LCC",90626.3,64305.599999999999,57744.800000000003,51812.1,46066,null,109634,81981.8,75902.399999999994,69925.2,63965.5,null,112856,84845.5,78388.600000000006,72308.800000000003,66348.2,null,125610,96520.8,88902.399999999994,82203.7,75720.399999999994]
[]
["TMY_medPVBatt_HighDiesel_36_D_business",100,95,90,85,80,"TMY_medPVBatt_HighDiesel_36_D_nrel",100,95,90,85,80,"TMY_medPVBatt_HighDiesel_36_D_average",100,95,90,85,80,"TMY_medPVBatt_HighDiesel_36_D_residential",100,95,90,85,80]
["PV kW",0,0,0,0,0,null,0,0,0,0,0,null,0,0,0,0,0,null,0,0,0,0,0]
["Battery kW",0,0,0,0,0,null,0,0,0,0,0,null,0,0,0,0,0,null,0,0,0,0,0]
["Battery kWh",0,0,0,0,0,null,0,0,0,0,0,null,0,0,0,0,0,null,0,0,0,0,0]
["Generator kW",6,6,6,6,6,null,7,7,7,7,7,null,8,8,8,8,8,null,12,12,12,12,12]
["PV capital cost",0,0,0,0,0,null,0,0,0,0,0,null,0,0,0,0,0,null,0,0,0,0,0]
["PV O&M",0,0,0,0,0,null,0,0,0,0,0,null,0,0,0,0,0,null,0,0,0,0,0]
["Battery capital cost",0,0,0,0,0,null,0,0,0,0,0,null,0,0,0,0,0,null,0,0,0,0,0]
["Battery O&M",0,0,0,0,0,null,0,0,0,0,0,null,0,0,0,0,0,null,0,0,0,0,0]
["Diesel capital cost",4156.62,4156.62,4156.62,4156.62,4156.62,null,4849.3899999999994,4849.3899999999994,4849.3899999999994,4849.3899999999994,4849.3899999999994,null,5542.16,5542.16,5542.16,5542.16,5542.16,null,8313.24,8313.24,8313.24,8313.24,8313.24]
["Diesel O&M (kW)",1277.0345580000001,1277.0345580000001,1277.0345580000001,1277.0345580000001,1277.0345580000001,null,1489.8736510000001,1489.8736510000001,1489.8736510000001,1489.8736510000001,1489.8736510000001,null,1702.7127439999999,1702.7127439999999,1702.7127439999999,1702.7127439999999,1702.7127439999999,null,2554.0691160000001,2554.0691160000001,2554.0691160000001,2554.0691160000001,2554.0691160000001]
["Diesel O&M (kWh)",3858.7391275132431,3665.8021711376141,3472.8652147619518,3279.9282583862901,3086.9913020106392,null,3860.1685548619098,3667.1601271188401,3474.151699375765,3281.1432716326808,3088.1348438895948,null,3860.1685548619221,3667.1601271188342,3474.1516993757391,3281.1432716326431,3088.1348438895411,null,3861.5979822105428,3668.518083100028,3475.4381839895,3282.3582848789788,3089.2783857684481]
["Fuel cost",91635.359774705052,87053.591785970566,82471.823797235324,77890.055808500067,73308.287819765086,null,91669.305083013911,87085.839828863813,82502.374574713598,77918.90932056318,73335.444066412703,null,91669.305083014187,87085.839828863682,82502.374574712972,77918.909320562263,73335.444066411408,null,91703.250391321941,87118.087871756099,82532.925352190025,77947.762832624096,73362.60031305789]
["REopt LCC",100931,96156.3,91381.4,86606.6,81831.7,null,101872,97095.5,92318.9,87542.2,82765.5,null,102778,98001.1,93224.4,88447.8,83671.100000000006,null,106435,101657,96878.5,92100.1,87321.7]
[]
["TMY_medPVBatt_HighDiesel_32_PBD_business",100,95,90,85,80,"TMY_medPVBatt_HighDiesel_32_PBD_nrel",100,95,90,85,80,"TMY_medPVBatt_HighDiesel_32_PBD_average",100,95,90,85,80,"TMY_medPVBatt_HighDiesel_32_PBD_residential",100,95,90,85,80]
["PV kW",8.8239999999999998,8.8239999999999998,8.8239999999999998,8.8239999999999998,8.8239999999999998,null,5.6260000000000003,5.6260000000000003,5.6260000000000003,5.6260000000000003,5.6260000000000003,null,5.07,5.07,5.07,5.07,5.07,null,3.71,3.71,3.71,3.71,3.71]
["Battery kW",0,0,0,0,0,null,0,0,0,0,0,null,0,0,0,0,0,null,5.5E-2,5.5E-2,5.5E-2,5.5E-2,5.5E-2]
["Battery kWh",0,0,0,0,0,null,0,0,0,0,0,null,0,0,0,0,0,null,0.312,0.312,0.312,0.312,0.312]
["Generator kW",6,6,6,6,6,null,7,7,7,7,7,null,8,8,8,8,8,null,12,12,12,12,12]
["PV capital cost",15883.56,15883.56,15883.56,15883.56,15883.56,null,10126.242,10126.242,10126.242,10126.242,10126.242,null,9126.7559999999994,9126.7559999999994,9126.7559999999994,9126.7559999999994,9126.7559999999994,null,6678.36,6678.36,6678.36,6678.36,6678.36]
["PV O&M",2704.5140032088639,2704.5140032088639,2704.5140032088639,2704.5140032088639,2704.5140032088639,null,1724.208130222805,1724.208130222805,1724.208130222805,1724.208130222805,1724.208130222805,null,1554.024375257846,1554.024375257846,1554.024375257846,1554.024375257846,1554.024375257846,null,1137.1328681019841,1137.1328681019841,1137.1328681019841,1137.1328681019841,1137.1328681019841]
["Battery capital cost",0,0,0,0,0,null,0,0,0,0,0,null,-2.2242036530000002E-9,0,0,0,0,null,277.07299554138751,277.07299554138751,277.07299554138751,277.07299554138751,277.07299554138751]
["Battery O&M",0,0,0,0,0,null,0,0,0,0,0,null,-6.7425934788749001E-10,0,0,0,0,null,66.469648743900009,66.469648743900009,66.469648743900009,66.469648743900009,66.469648743900009]
["Diesel capital cost",4156.62,4156.62,4156.62,4156.62,4156.62,null,4849.3899999999994,4849.3899999999994,4849.3899999999994,4849.3899999999994,4849.3899999999994,null,5542.16,5542.16,5542.16,5542.16,5542.16,null,8313.24,8313.24,8313.24,8313.24,8313.24]
["Diesel O&M (kW)",1277.0345580000001,1277.0345580000001,1277.0345580000001,1277.0345580000001,1277.0345580000001,null,1489.8736510000001,1489.8736510000001,1489.8736510000001,1489.8736510000001,1489.8736510000001,null,1702.7127439999999,1702.7127439999999,1702.7127439999999,1702.7127439999999,1702.7127439999999,null,2554.0691160000001,2554.0691160000001,2554.0691160000001,2554.0691160000001,2554.0691160000001]
["Diesel O&M (kWh)",1775.1700095807021,1582.233053205051,1389.296096829371,1196.35914182437,1003.422202778044,null,2548.7273005167472,2355.718872773652,2162.7104450305528,1969.702017287447,1776.6935895443451,null,2677.8892403828609,2484.880812639748,2291.872384896636,2098.863957153525,1905.855529410411,null,3066.4141578113808,2873.333442270301,2680.2536084904768,2487.1741971651732,2294.0945113134699]
["Fuel cost",37471.847003505653,33399.164346852333,29326.48169019838,25253.799062477949,21181.116771627221,null,53800.773415037613,49726.582078014777,45652.390740991847,41578.1994039688,37504.008066945833,null,56527.237034419173,52453.045697395974,48378.854360372767,44304.663023349618,40230.471686326397,null,64728.5620817987,60652.844830473739,56577.146192139517,52501.456471346122,48425.760955608537]
["REopt LCC",63270.3,59004.5,54738.7,50472.9,46207.1,null,74541.399999999994,70274.100000000006,66006.7,61739.3,57471.9,null,77133.100000000006,72865.7,68598.3,64331,60063.6,null,86823.8,82554.899999999994,78285.899999999994,74016.899999999994,69748]
[]
["TMY_medPVBatt_HighDiesel_32_PB_business",100,95,90,85,80,"TMY_medPVBatt_HighDiesel_32_PB_nrel",100,95,90,85,80,"TMY_medPVBatt_HighDiesel_32_PB_average",100,95,90,85,80,"TMY_medPVBatt_HighDiesel_32_PB_residential",100,95,90,85,80]
["PV kW",27.556999999999999,16.48,15.413,14.46,13.516,null,27.913,17.238,16.199000000000002,15.238,14.260999999999999,null,29.071000000000002,17.395,16.334,15.34,14.362,null,29.948,18.036999999999999,16.864000000000001,15.779,14.788]
["Battery kW",4.76,4.2240000000000002,3.1429999999999998,2.5169999999999999,2.0870000000000002,null,5.71,5.0780000000000003,4.4790000000000001,4.093,3.6989999999999998,null,6.78,5.8419999999999996,4.944,4.2629999999999999,3.8780000000000001,null,10.62,9.1890000000000001,7.4740000000000002,6.4710000000000001,5.5579999999999998]
["Battery kWh",30.103999999999999,27.457000000000001,23.992999999999999,20.428000000000001,16.818999999999999,null,48.96,44.046999999999997,40.484000000000002,36.610999999999997,32.802999999999997,null,48.58,45.930999999999997,42.353000000000002,38.786000000000001,34.966999999999999,null,56.058999999999997,53.344000000000001,49.7,46.036999999999999,42.287999999999997]
["Generator kW",0,0,0,0,0,null,0,0,0,0,0,null,0,0,0,0,0,null,0,0,0,0,0]
["PV capital cost",49601.88,29664.18,27744.12,26027.82,24328.26,null,50243.76,31027.68,29158.92,27428.94,25669.26,null,52327.079999999987,31310.639999999999,29401.919999999998,27611.279999999999,25851.78,null,53907.12,32466.78,30355.919999999998,28402.02,26617.86]
["PV O&M",8445.7753202358726,5050.9577326309918,4724.0266695065284,4431.7900812538073,4142.403834134544,null,8555.0690458477438,5283.1226152753916,4964.9264685276476,4670.3605692411365,4370.7376131049441,null,8909.7985972307524,5331.3025750796169,5006.3023882068474,4701.4078334152318,4401.815526108433,null,9178.8340216337274,5528.160006264432,5168.7411839844481,4836.0481409342883,4532.2569440007837]
["Battery capital cost",26170.846543799998,23746.114165689651,20169.8784463552,17004.412596938899,14015.424626173201,null,40414.550496049997,36295.804551430148,33161.793878483251,30033.43543915125,26943.528822354801,null,41279.515308900001,38427.443468718848,34965.778839835701,31740.65911138555,28652.08149543605,null,50592.385298099987,47171.794704512613,42799.359214410149,39166.960908211848,35569.544411622352]
["Battery O&M",6407.3293395812998,5844.0081121382,5106.6270744397007,4347.8344239853996,3579.6555695297998,null,10420.644561098599,9374.8596776431004,8616.6629766492006,7792.2094660044004,6981.7820515883004,null,10339.7657057586,9775.8485288551001,9014.4379575569001,8255.2834806444989,7442.4084166589,null,11931.6531340335,11353.709860901299,10578.124206009301,9798.4733244409999,9000.645984330502]
["Diesel capital cost",0,0,0,0,0,null,0,0,0,0,0,null,0,0,0,0,0,null,0,0,0,0,0]
["Diesel O&M (kW)",0,0,0,0,0,null,0,0,0,0,0,null,0,0,0,0,0,null,0,0,0,0,0]
["Diesel O&M (kWh)",0,0,0,0,0,null,0,0,0,0,0,null,0,0,0,0,0,null,0,0,0,0,0]
["Fuel cost",0,0,0,0,0,null,0,0,0,0,0,null,0,0,0,0,0,null,0,0,0,0,0]
["REopt LCC",90626.3,64305.599999999999,57744.800000000003,51812.1,46066,null,109634,81981.8,75902.399999999994,69925.2,63965.5,null,112856,84845.5,78388.600000000006,72308.800000000003,66348.2,null,125610,96520.8,88902.399999999994,82203.7,75720.399999999994]
[]
["TMY_medPVBatt_HighDiesel_32_D_business",100,95,90,85,80,"TMY_medPVBatt_HighDiesel_32_D_nrel",100,95,90,85,80,"TMY_medPVBatt_HighDiesel_32_D_average",100,95,90,85,80,"TMY_medPVBatt_HighDiesel_32_D_residential",100,95,90,85,80]
["PV kW",0,0,0,0,0,null,0,0,0,0,0,null,0,0,0,0,0,null,0,0,0,0,0]
["Battery kW",0,0,0,0,0,null,0,0,0,0,0,null,0,0,0,0,0,null,0,0,0,0,0]
["Battery kWh",0,0,0,0,0,null,0,0,0,0,0,null,0,0,0,0,0,null,0,0,0,0,0]
["Generator kW",6,6,6,6,6,null,7,7,7,7,7,null,8,8,8,8,8,null,12,12,12,12,12]
["PV capital cost",0,0,0,0,0,null,0,0,0,0,0,null,0,0,0,0,0,null,0,0,0,0,0]
["PV O&M",0,0,0,0,0,null,0,0,0,0,0,null,0,0,0,0,0,null,0,0,0,0,0]
["Battery capital cost",0,0,0,0,0,null,0,0,0,0,0,null,0,0,0,0,0,null,0,0,0,0,0]
["Battery O&M",0,0,0,0,0,null,0,0,0,0,0,null,0,0,0,0,0,null,0,0,0,0,0]
["Diesel capital cost",4156.62,4156.62,4156.62,4156.62,4156.62,null,4849.3899999999994,4849.3899999999994,4849.3899999999994,4849.3899999999994,4849.3899999999994,null,5542.16,5542.16,5542.16,5542.16,5542.16,null,8313.24,8313.24,8313.24,8313.24,8313.24]
["Diesel O&M (kW)",1277.0345580000001,1277.0345580000001,1277.0345580000001,1277.0345580000001,1277.0345580000001,null,1489.8736510000001,1489.8736510000001,1489.8736510000001,1489.8736510000001,1489.8736510000001,null,1702.7127439999999,1702.7127439999999,1702.7127439999999,1702.7127439999999,1702.7127439999999,null,2554.0691160000001,2554.0691160000001,2554.0691160000001,2554.0691160000001,2554.0691160000001]
["Diesel O&M (kWh)",3858.7391275132431,3665.8021711376141,3472.8652147619518,3279.9282583862901,3086.9913020106392,null,3860.1685548619098,3667.1601271188488,3474.151699375765,3281.143271632684,3088.1348438895948,null,3860.1685548619221,3667.160127118836,3474.15169937574,3281.1432716326422,3088.1348438895411,null,3861.5979822105428,3668.518083100028,3475.4381839895,3282.3582848789788,3089.2783857684481]
["Fuel cost",81453.653133071144,77380.970476418268,73308.287819764737,69235.605163111191,65162.92250645785,null,81483.826740456789,77409.635403434702,73335.444066412092,69261.25272938954,65187.06139236685,null,81483.826740457065,77409.635403434397,73335.444066411583,69261.252729388681,65187.061392365707,null,81514.000347841735,77438.300330449871,73362.600313057803,69286.900295665851,65211.200278273667]
["REopt LCC",90749.5,86483.7,82217.899999999994,77952.100000000006,73686.3,null,91686.7,87419.3,83151.899999999994,78884.5,74617.2,null,92592.3,88324.9,84057.5,79790.100000000006,75522.7,null,96246.1,91977.2,87708.2,83439.3,79170.3]
[]
["TMY_medPVBatt_MedDiesel_44_PBD_business",100,95,90,85,80,"TMY_medPVBatt_MedDiesel_44_PBD_nrel",100,95,90,85,80,"TMY_medPVBatt_MedDiesel_44_PBD_average",100,95,90,85,80,"TMY_medPVBatt_MedDiesel_44_PBD_residential",100,95,90,85,80]
["PV kW",9.4429999999999996,9.452,9.4540000000000006,9.4540000000000006,9.4700000000000006,null,5.9790000000000001,5.9960000000000004,5.99,6.0439999999999996,5.9980000000000002,null,5.4039999999999999,5.4829999999999997,5.4809999999999999,5.4589999999999996,5.4829999999999997,null,4.141,4.141,4.1420000000000003,4.1429999999999998,4.1420000000000003]
["Battery kW",0.32700000000000001,0.32800000000000001,0.32700000000000001,0.32700000000000001,0.32900000000000001,null,0.216,0.22,0.22700000000000001,0.22800000000000001,0.23200000000000001,null,0.20899999999999999,0.223,0.219,0.216,0.224,null,0.41799999999999998,0.41799999999999998,0.41799999999999998,0.41899999999999998,0.41799999999999998]
["Battery kWh",1.7090000000000001,1.718,1.7150000000000001,1.7150000000000001,1.7350000000000001,null,1.085,1.125,1.1359999999999999,1.2310000000000001,1.1850000000000001,null,1.1000000000000001,1.2290000000000001,1.2090000000000001,1.179,1.24,null,2.4390000000000001,2.4329999999999998,2.4409999999999998,2.444,2.4409999999999998]
["Generator kW",6,6,6,6,6,null,7,7,7,7,7,null,8,8,8,8,8,null,12,12,12,12,12]
["PV capital cost",16997.795999999998,17014.374,17016.984,17016.984,17045.784,null,10762.56,10792.638000000001,10782.45,10878.84,10795.788,null,9727.2899999999991,9870.0659999999989,9864.9359999999997,9826.9920000000002,9870.0659999999989,null,7453.8360000000002,7453.8360000000002,7455.7800000000007,7458.0120000000006,7455.9240000000009]
["PV O&M",2894.2363869112219,2897.0591440982248,2897.503552124409,2897.503552124409,2902.4073648271301,null,1832.554807006464,1837.6762263978669,1835.9415026542799,1852.353950793696,1838.2125809122269,null,1656.2780647583761,1680.588716232111,1679.715224594438,1673.2544513586049,1680.588716232111,null,1269.174154888598,1269.174154888598,1269.5051622460319,1269.885207730493,1269.529681309546]
["Battery capital cost",1545.13314859398,1553.1282467574699,1549.44823893223,1549.44823893223,1566.03206643869,null,989.75273367711509,1022.8043460571949,1036.9424055379,1105.971953877005,1077.35562682765,null,994.03641158808489,1098.50480353442,1080.50901540167,1055.8685812942899,1108.2105790237699,null,2154.3113060309702,2149.8810550309699,2156.375302208945,2158.7126256106499,2156.51196582081]
["Battery O&M",363.68028660003,365.59158165516999,364.94029403059,364.94029403059,369.36096199219998,null,230.91764555942001,239.39289824267999,241.69368883800999,262.01982221950999,252.19729807755999,null,234.17408368232,261.47708253235999,257.32033504607,250.90110800119001,263.98007026603989,null,519.07623679026005,517.73322211342997,519.59130739531997,520.17448651014001,519.62536165020003]
["Diesel capital cost",3325.32,3325.32,3325.32,3325.32,3325.32,null,3879.54,3879.54,3879.54,3879.54,3879.54,null,4433.76,4433.76,4433.76,4433.76,4433.76,null,6650.64,6650.64,6650.64,6650.64,6650.64]
["Diesel O&M (kW)",1277.0345580000001,1277.0345580000001,1277.0345580000001,1277.0345580000001,1277.0345580000001,null,1489.8736510000001,1489.8736510000001,1489.8736510000001,1489.8736510000001,1489.8736510000001,null,1702.7127439999999,1702.7127439999999,1702.7127439999999,1702.7127439999999,1702.7127439999999,null,2554.0691160000001,2554.0691160000001,2554.0691160000001,2554.0691160000001,2554.0691160000001]
["Diesel O&M (kWh)",1640.7421199255659,1446.626937422212,1253.756386682594,1060.817368103407,865.71663203257356,null,2467.2369320788098,2271.1429152853252,2077.9101921763759,1876.748178678941,1689.2552472992261,null,2597.6210665823041,2392.6024501979682,2200.6756546119359,2010.64344086492,1813.031250431558,null,2930.1079100247061,2737.2581679941882,2543.756748891331,2350.4728449873719,2157.5838770936621]
["Fuel cost",39685.049585662899,34989.935984675372,30324.926610708029,25658.26118758136,20939.30975021495,null,59675.69114003623,54932.714967611093,50258.945637852441,45393.3885320474,40858.449013884201,null,62829.325571746696,57870.487824858428,53228.305298335254,48631.947507651043,43852.25088083731,null,70871.269950666436,66206.763882271844,61526.495533738547,56851.48828099182,52186.033446604742]
["REopt LCC",67730.399999999994,62870.3,58011,53151.199999999997,48291.7,null,81330.3,76467.8,71605.100000000006,66740.3,61882.1,null,84177.5,79312.2,74449.8,69587.8,64726.1,null,94404.9,89541.6,84678.2,79815.3,74951.600000000006]
[]
["TMY_medPVBatt_MedDiesel_44_PB_business",100,95,90,85,80,"TMY_medPVBatt_MedDiesel_44_PB_nrel",100,95,90,85,80,"TMY_medPVBatt_MedDiesel_44_PB_average",100,95,90,85,80,"TMY_medPVBatt_MedDiesel_44_PB_residential",100,95,90,85,80]
["PV kW",27.556999999999999,16.48,15.413,14.46,13.516,null,27.913,17.238,16.199000000000002,15.238,14.260999999999999,null,29.071000000000002,17.395,16.334,15.34,14.362,null,29.948,18.036999999999999,16.864000000000001,15.779,14.788]
["Battery kW",4.76,4.2240000000000002,3.1429999999999998,2.5169999999999999,2.0870000000000002,null,5.71,5.0780000000000003,4.4790000000000001,4.093,3.6989999999999998,null,6.78,5.8419999999999996,4.944,4.2629999999999999,3.8780000000000001,null,10.62,9.1890000000000001,7.4740000000000002,6.4710000000000001,5.5579999999999998]
["Battery kWh",30.103999999999999,27.457000000000001,23.992999999999999,20.428000000000001,16.818999999999999,null,48.96,44.046999999999997,40.484000000000002,36.610999999999997,32.802999999999997,null,48.58,45.930999999999997,42.353000000000002,38.786000000000001,34.966999999999999,null,56.058999999999997,53.344000000000001,49.7,46.036999999999999,42.287999999999997]
["Generator kW",0,0,0,0,0,null,0,0,0,0,0,null,0,0,0,0,0,null,0,0,0,0,0]
["PV capital cost",49601.88,29664.18,27744.12,26027.82,24328.26,null,50243.76,31027.68,29158.92,27428.94,25669.26,null,52327.079999999987,31310.639999999999,29401.919999999998,27611.279999999999,25851.78,null,53907.12,32466.78,30355.919999999998,28402.02,26617.86]
["PV O&M",8445.7753202358726,5050.9577326309918,4724.0266695065284,4431.7900812538073,4142.403834134544,null,8555.0690458477438,5283.1226152753916,4964.9264685276476,4670.3605692411365,4370.7376131049441,null,8909.7985972307524,5331.3025750796169,5006.3023882068474,4701.4078334152318,4401.815526108433,null,9178.8340216337274,5528.160006264432,5168.7411839844481,4836.0481409342883,4532.2569440007837]
["Battery capital cost",26170.846543799998,23746.114165689651,20169.8784463552,17004.412596938899,14015.424626173201,null,40414.550496049997,36295.804551430148,33161.793878483251,30033.43543915125,26943.528822354801,null,41279.515308900001,38427.443468718848,34965.778839835701,31740.65911138555,28652.08149543605,null,50592.385298099987,47171.794704512613,42799.359214410149,39166.960908211848,35569.544411622352]
["Battery O&M",6407.3293395812998,5844.0081121382,5106.6270744397007,4347.8344239853996,3579.6555695297998,null,10420.644561098599,9374.8596776431004,8616.6629766492006,7792.2094660044004,6981.7820515883004,null,10339.7657057586,9775.8485288551001,9014.4379575569001,8255.2834806444989,7442.4084166589,null,11931.6531340335,11353.709860901299,10578.124206009301,9798.4733244409999,9000.645984330502]
["Diesel capital cost",0,0,0,0,0,null,0,0,0,0,0,null,0,0,0,0,0,null,0,0,0,0,0]
["Diesel O&M (kW)",0,0,0,0,0,null,0,0,0,0,0,null,0,0,0,0,0,null,0,0,0,0,0]
["Diesel O&M (kWh)",0,0,0,0,0,null,0,0,0,0,0,null,0,0,0,0,0,null,0,0,0,0,0]
["Fuel cost",0,0,0,0,0,null,0,0,0,0,0,null,0,0,0,0,0,null,0,0,0,0,0]
["REopt LCC",90626.3,64305.599999999999,57744.800000000003,51812.1,46066,null,109634,81981.8,75902.399999999994,69925.2,63965.5,null,112856,84845.5,78388.600000000006,72308.800000000003,66348.2,null,125610,96520.8,88902.399999999994,82203.7,75720.399999999994]
[]
["TMY_medPVBatt_MedDiesel_44_D_business",100,95,90,85,80,"TMY_medPVBatt_MedDiesel_44_D_nrel",100,95,90,85,80,"TMY_medPVBatt_MedDiesel_44_D_average",100,95,90,85,80,"TMY_medPVBatt_MedDiesel_44_D_residential",100,95,90,85,80]
["PV kW",0,0,0,0,0,null,0,0,0,0,0,null,0,0,0,0,0,null,0,0,0,0,0]
["Battery kW",0,0,0,0,0,null,0,0,0,0,0,null,0,0,0,0,0,null,0,0,0,0,0]
["Battery kWh",0,0,0,0,0,null,0,0,0,0,0,null,0,0,0,0,0,null,0,0,0,0,0]
["Generator kW",6,6,6,6,6,null,7,7,7,7,7,null,8,8,8,8,8,null,12,12,12,12,12]
["PV capital cost",0,0,0,0,0,null,0,0,0,0,0,null,0,0,0,0,0,null,0,0,0,0,0]
["PV O&M",0,0,0,0,0,null,0,0,0,0,0,null,0,0,0,0,0,null,0,0,0,0,0]
["Battery capital cost",0,0,0,0,0,null,0,0,0,0,0,null,0,0,0,0,0,null,0,0,0,0,0]
["Battery O&M",0,0,0,0,0,null,0,0,0,0,0,null,0,0,0,0,0,null,0,0,0,0,0]
["Diesel capital cost",3325.32,3325.32,3325.32,3325.32,3325.32,null,3879.54,3879.54,3879.54,3879.54,3879.54,null,4433.76,4433.76,4433.76,4433.76,4433.76,null,6650.64,6650.64,6650.64,6650.64,6650.64]
["Diesel O&M (kW)",1277.0345580000001,1277.0345580000001,1277.0345580000001,1277.0345580000001,1277.0345580000001,null,1489.8736510000001,1489.8736510000001,1489.8736510000001,1489.8736510000001,1489.8736510000001,null,1702.7127439999999,1702.7127439999999,1702.7127439999999,1702.7127439999999,1702.7127439999999,null,2554.0691160000001,2554.0691160000001,2554.0691160000001,2554.0691160000001,2554.0691160000001]
["Diesel O&M (kWh)",3858.7391275132431,3665.8021711376141,3472.8652147619518,3279.9282583862901,3086.9913020106392,null,3860.1685548619098,3667.1601271188388,3474.151699375765,3281.1432716326822,3088.1348438895948,null,3860.1685548619221,3667.1601271188342,3474.1516993757391,3281.1432716326431,3088.1348438895411,null,3861.5979822105428,3668.518083100028,3475.4381839894991,3282.3582848789779,3089.2783857684481]
["Fuel cost",93332.310881644036,88665.695337562647,83999.079793480458,79332.464249398239,74665.848705316283,null,93366.884806773407,88698.540566435317,84030.196326097168,79361.852085758816,74693.507845420361,null,93366.884806773713,88698.540566435229,84030.196326096557,79361.852085757899,74693.507845419052,null,93401.458731901992,88731.385795307186,84061.312858712059,79391.239922117107,74721.166985521937]
["REopt LCC",101797,96937.1,92077.4,87217.7,82357.899999999994,null,102600,97738.4,92876.800000000003,88015.3,83153.8,null,103367,98505.4,93643.8,88782.3,83920.8,null,106471,101608,96744.3,91881,87017.7]
[]
["TMY_medPVBatt_MedDiesel_36_PBD_business",100,95,90,85,80,"TMY_medPVBatt_MedDiesel_36_PBD_nrel",100,95,90,85,80,"TMY_medPVBatt_MedDiesel_36_PBD_average",100,95,90,85,80,"TMY_medPVBatt_MedDiesel_36_PBD_residential",100,95,90,85,80]
["PV kW",8.6259999999999994,8.6259999999999994,8.6259999999999994,8.6259999999999994,8.6259999999999994,null,5.5419999999999998,5.5419999999999998,5.5419999999999998,5.5419999999999998,5.5419999999999998,null,4.9779999999999998,4.9779999999999998,4.9779999999999998,4.9779999999999998,4.9779999999999998,null,3.524,3.524,3.524,3.524,3.524]
["Battery kW",0,0,0,0,0,null,0,0,0,0,0,null,0,0,0,0,0,null,0,0,0,0,0]
["Battery kWh",0,0,0,0,0,null,0,0,0,0,0,null,0,0,0,0,0,null,0,0,0,0,0]
["Generator kW",6,6,6,6,6,null,7,7,7,7,7,null,8,8,8,8,8,null,12,12,12,12,12]
["PV capital cost",15527.664000000001,15527.664000000001,15527.664000000001,15527.664000000001,15527.664000000001,null,9975.905999999999,9975.905999999999,9975.905999999999,9975.905999999999,9975.905999999999,null,8959.6079999999984,8959.6079999999984,8959.6079999999984,8959.6079999999984,8959.6079999999984,null,6342.6420000000007,6342.6420000000007,6342.6420000000007,6342.6420000000007,6342.6420000000007]
["PV O&M",2643.9151377350022,2643.9151377350022,2643.9151377350022,2643.9151377350022,2643.9151377350022,null,1698.610227914606,1698.610227914606,1698.610227914606,1698.610227914606,1698.610227914606,null,1525.5638722844351,1525.5638722844351,1525.5638722844351,1525.5638722844351,1525.5638722844351,null,1079.9697364029651,1079.9697364029651,1079.9697364029651,1079.9697364029651,1079.9697364029651]
["Battery capital cost",1.6570402520000001E-9,0,0,0,0,null,6.2805161930000006E-10,0,0,0,0,null,6.8097100259999998E-10,0,0,0,0,null,2.8539592690000002E-10,0,0,0,0]
["Battery O&M",5.0232580017116007E-10,0,0,0,0,null,1.9039159237856899E-10,0,0,0,0,null,2.0643391333525799E-10,0,0,0,0,null,8.6516750074477003E-11,0,0,0,0]
["Diesel capital cost",3325.32,3325.32,3325.32,3325.32,3325.32,null,3879.54,3879.54,3879.54,3879.54,3879.54,null,4433.76,4433.76,4433.76,4433.76,4433.76,null,6650.64,6650.64,6650.64,6650.64,6650.64]
["Diesel O&M (kW)",1277.0345580000001,1277.0345580000001,1277.0345580000001,1277.0345580000001,1277.0345580000001,null,1489.8736510000001,1489.8736510000001,1489.8736510000001,1489.8736510000001,1489.8736510000001,null,1702.7127439999999,1702.7127439999999,1702.7127439999999,1702.7127439999999,1702.7127439999999,null,2554.0691160000001,2554.0691160000001,2554.0691160000001,2554.0691160000001,2554.0691160000001]
["Diesel O&M (kWh)",1794.615538874338,1601.6785824986839,1408.7416261230039,1215.8046697473219,1022.867703939374,null,2556.9404125123719,2363.9319847692818,2170.923557026184,1977.91512928308,1784.906701539976,null,2687.036850079508,2494.0284223363969,2301.019994593285,2108.011566850173,1915.0031391070611,null,3100.5630309395501,2907.4831318290162,2714.4032327184818,2521.3233336079479,2328.243434497419]
["Fuel cost",35514.675288074774,31696.535297462211,27878.39530684915,24060.255316236049,20242.115138962428,null,50600.759056333707,46781.204677874877,42961.650299415953,39142.095920956861,35322.541542497776,null,53175.31201001547,49355.757631556247,45536.203253097017,41716.648874637787,37897.094496178543,null,61358.818570743191,57537.849804437967,53716.881038132757,49895.912271827561,46074.943505522431]
["REopt LCC",60084.800000000003,56073.599999999999,52062.3,48051,44039.8,null,70203.899999999994,66191.100000000006,62178.400000000001,58165.599999999999,54152.9,null,72486.3,68473.600000000006,64460.800000000003,60448.1,56435.3,null,81089.3,77075,73060.800000000003,69046.600000000006,65032.3]
[]
["TMY_medPVBatt_MedDiesel_36_PB_business",100,95,90,85,80,"TMY_medPVBatt_MedDiesel_36_PB_nrel",100,95,90,85,80,"TMY_medPVBatt_MedDiesel_36_PB_average",100,95,90,85,80,"TMY_medPVBatt_MedDiesel_36_PB_residential",100,95,90,85,80]
["PV kW",27.556999999999999,16.48,15.413,14.46,13.516,null,27.913,17.238,16.199000000000002,15.238,14.260999999999999,null,29.071000000000002,17.395,16.334,15.34,14.362,null,29.948,18.036999999999999,16.864000000000001,15.779,14.788]
["Battery kW",4.76,4.2240000000000002,3.1429999999999998,2.5169999999999999,2.0870000000000002,null,5.71,5.0780000000000003,4.4790000000000001,4.093,3.6989999999999998,null,6.78,5.8419999999999996,4.944,4.2629999999999999,3.8780000000000001,null,10.62,9.1890000000000001,7.4740000000000002,6.4710000000000001,5.5579999999999998]
["Battery kWh",30.103999999999999,27.457000000000001,23.992999999999999,20.428000000000001,16.818999999999999,null,48.96,44.046999999999997,40.484000000000002,36.610999999999997,32.802999999999997,null,48.58,45.930999999999997,42.353000000000002,38.786000000000001,34.966999999999999,null,56.058999999999997,53.344000000000001,49.7,46.036999999999999,42.287999999999997]
["Generator kW",0,0,0,0,0,null,0,0,0,0,0,null,0,0,0,0,0,null,0,0,0,0,0]
["PV capital cost",49601.88,29664.18,27744.12,26027.82,24328.26,null,50243.76,31027.68,29158.92,27428.94,25669.26,null,52327.079999999987,31310.639999999999,29401.919999999998,27611.279999999999,25851.78,null,53907.12,32466.78,30355.919999999998,28402.02,26617.86]
["PV O&M",8445.7753202358726,5050.9577326309918,4724.0266695065284,4431.7900812538073,4142.403834134544,null,8555.0690458477438,5283.1226152753916,4964.9264685276476,4670.3605692411365,4370.7376131049441,null,8909.7985972307524,5331.3025750796169,5006.3023882068474,4701.4078334152318,4401.815526108433,null,9178.8340216337274,5528.160006264432,5168.7411839844481,4836.0481409342883,4532.2569440007837]
["Battery capital cost",26170.846543799998,23746.114165689651,20169.8784463552,17004.412596938899,14015.424626173201,null,40414.550496049997,36295.804551430148,33161.793878483251,30033.43543915125,26943.528822354801,null,41279.515308900001,38427.443468718848,34965.778839835701,31740.65911138555,28652.08149543605,null,50592.385298099987,47171.794704512613,42799.359214410149,39166.960908211848,35569.544411622352]
["Battery O&M",6407.3293395812998,5844.0081121382,5106.6270744397007,4347.8344239853996,3579.6555695297998,null,10420.644561098599,9374.8596776431004,8616.6629766492006,7792.2094660044004,6981.7820515883004,null,10339.7657057586,9775.8485288551001,9014.4379575569001,8255.2834806444989,7442.4084166589,null,11931.6531340335,11353.709860901299,10578.124206009301,9798.4733244409999,9000.645984330502]
["Diesel capital cost",0,0,0,0,0,null,0,0,0,0,0,null,0,0,0,0,0,null,0,0,0,0,0]
["Diesel O&M (kW)",0,0,0,0,0,null,0,0,0,0,0,null,0,0,0,0,0,null,0,0,0,0,0]
["Diesel O&M (kWh)",0,0,0,0,0,null,0,0,0,0,0,null,0,0,0,0,0,null,0,0,0,0,0]
["Fuel cost",0,0,0,0,0,null,0,0,0,0,0,null,0,0,0,0,0,null,0,0,0,0,0]
["REopt LCC",90626.3,64305.599999999999,57744.800000000003,51812.1,46066,null,109634,81981.8,75902.399999999994,69925.2,63965.5,null,112856,84845.5,78388.600000000006,72308.800000000003,66348.2,null,125610,96520.8,88902.399999999994,82203.7,75720.399999999994]
[]
["TMY_medPVBatt_MedDiesel_36_D_business",100,95,90,85,80,"TMY_medPVBatt_MedDiesel_36_D_nrel",100,95,90,85,80,"TMY_medPVBatt_MedDiesel_36_D_average",100,95,90,85,80,"TMY_medPVBatt_MedDiesel_36_D_residential",100,95,90,85,80]
["PV kW",0,0,0,0,0,null,0,0,0,0,0,null,0,0,0,0,0,null,0,0,0,0,0]
["Battery kW",0,0,0,0,0,null,0,0,0,0,0,null,0,0,0,0,0,null,0,0,0,0,0]
["Battery kWh",0,0,0,0,0,null,0,0,0,0,0,null,0,0,0,0,0,null,0,0,0,0,0]
["Generator kW",6,6,6,6,6,null,7,7,7,7,7,null,8,8,8,8,8,null,12,12,12,12,12]
["PV capital cost",0,0,0,0,0,null,0,0,0,0,0,null,0,0,0,0,0,null,0,0,0,0,0]
["PV O&M",0,0,0,0,0,null,0,0,0,0,0,null,0,0,0,0,0,null,0,0,0,0,0]
["Battery capital cost",0,0,0,0,0,null,0,0,0,0,0,null,0,0,0,0,0,null,0,0,0,0,0]
["Battery O&M",0,0,0,0,0,null,0,0,0,0,0,null,0,0,0,0,0,null,0,0,0,0,0]
["Diesel capital cost",3325.32,3325.32,3325.32,3325.32,3325.32,null,3879.54,3879.54,3879.54,3879.54,3879.54,null,4433.76,4433.76,4433.76,4433.76,4433.76,null,6650.64,6650.64,6650.64,6650.64,6650.64]
["Diesel O&M (kW)",1277.0345580000001,1277.0345580000001,1277.0345580000001,1277.0345580000001,1277.0345580000001,null,1489.8736510000001,1489.8736510000001,1489.8736510000001,1489.8736510000001,1489.8736510000001,null,1702.7127439999999,1702.7127439999999,1702.7127439999999,1702.7127439999999,1702.7127439999999,null,2554.0691160000001,2554.0691160000001,2554.0691160000001,2554.0691160000001,2554.0691160000001]
["Diesel O&M (kWh)",3858.7391275132431,3665.8021711376141,3472.8652147619518,3279.9282583862901,3086.9913020106392,null,3860.1685548619098,3667.1601271188401,3474.1516993757682,3281.143271632684,3088.1348438895948,null,3860.1685548619221,3667.160127118836,3474.15169937574,3281.1432716326431,3088.1348438895411,null,3861.5979822105428,3668.518083100028,3475.4381839895,3282.3582848789779,3089.2783857684481]
["Fuel cost",76362.79981225419,72544.659821642155,68726.519831029436,64908.379840416732,61090.239849804253,null,76391.087569178257,72571.533190719856,68751.978812261397,64932.42443380272,61112.870055343912,null,76391.087569178504,72571.533190719769,68751.978812260844,64932.424433801898,61112.870055342872,null,76419.37532610161,72598.406559796771,68777.437793491699,64956.469027186708,61135.500260881578]
["REopt LCC",84827.4,80816.100000000006,76804.800000000003,72793.600000000006,68782.3,null,85624.1,81611.399999999994,77598.600000000006,73585.899999999994,69573.100000000006,null,86391.1,82378.399999999994,78365.600000000006,74352.899999999994,70340.100000000006,null,89488.9,85474.7,81460.5,77446.2,73432]
[]
["TMY_medPVBatt_MedDiesel_32_PBD_business",100,95,90,85,80,"TMY_medPVBatt_MedDiesel_32_PBD_nrel",100,95,90,85,80,"TMY_medPVBatt_MedDiesel_32_PBD_average",100,95,90,85,80,"TMY_medPVBatt_MedDiesel_32_PBD_residential",100,95,90,85,80]
["PV kW",8.3840000000000003,8.3840000000000003,8.3840000000000003,8.3840000000000003,8.3840000000000003,null,5.3339999999999996,5.3339999999999996,5.3339999999999996,5.3339999999999996,5.3339999999999996,null,4.7770000000000001,4.7770000000000001,4.7770000000000001,4.7770000000000001,4.7770000000000001,null,3.2690000000000001,3.2690000000000001,3.2690000000000001,3.2690000000000001,3.2690000000000001]
["Battery kW",0,0,0,0,0,null,0,0,0,0,0,null,0,0,0,0,0,null,0,0,0,0,0]
["Battery kWh",0,0,0,0,0,null,0,0,0,0,0,null,0,0,0,0,0,null,0,0,0,0,0]
["Generator kW",6,6,6,6,6,null,7,7,7,7,7,null,8,8,8,8,8,null,12,12,12,12,12]
["PV capital cost",15091.866,15091.866,15091.866,15091.866,15091.866,null,9600.84,9600.84,9600.84,9600.84,9600.84,null,8598.2759999999998,8598.2759999999998,8598.2759999999998,8598.2759999999998,8598.2759999999998,null,5885.01,5885.01,5885.01,5885.01,5885.01]
["PV O&M",2569.7112568940311,2569.7112568940311,2569.7112568940311,2569.7112568940311,2569.7112568940311,null,1634.747262110496,1634.747262110496,1634.747262110496,1634.747262110496,1634.747262110496,null,1464.039412162934,1464.039412162934,1464.039412162934,1464.039412162934,1464.039412162934,null,1002.048152556744,1002.048152556744,1002.048152556744,1002.048152556744,1002.048152556744]
["Battery capital cost",0,0,0,0,0,null,0,0,0,0,0,null,0,0,0,0,0,null,2.9534819440000002E-9,0,0,0,0]
["Battery O&M",0,0,0,0,0,null,0,0,0,0,0,null,0,0,0,0,0,null,8.9533744217752008E-10,0,0,0,0]
["Diesel capital cost",3325.32,3325.32,3325.32,3325.32,3325.32,null,3879.54,3879.54,3879.54,3879.54,3879.54,null,4433.76,4433.76,4433.76,4433.76,4433.76,null,6650.64,6650.64,6650.64,6650.64,6650.64]
["Diesel O&M (kW)",1277.0345580000001,1277.0345580000001,1277.0345580000001,1277.0345580000001,1277.0345580000001,null,1489.8736510000001,1489.8736510000001,1489.8736510000001,1489.8736510000001,1489.8736510000001,null,1702.7127439999999,1702.7127439999999,1702.7127439999999,1702.7127439999999,1702.7127439999999,null,2554.0691160000001,2554.0691160000001,2554.0691160000001,2554.0691160000001,2554.0691160000001]
["Diesel O&M (kWh)",1820.5166853002249,1627.5797300994409,1434.64277254889,1241.70581617321,1048.7688630119751,null,2579.2947523555399,2386.286324612448,2193.2778968693501,2000.269469126247,1807.2610413831369,null,2708.4859855293789,2515.4775577862702,2322.46913004316,2129.4607023000472,1936.4522745569309,null,3127.9713221892362,2934.8914230787109,2741.8115239681802,2548.7316248576471,2355.6517257471151]
["Fuel cost",32024.220370782248,28630.318177571258,25236.41594302615,21842.51372914786,18448.611571814021,null,45371.681686627533,41976.522239108563,38581.362791589447,35186.203344070302,31791.043896551018,null,47644.249993492493,44249.090545973217,40853.931098453919,37458.771650934577,34063.612203415178,null,55023.303957665114,51626.887276505076,48230.470595344937,44834.053914184762,41437.637233024587]
["REopt LCC",56110.3,52523.3,48936.2,45349.2,41762.199999999997,null,64558.3,60969.9,57381.5,53793.2,50204.800000000003,null,66553.899999999994,62965.5,59377.2,55788.800000000003,52200.5,null,74245.600000000006,70655.899999999994,67066.2,63476.6,59886.9]
[]
["TMY_medPVBatt_MedDiesel_32_PB_business",100,95,90,85,80,"TMY_medPVBatt_MedDiesel_32_PB_nrel",100,95,90,85,80,"TMY_medPVBatt_MedDiesel_32_PB_average",100,95,90,85,80,"TMY_medPVBatt_MedDiesel_32_PB_residential",100,95,90,85,80]
["PV kW",27.556999999999999,16.48,15.413,14.46,13.516,null,27.913,17.238,16.199000000000002,15.238,14.260999999999999,null,29.071000000000002,17.395,16.334,15.34,14.362,null,29.948,18.036999999999999,16.864000000000001,15.779,14.788]
["Battery kW",4.76,4.2240000000000002,3.1429999999999998,2.5169999999999999,2.0870000000000002,null,5.71,5.0780000000000003,4.4790000000000001,4.093,3.6989999999999998,null,6.78,5.8419999999999996,4.944,4.2629999999999999,3.8780000000000001,null,10.62,9.1890000000000001,7.4740000000000002,6.4710000000000001,5.5579999999999998]
["Battery kWh",30.103999999999999,27.457000000000001,23.992999999999999,20.428000000000001,16.818999999999999,null,48.96,44.046999999999997,40.484000000000002,36.610999999999997,32.802999999999997,null,48.58,45.930999999999997,42.353000000000002,38.786000000000001,34.966999999999999,null,56.058999999999997,53.344000000000001,49.7,46.036999999999999,42.287999999999997]
["Generator kW",0,0,0,0,0,null,0,0,0,0,0,null,0,0,0,0,0,null,0,0,0,0,0]
["PV capital cost",49601.88,29664.18,27744.12,26027.82,24328.26,null,50243.76,31027.68,29158.92,27428.94,25669.26,null,52327.079999999987,31310.639999999999,29401.919999999998,27611.279999999999,25851.78,null,53907.12,32466.78,30355.919999999998,28402.02,26617.86]
["PV O&M",8445.7753202358726,5050.9577326309918,4724.0266695065284,4431.7900812538073,4142.403834134544,null,8555.0690458477438,5283.1226152753916,4964.9264685276476,4670.3605692411365,4370.7376131049441,null,8909.7985972307524,5331.3025750796169,5006.3023882068474,4701.4078334152318,4401.815526108433,null,9178.8340216337274,5528.160006264432,5168.7411839844481,4836.0481409342883,4532.2569440007837]
["Battery capital cost",26170.846543799998,23746.114165689651,20169.8784463552,17004.412596938899,14015.424626173201,null,40414.550496049997,36295.804551430148,33161.793878483251,30033.43543915125,26943.528822354801,null,41279.515308900001,38427.443468718848,34965.778839835701,31740.65911138555,28652.08149543605,null,50592.385298099987,47171.794704512613,42799.359214410149,39166.960908211848,35569.544411622352]
["Battery O&M",6407.3293395812998,5844.0081121382,5106.6270744397007,4347.8344239853996,3579.6555695297998,null,10420.644561098599,9374.8596776431004,8616.6629766492006,7792.2094660044004,6981.7820515883004,null,10339.7657057586,9775.8485288551001,9014.4379575569001,8255.2834806444989,7442.4084166589,null,11931.6531340335,11353.709860901299,10578.124206009301,9798.4733244409999,9000.645984330502]
["Diesel capital cost",0,0,0,0,0,null,0,0,0,0,0,null,0,0,0,0,0,null,0,0,0,0,0]
["Diesel O&M (kW)",0,0,0,0,0,null,0,0,0,0,0,null,0,0,0,0,0,null,0,0,0,0,0]
["Diesel O&M (kWh)",0,0,0,0,0,null,0,0,0,0,0,null,0,0,0,0,0,null,0,0,0,0,0]
["Fuel cost",0,0,0,0,0,null,0,0,0,0,0,null,0,0,0,0,0,null,0,0,0,0,0]
["REopt LCC",90626.3,64305.599999999999,57744.800000000003,51812.1,46066,null,109634,81981.8,75902.399999999994,69925.2,63965.5,null,112856,84845.5,78388.600000000006,72308.800000000003,66348.2,null,125610,96520.8,88902.399999999994,82203.7,75720.399999999994]
[]
["TMY_medPVBatt_MedDiesel_32_D_business",100,95,90,85,80,"TMY_medPVBatt_MedDiesel_32_D_nrel",100,95,90,85,80,"TMY_medPVBatt_MedDiesel_32_D_average",100,95,90,85,80,"TMY_medPVBatt_MedDiesel_32_D_residential",100,95,90,85,80]
["PV kW",0,0,0,0,0,null,0,0,0,0,0,null,0,0,0,0,0,null,0,0,0,0,0]
["Battery kW",0,0,0,0,0,null,0,0,0,0,0,null,0,0,0,0,0,null,0,0,0,0,0]
["Battery kWh",0,0,0,0,0,null,0,0,0,0,0,null,0,0,0,0,0,null,0,0,0,0,0]
["Generator kW",6,6,6,6,6,null,7,7,7,7,7,null,8,8,8,8,8,null,12,12,12,12,12]
["PV capital cost",0,0,0,0,0,null,0,0,0,0,0,null,0,0,0,0,0,null,0,0,0,0,0]
["PV O&M",0,0,0,0,0,null,0,0,0,0,0,null,0,0,0,0,0,null,0,0,0,0,0]
["Battery capital cost",0,0,0,0,0,null,0,0,0,0,0,null,0,0,0,0,0,null,0,0,0,0,0]
["Battery O&M",0,0,0,0,0,null,0,0,0,0,0,null,0,0,0,0,0,null,0,0,0,0,0]
["Diesel capital cost",3325.32,3325.32,3325.32,3325.32,3325.32,null,3879.54,3879.54,3879.54,3879.54,3879.54,null,4433.76,4433.76,4433.76,4433.76,4433.76,null,6650.64,6650.64,6650.64,6650.64,6650.64]
["Diesel O&M (kW)",1277.0345580000001,1277.0345580000001,1277.0345580000001,1277.0345580000001,1277.0345580000001,null,1489.8736510000001,1489.8736510000001,1489.8736510000001,1489.8736510000001,1489.8736510000001,null,1702.7127439999999,1702.7127439999999,1702.7127439999999,1702.7127439999999,1702.7127439999999,null,2554.0691160000001,2554.0691160000001,2554.0691160000001,2554.0691160000001,2554.0691160000001]
["Diesel O&M (kWh)",3858.7391275132431,3665.802171137615,3472.8652147619532,3279.9282583862901,3086.9913020106392,null,3860.1685548619098,3667.1601271188401,3474.1516993757668,3281.1432716326849,3088.1348438895948,null,3860.1685548619221,3667.160127118836,3474.15169937574,3281.1432716326431,3088.1348438895411,null,3861.5979822105428,3668.518083100028,3475.4381839894991,3282.3582848789788,3089.2783857684481]
["Fuel cost",67878.044277559296,64484.142063681931,61090.239849803991,57696.337635926,54302.435422048213,null,67903.188950380674,64508.029502862082,61112.870055343446,57717.710607824651,54322.551160305709,null,67903.188950380878,64508.029502862017,61112.870055342981,57717.710607823909,54322.551160304771,null,67928.333623201455,64531.916942041578,61135.500260881498,57739.083579721548,54342.666898561409]
["REopt LCC",76342.600000000006,72755.600000000006,69168.600000000006,65581.5,61994.5,null,77136.2,73547.899999999994,69959.5,66371.199999999997,62782.8,null,77903.199999999997,74314.899999999994,70726.5,67138.2,63549.8,null,80997.899999999994,77408.2,73818.5,70228.800000000003,66639.199999999997]
[]
["TMY_medPVBatt_LowDiesel_44_PBD_business",100,95,90,85,80,"TMY_medPVBatt_LowDiesel_44_PBD_nrel",100,95,90,85,80,"TMY_medPVBatt_LowDiesel_44_PBD_average",100,95,90,85,80,"TMY_medPVBatt_LowDiesel_44_PBD_residential",100,95,90,85,80]
["PV kW",8.5820000000000007,8.5820000000000007,8.5820000000000007,8.5820000000000007,8.5820000000000007,null,5.5049999999999999,5.5049999999999999,5.5049999999999999,5.5049999999999999,5.5049999999999999,null,4.93,4.93,4.93,4.93,4.93,null,3.4860000000000002,3.4860000000000002,3.4860000000000002,3.4860000000000002,3.4860000000000002]
["Battery kW",0,0,0,0,0,null,0,0,0,0,0,null,0,0,0,0,0,null,0,0,0,0,0]
["Battery kWh",0,0,0,0,0,null,0,0,0,0,0,null,0,0,0,0,0,null,0,0,0,0,0]
["Generator kW",6,6,6,6,6,null,7,7,7,7,7,null,8,8,8,8,8,null,12,12,12,12,12]
["PV capital cost",15447.402,15447.402,15447.402,15447.402,15447.402,null,9908.6939999999995,9908.6939999999995,9908.6939999999995,9908.6939999999995,9908.6939999999995,null,8874.2880000000005,8874.2880000000005,8874.2880000000005,8874.2880000000005,8874.2880000000005,null,6275.5559999999996,6275.5559999999996,6275.5559999999996,6275.5559999999996,6275.5559999999996]
["PV O&M",2630.2488247091092,2630.2488247091092,2630.2488247091092,2630.2488247091092,2630.2488247091092,null,1687.1659550196341,1687.1659550196341,1687.1659550196341,1687.1659550196341,1687.1659550196341,null,1511.0363271526271,1511.0363271526271,1511.0363271526271,1511.0363271526271,1511.0363271526271,null,1068.5469176885661,1068.5469176885661,1068.5469176885661,1068.5469176885661,1068.5469176885661]
["Battery capital cost",0,0,0,0,0,null,1.1981055660000001E-9,0,0,0,0,null,0,0,0,0,0,null,0,0,0,0,0]
["Battery O&M",0,0,0,0,0,null,3.632013986407799E-10,0,0,0,0,null,0,0,0,0,0,null,0,0,0,0,0]
["Diesel capital cost",2493.96,2493.96,2493.96,2493.96,2493.96,null,2909.62,2909.62,2909.62,2909.62,2909.62,null,3325.28,3325.28,3325.28,3325.28,3325.28,null,4987.92,4987.92,4987.92,4987.92,4987.92]
["Diesel O&M (kW)",1277.0345580000001,1277.0345580000001,1277.0345580000001,1277.0345580000001,1277.0345580000001,null,1489.8736510000001,1489.8736510000001,1489.8736510000001,1489.8736510000001,1489.8736510000001,null,1702.7127439999999,1702.7127439999999,1702.7127439999999,1702.7127439999999,1702.7127439999999,null,2554.0691160000001,2554.0691160000001,2554.0691160000001,2554.0691160000001,2554.0691160000001]
["Diesel O&M (kWh)",1799.190176204527,1606.2532209648591,1413.3162634531941,1220.3793070775109,1027.4423470208319,null,2560.765386343046,2367.7569585999572,2174.748530856858,1981.7401031137549,1788.7316753706471,null,2691.8914744991012,2498.8830467559892,2305.8746190128759,2112.8661912697598,1919.8577635266461,null,3104.3752499483039,2911.2953508377691,2718.215451727232,2525.1355526167008,2332.0556535061701]
["Fuel cost",34813.978620822338,31080.686207537841,27347.393750290641,23614.101315024462,19880.808808531761,null,49550.310240774823,45815.634848504007,42080.959456233017,38346.284063961917,34611.608671690738,null,52087.574444455116,48352.899052183842,44618.223659912583,40883.548267641243,37148.872875369932,null,60069.054962661423,56332.996613385178,52596.938264108911,48860.879914832767,45124.821565556609]
["REopt LCC",58463.4,54537,50610.6,46684.2,42757.8,null,68108.7,64180.800000000003,60253,56325.1,52397.2,null,70195.100000000006,66267.199999999997,62339.4,58411.5,54483.6,null,78062.100000000006,74132.7,70203.399999999994,66274.100000000006,62344.800000000003]
[]
["TMY_medPVBatt_LowDiesel_44_PB_business",100,95,90,85,80,"TMY_medPVBatt_LowDiesel_44_PB_nrel",100,95,90,85,80,"TMY_medPVBatt_LowDiesel_44_PB_average",100,95,90,85,80,"TMY_medPVBatt_LowDiesel_44_PB_residential",100,95,90,85,80]
["PV kW",27.556999999999999,16.48,15.413,14.46,13.516,null,27.913,17.238,16.199000000000002,15.238,14.260999999999999,null,29.071000000000002,17.395,16.334,15.34,14.362,null,29.948,18.036999999999999,16.864000000000001,15.779,14.788]
["Battery kW",4.76,4.2240000000000002,3.1429999999999998,2.5169999999999999,2.0870000000000002,null,5.71,5.0780000000000003,4.4790000000000001,4.093,3.6989999999999998,null,6.78,5.8419999999999996,4.944,4.2629999999999999,3.8780000000000001,null,10.62,9.1890000000000001,7.4740000000000002,6.4710000000000001,5.5579999999999998]
["Battery kWh",30.103999999999999,27.457000000000001,23.992999999999999,20.428000000000001,16.818999999999999,null,48.96,44.046999999999997,40.484000000000002,36.610999999999997,32.802999999999997,null,48.58,45.930999999999997,42.353000000000002,38.786000000000001,34.966999999999999,null,56.058999999999997,53.344000000000001,49.7,46.036999999999999,42.287999999999997]
["Generator kW",0,0,0,0,0,null,0,0,0,0,0,null,0,0,0,0,0,null,0,0,0,0,0]
["PV capital cost",49601.88,29664.18,27744.12,26027.82,24328.26,null,50243.76,31027.68,29158.92,27428.94,25669.26,null,52327.079999999987,31310.639999999999,29401.919999999998,27611.279999999999,25851.78,null,53907.12,32466.78,30355.919999999998,28402.02,26617.86]
["PV O&M",8445.7753202358726,5050.9577326309918,4724.0266695065284,4431.7900812538073,4142.403834134544,null,8555.0690458477438,5283.1226152753916,4964.9264685276476,4670.3605692411365,4370.7376131049441,null,8909.7985972307524,5331.3025750796169,5006.3023882068474,4701.4078334152318,4401.815526108433,null,9178.8340216337274,5528.160006264432,5168.7411839844481,4836.0481409342883,4532.2569440007837]
["Battery capital cost",26170.846543799998,23746.114165689651,20169.8784463552,17004.412596938899,14015.424626173201,null,40414.550496049997,36295.804551430148,33161.793878483251,30033.43543915125,26943.528822354801,null,41279.515308900001,38427.443468718848,34965.778839835701,31740.65911138555,28652.08149543605,null,50592.385298099987,47171.794704512613,42799.359214410149,39166.960908211848,35569.544411622352]
["Battery O&M",6407.3293395812998,5844.0081121382,5106.6270744397007,4347.8344239853996,3579.6555695297998,null,10420.644561098599,9374.8596776431004,8616.6629766492006,7792.2094660044004,6981.7820515883004,null,10339.7657057586,9775.8485288551001,9014.4379575569001,8255.2834806444989,7442.4084166589,null,11931.6531340335,11353.709860901299,10578.124206009301,9798.4733244409999,9000.645984330502]
["Diesel capital cost",0,0,0,0,0,null,0,0,0,0,0,null,0,0,0,0,0,null,0,0,0,0,0]
["Diesel O&M (kW)",0,0,0,0,0,null,0,0,0,0,0,null,0,0,0,0,0,null,0,0,0,0,0]
["Diesel O&M (kWh)",0,0,0,0,0,null,0,0,0,0,0,null,0,0,0,0,0,null,0,0,0,0,0]
["Fuel cost",0,0,0,0,0,null,0,0,0,0,0,null,0,0,0,0,0,null,0,0,0,0,0]
["REopt LCC",90626.3,64305.599999999999,57744.800000000003,51812.1,46066,null,109634,81981.8,75902.399999999994,69925.2,63965.5,null,112856,84845.5,78388.600000000006,72308.800000000003,66348.2,null,125610,96520.8,88902.399999999994,82203.7,75720.399999999994]
[]
["TMY_medPVBatt_LowDiesel_44_D_business",100,95,90,85,80,"TMY_medPVBatt_LowDiesel_44_D_nrel",100,95,90,85,80,"TMY_medPVBatt_LowDiesel_44_D_average",100,95,90,85,80,"TMY_medPVBatt_LowDiesel_44_D_residential",100,95,90,85,80]
["PV kW",0,0,0,0,0,null,0,0,0,0,0,null,0,0,0,0,0,null,0,0,0,0,0]
["Battery kW",0,0,0,0,0,null,0,0,0,0,0,null,0,0,0,0,0,null,0,0,0,0,0]
["Battery kWh",0,0,0,0,0,null,0,0,0,0,0,null,0,0,0,0,0,null,0,0,0,0,0]
["Generator kW",6,6,6,6,6,null,7,7,7,7,7,null,8,8,8,8,8,null,12,12,12,12,12]
["PV capital cost",0,0,0,0,0,null,0,0,0,0,0,null,0,0,0,0,0,null,0,0,0,0,0]
["PV O&M",0,0,0,0,0,null,0,0,0,0,0,null,0,0,0,0,0,null,0,0,0,0,0]
["Battery capital cost",0,0,0,0,0,null,0,0,0,0,0,null,0,0,0,0,0,null,0,0,0,0,0]
["Battery O&M",0,0,0,0,0,null,0,0,0,0,0,null,0,0,0,0,0,null,0,0,0,0,0]
["Diesel capital cost",2493.96,2493.96,2493.96,2493.96,2493.96,null,2909.62,2909.62,2909.62,2909.62,2909.62,null,3325.28,3325.28,3325.28,3325.28,3325.28,null,4987.92,4987.92,4987.92,4987.92,4987.92]
["Diesel O&M (kW)",1277.0345580000001,1277.0345580000001,1277.0345580000001,1277.0345580000001,1277.0345580000001,null,1489.8736510000001,1489.8736510000001,1489.8736510000001,1489.8736510000001,1489.8736510000001,null,1702.7127439999999,1702.7127439999999,1702.7127439999999,1702.7127439999999,1702.7127439999999,null,2554.0691160000001,2554.0691160000001,2554.0691160000001,2554.0691160000001,2554.0691160000001]
["Diesel O&M (kWh)",3858.7391275132431,3665.8021711376141,3472.8652147619518,3279.9282583862901,3086.9913020106392,null,3860.1685548619098,3667.160127118841,3474.1516993757682,3281.143271632684,3088.1348438895948,null,3860.1685548619221,3667.160127118836,3474.15169937574,3281.1432716326431,3088.1348438895411,null,3861.5979822105428,3668.518083100028,3475.4381839894991,3282.3582848789788,3089.2783857684481]
["Fuel cost",74665.84870531522,70932.556270050089,67199.263834784331,63465.971399518588,59732.678964253028,null,74693.507845418717,70958.832453148309,67224.157060877813,63489.481668607114,59754.80627633629,null,74693.507845418979,70958.832453148207,67224.157060877289,63489.481668606299,59754.806276335243,null,74721.166985521588,70985.108636245728,67249.05028696965,63512.991937693703,59776.933588417538]
["REopt LCC",82299.100000000006,78372.600000000006,74446.2,70519.8,66593.399999999994,null,82956.600000000006,79028.7,75100.899999999994,71173,67245.100000000006,null,83585.100000000006,79657.2,75729.3,71801.5,67873.600000000006,null,86128,82198.7,78269.3,74340,70410.7]
[]
["TMY_medPVBatt_LowDiesel_36_PBD_business",100,95,90,85,80,"TMY_medPVBatt_LowDiesel_36_PBD_nrel",100,95,90,85,80,"TMY_medPVBatt_LowDiesel_36_PBD_average",100,95,90,85,80,"TMY_medPVBatt_LowDiesel_36_PBD_residential",100,95,90,85,80]
["PV kW",8.1319999999999997,8.1319999999999997,8.1319999999999997,8.1319999999999997,8.1319999999999997,null,5.1829999999999998,5.1829999999999998,5.1829999999999998,5.1829999999999998,5.1829999999999998,null,4.6349999999999998,4.6349999999999998,4.6349999999999998,4.6349999999999998,4.6349999999999998,null,3.0870000000000002,3.0870000000000002,3.0870000000000002,3.0870000000000002,3.0870000000000002]
["Battery kW",0,0,0,0,0,null,0,0,0,0,0,null,0,0,0,0,0,null,0,0,0,0,0]
["Battery kWh",0,0,0,0,0,null,0,0,0,0,0,null,0,0,0,0,0,null,0,0,0,0,0]
["Generator kW",6,6,6,6,6,null,7,7,7,7,7,null,8,8,8,8,8,null,12,12,12,12,12]
["PV capital cost",14637.438,14637.438,14637.438,14637.438,14637.438,null,9329.76,9329.76,9329.76,9329.76,9329.76,null,8343.4679999999989,8343.4679999999989,8343.4679999999989,8343.4679999999989,8343.4679999999989,null,5556.7439999999997,5556.7439999999997,5556.7439999999997,5556.7439999999997,5556.7439999999997]
["PV O&M",2492.3352222109879,2492.3352222109879,2492.3352222109879,2492.3352222109879,2492.3352222109879,null,1588.5901250461441,1588.5901250461441,1588.5901250461441,1588.5901250461441,1588.5901250461441,null,1420.652929275619,1420.652929275619,1420.652929275619,1420.652929275619,1420.652929275619,null,946.15388239455365,946.15388239455365,946.15388239455365,946.15388239455365,946.15388239455365]
["Battery capital cost",0,0,0,0,0,null,0,0,0,0,0,null,0,0,0,0,0,null,4.0248303759999999E-9,0,0,0,0]
["Battery O&M",0,0,0,0,0,null,0,0,0,0,0,null,0,0,0,0,0,null,1.2201128709680801E-9,0,0,0,0]
["Diesel capital cost",2493.96,2493.96,2493.96,2493.96,2493.96,null,2909.62,2909.62,2909.62,2909.62,2909.62,null,3325.28,3325.28,3325.28,3325.28,3325.28,null,4987.92,4987.92,4987.92,4987.92,4987.92]
["Diesel O&M (kW)",1277.0345580000001,1277.0345580000001,1277.0345580000001,1277.0345580000001,1277.0345580000001,null,1489.8736510000001,1489.8736510000001,1489.8736510000001,1489.8736510000001,1489.8736510000001,null,1702.7127439999999,1702.7127439999999,1702.7127439999999,1702.7127439999999,1702.7127439999999,null,2554.0691160000001,2554.0691160000001,2554.0691160000001,2554.0691160000001,2554.0691160000001]
["Diesel O&M (kWh)",1850.5278847188449,1657.5909289306289,1464.6539719675211,1271.717016375088,1078.7800570806301,null,2597.2354317134182,2404.2270039703239,2211.218576227227,2018.2101484841221,1825.2017207410199,null,2725.3593700083779,2532.3509422652651,2339.342514522154,2146.334086779043,1953.3256590359319,null,3149.709776243506,2956.629877133068,2763.5499780225318,2570.4700789120002,2377.3901798014681]
["Fuel cost",29296.925392071749,26242.413408881821,23187.90140709142,20133.389427001061,17078.87738830152,null,41118.544225619138,38062.900722852028,35007.257220084874,31951.613717317588,28895.970214550362,null,43146.958653827627,40091.315151060233,37035.671648292853,33980.028145525474,30924.38464275809,null,49865.12934135268,46808.35432831003,43751.57931526583,40694.804302221673,37638.029289177532]
["REopt LCC",52049.9,48802.2,45554.6,42307,39059.300000000003,null,59035.9,55787.1,52538.2,49289.4,46040.6,null,60666.8,57418,54169.1,50920.3,47671.4,null,67062.3,63812.3,60562.2,57312.2,54062.2]
[]
["TMY_medPVBatt_LowDiesel_36_PB_business",100,95,90,85,80,"TMY_medPVBatt_LowDiesel_36_PB_nrel",100,95,90,85,80,"TMY_medPVBatt_LowDiesel_36_PB_average",100,95,90,85,80,"TMY_medPVBatt_LowDiesel_36_PB_residential",100,95,90,85,80]
["PV kW",27.556999999999999,16.48,15.413,14.46,13.516,null,27.913,17.238,16.199000000000002,15.238,14.260999999999999,null,29.071000000000002,17.395,16.334,15.34,14.362,null,29.948,18.036999999999999,16.864000000000001,15.779,14.788]
["Battery kW",4.76,4.2240000000000002,3.1429999999999998,2.5169999999999999,2.0870000000000002,null,5.71,5.0780000000000003,4.4790000000000001,4.093,3.6989999999999998,null,6.78,5.8419999999999996,4.944,4.2629999999999999,3.8780000000000001,null,10.62,9.1890000000000001,7.4740000000000002,6.4710000000000001,5.5579999999999998]
["Battery kWh",30.103999999999999,27.457000000000001,23.992999999999999,20.428000000000001,16.818999999999999,null,48.96,44.046999999999997,40.484000000000002,36.610999999999997,32.802999999999997,null,48.58,45.930999999999997,42.353000000000002,38.786000000000001,34.966999999999999,null,56.058999999999997,53.344000000000001,49.7,46.036999999999999,42.287999999999997]
["Generator kW",0,0,0,0,0,null,0,0,0,0,0,null,0,0,0,0,0,null,0,0,0,0,0]
["PV capital cost",49601.88,29664.18,27744.12,26027.82,24328.26,null,50243.76,31027.68,29158.92,27428.94,25669.26,null,52327.079999999987,31310.639999999999,29401.919999999998,27611.279999999999,25851.78,null,53907.12,32466.78,30355.919999999998,28402.02,26617.86]
["PV O&M",8445.7753202358726,5050.9577326309918,4724.0266695065284,4431.7900812538073,4142.403834134544,null,8555.0690458477438,5283.1226152753916,4964.9264685276476,4670.3605692411365,4370.7376131049441,null,8909.7985972307524,5331.3025750796169,5006.3023882068474,4701.4078334152318,4401.815526108433,null,9178.8340216337274,5528.160006264432,5168.7411839844481,4836.0481409342883,4532.2569440007837]
["Battery capital cost",26170.846543799998,23746.114165689651,20169.8784463552,17004.412596938899,14015.424626173201,null,40414.550496049997,36295.804551430148,33161.793878483251,30033.43543915125,26943.528822354801,null,41279.515308900001,38427.443468718848,34965.778839835701,31740.65911138555,28652.08149543605,null,50592.385298099987,47171.794704512613,42799.359214410149,39166.960908211848,35569.544411622352]
["Battery O&M",6407.3293395812998,5844.0081121382,5106.6270744397007,4347.8344239853996,3579.6555695297998,null,10420.644561098599,9374.8596776431004,8616.6629766492006,7792.2094660044004,6981.7820515883004,null,10339.7657057586,9775.8485288551001,9014.4379575569001,8255.2834806444989,7442.4084166589,null,11931.6531340335,11353.709860901299,10578.124206009301,9798.4733244409999,9000.645984330502]
["Diesel capital cost",0,0,0,0,0,null,0,0,0,0,0,null,0,0,0,0,0,null,0,0,0,0,0]
["Diesel O&M (kW)",0,0,0,0,0,null,0,0,0,0,0,null,0,0,0,0,0,null,0,0,0,0,0]
["Diesel O&M (kWh)",0,0,0,0,0,null,0,0,0,0,0,null,0,0,0,0,0,null,0,0,0,0,0]
["Fuel cost",0,0,0,0,0,null,0,0,0,0,0,null,0,0,0,0,0,null,0,0,0,0,0]
["REopt LCC",90626.3,64305.599999999999,57744.800000000003,51812.1,46066,null,109634,81981.8,75902.399999999994,69925.2,63965.5,null,112856,84845.5,78388.600000000006,72308.800000000003,66348.2,null,125610,96520.8,88902.399999999994,82203.7,75720.399999999994]
[]
["TMY_medPVBatt_LowDiesel_36_D_business",100,95,90,85,80,"TMY_medPVBatt_LowDiesel_36_D_nrel",100,95,90,85,80,"TMY_medPVBatt_LowDiesel_36_D_average",100,95,90,85,80,"TMY_medPVBatt_LowDiesel_36_D_residential",100,95,90,85,80]
["PV kW",0,0,0,0,0,null,0,0,0,0,0,null,0,0,0,0,0,null,0,0,0,0,0]
["Battery kW",0,0,0,0,0,null,0,0,0,0,0,null,0,0,0,0,0,null,0,0,0,0,0]
["Battery kWh",0,0,0,0,0,null,0,0,0,0,0,null,0,0,0,0,0,null,0,0,0,0,0]
["Generator kW",6,6,6,6,6,null,7,7,7,7,7,null,8,8,8,8,8,null,12,12,12,12,12]
["PV capital cost",0,0,0,0,0,null,0,0,0,0,0,null,0,0,0,0,0,null,0,0,0,0,0]
["PV O&M",0,0,0,0,0,null,0,0,0,0,0,null,0,0,0,0,0,null,0,0,0,0,0]
["Battery capital cost",0,0,0,0,0,null,0,0,0,0,0,null,0,0,0,0,0,null,0,0,0,0,0]
["Battery O&M",0,0,0,0,0,null,0,0,0,0,0,null,0,0,0,0,0,null,0,0,0,0,0]
["Diesel capital cost",2493.96,2493.96,2493.96,2493.96,2493.96,null,2909.62,2909.62,2909.62,2909.62,2909.62,null,3325.28,3325.28,3325.28,3325.28,3325.28,null,4987.92,4987.92,4987.92,4987.92,4987.92]
["Diesel O&M (kW)",1277.0345580000001,1277.0345580000001,1277.0345580000001,1277.0345580000001,1277.0345580000001,null,1489.8736510000001,1489.8736510000001,1489.8736510000001,1489.8736510000001,1489.8736510000001,null,1702.7127439999999,1702.7127439999999,1702.7127439999999,1702.7127439999999,1702.7127439999999,null,2554.0691160000001,2554.0691160000001,2554.0691160000001,2554.0691160000001,2554.0691160000001]
["Diesel O&M (kWh)",3858.7391275132431,3665.802171137615,3472.8652147619532,3279.9282583862901,3086.9913020106392,null,3860.1685548619098,3667.1601271188401,3474.1516993757668,3281.1432716326849,3088.1348438895948,null,3860.1685548619221,3667.160127118836,3474.1516993757391,3281.1432716326431,3088.134843889542,null,3861.5979822105428,3668.518083100028,3475.4381839895,3282.3582848789779,3089.2783857684481]
["Fuel cost",61090.239849803358,58035.727857313723,54981.215864823571,51926.703872333383,48872.191879843384,null,61112.870055342602,58057.22655257587,55001.583049809087,51945.939547042188,48890.296044275128,null,61112.870055342799,58057.226552575819,55001.583049808651,51945.939547041518,48890.296044274299,null,61135.500260881301,58078.725247837421,55021.950234793352,51965.17522174937,48908.40020870525]
["REopt LCC",68723.399999999994,65475.8,62228.2,58980.5,55732.9,null,69376,66127.100000000006,62878.3,59629.5,56380.6,null,70004.399999999994,66755.600000000006,63506.8,60257.9,57009.1,null,72542.3,69292.3,66042.2,62792.2,59542.2]
[]
["TMY_medPVBatt_LowDiesel_32_PBD_business",100,95,90,85,80,"TMY_medPVBatt_LowDiesel_32_PBD_nrel",100,95,90,85,80,"TMY_medPVBatt_LowDiesel_32_PBD_average",100,95,90,85,80,"TMY_medPVBatt_LowDiesel_32_PBD_residential",100,95,90,85,80]
["PV kW",7.8970000000000002,7.8970000000000002,7.8970000000000002,7.8970000000000002,7.8970000000000002,null,5.0149999999999997,5.0149999999999997,5.0149999999999997,5.0149999999999997,5.0149999999999997,null,4.4870000000000001,4.4870000000000001,4.4870000000000001,4.4870000000000001,4.4870000000000001,null,2.8460000000000001,2.8460000000000001,2.8460000000000001,2.8460000000000001,2.8460000000000001]
["Battery kW",0,0,0,0,0,null,0,0,0,0,0,null,0,0,0,0,0,null,0,0,0,0,0]
["Battery kWh",0,0,0,0,0,null,0,0,0,0,0,null,0,0,0,0,0,null,0,0,0,0,0]
["Generator kW",6,6,6,6,6,null,7,7,7,7,7,null,8,8,8,8,8,null,12,12,12,12,12]
["PV capital cost",14214.258,14214.258,14214.258,14214.258,14214.258,null,9027.2340000000004,9027.2340000000004,9027.2340000000004,9027.2340000000004,9027.2340000000004,null,8077.1579999999994,8077.1579999999994,8077.1579999999994,8077.1579999999994,8077.1579999999994,null,5122.674,5122.674,5122.674,5122.674,5122.674]
["PV O&M",2420.2798243103962,2420.2798243103962,2420.2798243103962,2420.2798243103962,2420.2798243103962,null,1537.0786374870099,1537.0786374870099,1537.0786374870099,1537.0786374870099,1537.0786374870099,null,1375.3079861901549,1375.3079861901549,1375.3079861901549,1375.3079861901549,1375.3079861901549,null,872.24423031574565,872.24423031574565,872.24423031574565,872.24423031574565,872.24423031574565]
["Battery capital cost",2.1698330290000001E-9,0,0,0,0,null,0,0,0,0,0,null,0,0,0,0,0,null,0,0,0,0,0]
["Battery O&M",6.5777708852557014E-10,0,0,0,0,null,0,0,0,0,0,null,0,0,0,0,0,null,0,0,0,0,0]
["Diesel capital cost",2493.96,2493.96,2493.96,2493.96,2493.96,null,2909.62,2909.62,2909.62,2909.62,2909.62,null,3325.28,3325.28,3325.28,3325.28,3325.28,null,4987.92,4987.92,4987.92,4987.92,4987.92]
["Diesel O&M (kW)",1277.0345580000001,1277.0345580000001,1277.0345580000001,1277.0345580000001,1277.0345580000001,null,1489.8736510000001,1489.8736510000001,1489.8736510000001,1489.8736510000001,1489.8736510000001,null,1702.7127439999999,1702.7127439999999,1702.7127439999999,1702.7127439999999,1702.7127439999999,null,2554.0691160000001,2554.0691160000001,2554.0691160000001,2554.0691160000001,2554.0691160000001]
["Diesel O&M (kWh)",1881.587523684379,1688.650567700352,1495.713610933059,1302.776654557375,1109.839702264373,null,2619.437624392453,2426.429196649362,2233.420768906265,2040.4123411631549,1847.403913420043,null,2744.8827725358651,2551.874344792755,2358.8659170496398,2165.8574893065279,1972.8490615634171,null,3181.7341414453708,2988.6542423348392,2795.5743432243098,2602.4944441137809,2409.4145450032511]
["Fuel cost",26478.800877541438,23763.67911195038,21048.557335336751,18333.435564234071,15618.313850585289,null,36862.259339184733,34146.131781169548,31430.004223154301,28713.87666513888,25997.749107123411,null,38627.596883642364,35911.469325626917,33195.341767611411,30479.214209595961,27763.08665158051,null,44775.225024684652,42058.091679756522,39340.95833482845,36623.824989900357,33906.691644972263]
["REopt LCC",48767.6,45859.3,42951.1,40042.9,37134.6,null,54447.8,51538.5,48629.2,45719.8,42810.5,null,55855.3,52946,50036.7,47127.4,44218,null,61496.5,58586.1,55675.7,52765.3,49854.9]
[]
["TMY_medPVBatt_LowDiesel_32_PB_business",100,95,90,85,80,"TMY_medPVBatt_LowDiesel_32_PB_nrel",100,95,90,85,80,"TMY_medPVBatt_LowDiesel_32_PB_average",100,95,90,85,80,"TMY_medPVBatt_LowDiesel_32_PB_residential",100,95,90,85,80]
["PV kW",27.556999999999999,16.48,15.413,14.46,13.516,null,27.913,17.238,16.199000000000002,15.238,14.260999999999999,null,29.071000000000002,17.395,16.334,15.34,14.362,null,29.948,18.036999999999999,16.864000000000001,15.779,14.788]
["Battery kW",4.76,4.2240000000000002,3.1429999999999998,2.5169999999999999,2.0870000000000002,null,5.71,5.0780000000000003,4.4790000000000001,4.093,3.6989999999999998,null,6.78,5.8419999999999996,4.944,4.2629999999999999,3.8780000000000001,null,10.62,9.1890000000000001,7.4740000000000002,6.4710000000000001,5.5579999999999998]
["Battery kWh",30.103999999999999,27.457000000000001,23.992999999999999,20.428000000000001,16.818999999999999,null,48.96,44.046999999999997,40.484000000000002,36.610999999999997,32.802999999999997,null,48.58,45.930999999999997,42.353000000000002,38.786000000000001,34.966999999999999,null,56.058999999999997,53.344000000000001,49.7,46.036999999999999,42.287999999999997]
["Generator kW",0,0,0,0,0,null,0,0,0,0,0,null,0,0,0,0,0,null,0,0,0,0,0]
["PV capital cost",49601.88,29664.18,27744.12,26027.82,24328.26,null,50243.76,31027.68,29158.92,27428.94,25669.26,null,52327.079999999987,31310.639999999999,29401.919999999998,27611.279999999999,25851.78,null,53907.12,32466.78,30355.919999999998,28402.02,26617.86]
["PV O&M",8445.7753202358726,5050.9577326309918,4724.0266695065284,4431.7900812538073,4142.403834134544,null,8555.0690458477438,5283.1226152753916,4964.9264685276476,4670.3605692411365,4370.7376131049441,null,8909.7985972307524,5331.3025750796169,5006.3023882068474,4701.4078334152318,4401.815526108433,null,9178.8340216337274,5528.160006264432,5168.7411839844481,4836.0481409342883,4532.2569440007837]
["Battery capital cost",26170.846543799998,23746.114165689651,20169.8784463552,17004.412596938899,14015.424626173201,null,40414.550496049997,36295.804551430148,33161.793878483251,30033.43543915125,26943.528822354801,null,41279.515308900001,38427.443468718848,34965.778839835701,31740.65911138555,28652.08149543605,null,50592.385298099987,47171.794704512613,42799.359214410149,39166.960908211848,35569.544411622352]
["Battery O&M",6407.3293395812998,5844.0081121382,5106.6270744397007,4347.8344239853996,3579.6555695297998,null,10420.644561098599,9374.8596776431004,8616.6629766492006,7792.2094660044004,6981.7820515883004,null,10339.7657057586,9775.8485288551001,9014.4379575569001,8255.2834806444989,7442.4084166589,null,11931.6531340335,11353.709860901299,10578.124206009301,9798.4733244409999,9000.645984330502]
["Diesel capital cost",0,0,0,0,0,null,0,0,0,0,0,null,0,0,0,0,0,null,0,0,0,0,0]
["Diesel O&M (kW)",0,0,0,0,0,null,0,0,0,0,0,null,0,0,0,0,0,null,0,0,0,0,0]
["Diesel O&M (kWh)",0,0,0,0,0,null,0,0,0,0,0,null,0,0,0,0,0,null,0,0,0,0,0]
["Fuel cost",0,0,0,0,0,null,0,0,0,0,0,null,0,0,0,0,0,null,0,0,0,0,0]
["REopt LCC",90626.3,64305.599999999999,57744.800000000003,51812.1,46066,null,109634,81981.8,75902.399999999994,69925.2,63965.5,null,112856,84845.5,78388.600000000006,72308.800000000003,66348.2,null,125610,96520.8,88902.399999999994,82203.7,75720.399999999994]
[]
["TMY_medPVBatt_LowDiesel_32_D_business",100,95,90,85,80,"TMY_medPVBatt_LowDiesel_32_D_nrel",100,95,90,85,80,"TMY_medPVBatt_LowDiesel_32_D_average",100,95,90,85,80,"TMY_medPVBatt_LowDiesel_32_D_residential",100,95,90,85,80]
["PV kW",0,0,0,0,0,null,0,0,0,0,0,null,0,0,0,0,0,null,0,0,0,0,0]
["Battery kW",0,0,0,0,0,null,0,0,0,0,0,null,0,0,0,0,0,null,0,0,0,0,0]
["Battery kWh",0,0,0,0,0,null,0,0,0,0,0,null,0,0,0,0,0,null,0,0,0,0,0]
["Generator kW",6,6,6,6,6,null,7,7,7,7,7,null,8,8,8,8,8,null,12,12,12,12,12]
["PV capital cost",0,0,0,0,0,null,0,0,0,0,0,null,0,0,0,0,0,null,0,0,0,0,0]
["PV O&M",0,0,0,0,0,null,0,0,0,0,0,null,0,0,0,0,0,null,0,0,0,0,0]
["Battery capital cost",0,0,0,0,0,null,0,0,0,0,0,null,0,0,0,0,0,null,0,0,0,0,0]
["Battery O&M",0,0,0,0,0,null,0,0,0,0,0,null,0,0,0,0,0,null,0,0,0,0,0]
["Diesel capital cost",2493.96,2493.96,2493.96,2493.96,2493.96,null,2909.62,2909.62,2909.62,2909.62,2909.62,null,3325.28,3325.28,3325.28,3325.28,3325.28,null,4987.92,4987.92,4987.92,4987.92,4987.92]
["Diesel O&M (kW)",1277.0345580000001,1277.0345580000001,1277.0345580000001,1277.0345580000001,1277.0345580000001,null,1489.8736510000001,1489.8736510000001,1489.8736510000001,1489.8736510000001,1489.8736510000001,null,1702.7127439999999,1702.7127439999999,1702.7127439999999,1702.7127439999999,1702.7127439999999,null,2554.0691160000001,2554.0691160000001,2554.0691160000001,2554.0691160000001,2554.0691160000001]
["Diesel O&M (kWh)",3858.7391275132431,3665.8021711376141,3472.865214761955,3279.9282583862901,3086.9913020106392,null,3860.1685548619098,3667.160127118842,3474.1516993757668,3281.143271632684,3088.1348438895948,null,3860.1685548619221,3667.160127118836,3474.1516993757391,3281.1432716326431,3088.134843889542,null,3861.5979822105428,3668.518083100028,3475.4381839895,3282.3582848789779,3089.2783857684481]
["Fuel cost",54302.435422047427,51587.313650945507,48872.191879843173,46157.070108740787,43441.948337638569,null,54322.551160304538,51606.423602289688,48890.296044274757,46174.168486259718,43458.040928244562,null,54322.551160304713,51606.423602289608,48890.296044274357,46174.168486259121,43458.040928243812,null,54342.666898561147,51625.533553633257,48908.400208705192,46191.266863777229,43474.133518849128]
["REopt LCC",61935.6,59027.4,56119.199999999997,53210.9,50302.7,null,62585.599999999999,59676.3,56767,53857.7,50948.4,null,63214.1,60304.800000000003,57395.5,54486.1,51576.800000000003,null,65749.5,62839.1,59928.7,57018.3,54107.9]
[]
["TMY_lowPVBatt_HighDiesel_44_PBD_business",100,95,90,85,80,"TMY_lowPVBatt_HighDiesel_44_PBD_nrel",100,95,90,85,80,"TMY_lowPVBatt_HighDiesel_44_PBD_average",100,95,90,85,80,"TMY_lowPVBatt_HighDiesel_44_PBD_residential",100,95,90,85,80]
["PV kW",17.036000000000001,16.460999999999999,15.375999999999999,14.419,13.483000000000001,null,17.818999999999999,17.207999999999998,16.157,15.212999999999999,14.223000000000001,null,17.681000000000001,17.363,16.323,15.31,14.31,null,17.513999999999999,17.516999999999999,16.8,15.742000000000001,14.768000000000001]
["Battery kW",4.76,4.2469999999999999,3.165,2.5339999999999998,2.1379999999999999,null,5.6660000000000004,5.0970000000000004,4.5490000000000004,4.149,3.7530000000000001,null,5.93,5.8680000000000003,4.9539999999999997,4.3289999999999997,3.93,null,8.24,8.24,7.5170000000000003,6.4889999999999999,5.569]
["Battery kWh",29.021000000000001,27.481999999999999,24.056999999999999,20.504000000000001,16.838999999999999,null,45.3,44.094000000000001,40.509,36.607999999999997,32.832999999999998,null,46.271000000000001,45.976999999999997,42.368000000000002,38.783000000000001,35.030999999999999,null,51.905999999999999,51.905000000000001,49.801000000000002,46.101999999999997,42.322000000000003]
["Generator kW",6,6,6,6,6,null,7,7,7,7,7,null,8,8,8,8,8,null,12,12,12,12,12]
["PV capital cost",23850.26,23045.68,21525.7,20186.18,18876.060000000001,null,24946.46,24091.34,22619.52,21298.34,19911.5,null,24753.68,24308.34,22852.62,21434.28,20034.14,null,24519.74,24523.66,23520.560000000001,22038.66,20675.34]
["PV O&M",4061.0141649713451,3924.017303014592,3665.2083713520801,3437.1265938677921,3214.0507918508638,null,4247.6655359686238,4102.0631638036966,3851.4544967162878,3626.4954944044971,3390.3564802156002,null,4214.8406396897926,4139.0120303484964,3891.1447307789281,3649.6421714464318,3411.238549308016,null,4175.0073777566558,4175.674841152304,4004.875725801664,3752.5507242683038,3520.4164904532959]
["Battery capital cost",18638.646758248,17465.795803872679,14899.8413848987,12584.16569420584,10374.88814614806,null,27849.890614836419,26813.06093317777,24538.909689383599,22202.96505517661,19935.415343112989,null,28546.964484913999,28347.997796600179,25803.311495036942,23474.9000120276,21217.96819857023,null,33142.819109152013,33142.661135151997,31524.619438606231,28852.2325244354,26213.174730737701]
["Battery O&M",4941.5277899995999,4679.3440816784814,4096.25010249568,3491.2762645524799,2867.2150167490399,null,7713.3398117023198,7507.8734648838408,6897.5020275421593,6233.2737861077603,5590.4316167380011,null,7878.6391648898398,7828.5283288339197,7214.0533537792007,6603.6138079277598,5964.8411220161597,null,8838.0156333692012,8837.9645519868809,8479.6456821395204,7849.7781838790397,7206.2038480293604]
["Diesel capital cost",4156.62,4156.62,4156.62,4156.62,4156.62,null,4849.3899999999994,4849.3899999999994,4849.3899999999994,4849.3899999999994,4849.3899999999994,null,5542.16,5542.16,5542.16,5542.16,5542.16,null,8313.24,8313.24,8313.24,8313.24,8313.24]
["Diesel O&M (kW)",1277.0345580000001,1277.0345580000001,1277.0345580000001,1277.0345580000001,1277.0345580000001,null,1489.8736510000001,1489.8736510000001,1489.8736510000001,1489.8736510000001,1489.8736510000001,null,1702.7127439999999,1702.7127439999999,1702.7127439999999,1702.7127439999999,1702.7127439999999,null,2554.0691160000001,2554.0691160000001,2554.0691160000001,2554.0691160000001,2554.0691160000001]
["Diesel O&M (kWh)",104.72457222614941,0,0,0,0,null,111.65698269846941,0,0,0,0,null,165.51435892127449,0,0,0,0,null,271.38761538922307,78.193425864810024,0,0,0]
["Fuel cost",3039.600037929627,0,0,0,0,null,3240.8112215771839,0,0,0,0,null,4804.0057931063284,0,0,0,0,null,7876.9460547362933,2269.541285031642,0,0,0]
["REopt LCC",60069.599999999999,54548.6,49620.7,45132.5,40765.9,null,74449.3,68853.7,64246.6,59700.4,55167,null,77608.7,71868.800000000003,67006,62407.3,57873,null,89691.3,83894.9,78396.899999999994,73360.399999999994,68482.3]
[]
["TMY_lowPVBatt_HighDiesel_44_PB_business",100,95,90,85,80,"TMY_lowPVBatt_HighDiesel_44_PB_nrel",100,95,90,85,80,"TMY_lowPVBatt_HighDiesel_44_PB_average",100,95,90,85,80,"TMY_lowPVBatt_HighDiesel_44_PB_residential",100,95,90,85,80]
["PV kW",27.556999999999999,16.445,15.375,14.419,13.481999999999999,null,27.913,17.207000000000001,16.157,15.212999999999999,14.223000000000001,null,29.071000000000002,17.363,16.323,15.311,14.31,null,29.948,18.007999999999999,16.8,15.742000000000001,14.768000000000001]
["Battery kW",4.76,4.2549999999999999,3.1640000000000001,2.5339999999999998,2.137,null,5.71,5.101,4.5490000000000004,4.149,3.7530000000000001,null,6.78,5.8680000000000003,4.9539999999999997,4.327,3.93,null,10.62,9.2370000000000001,7.5170000000000003,6.4889999999999999,5.57]
["Battery kWh",30.103999999999999,27.509,24.059000000000001,20.504000000000001,16.841999999999999,null,48.96,44.091000000000001,40.509,36.607999999999997,32.832999999999998,null,48.58,45.976999999999997,42.368000000000002,38.783000000000001,35.030999999999999,null,56.058999999999997,53.359000000000002,49.801000000000002,46.100999999999999,42.322000000000003]
["Generator kW",0,0,0,0,0,null,0,0,0,0,0,null,0,0,0,0,0,null,0,0,0,0,0]
["PV capital cost",38579.24,23022.3,21525,20186.18,18875.080000000002,null,39078.480000000003,24090.5,22619.52,21298.34,19911.5,null,40698.839999999997,24308.2,22852.62,21435.26,20034.14,null,41927.760000000002,25211.06,23520.42,22038.52,20675.34]
["PV O&M",6568.9363601834566,3920.0363606191199,3665.08918146,3437.1265938677921,3213.8839260019522,null,6653.9425912149127,4101.9201359332001,3851.4544967162878,3626.4954944044971,3390.3564802156002,null,6929.8433534016958,4138.9881923700796,3891.1447307789281,3649.8090372953438,3411.238549308016,null,7139.0931279373444,4292.7193151748643,4004.851887823248,3752.5268862898879,3520.4164904532959]
["Battery capital cost",19208.722266248002,17485.844126785989,14900.32053347852,12584.16569420584,10375.3885532228,null,29807.858165557998,26814.377527253771,24538.909689383599,22202.96505517661,19935.415343112989,null,30362.266307244001,28347.85017170999,25803.311495036942,23473.694208657242,21217.96819857023,null,37008.485073276002,34611.541463332789,31524.44360778925,28852.09900250861,26213.143227182802]
["Battery O&M",5125.8634716650404,4684.0095145970408,4096.5395636621606,3491.2762645524799,2867.75988482712,null,8336.5156488788798,7507.4988680801598,6897.5020275421593,6233.2737861077603,5590.4316167380011,null,8271.8125646068802,7828.4942745790386,7214.0533537792007,6603.6138079277598,5964.8411220161597,null,9545.3225072268015,9085.5900663468019,8479.6116278846403,7849.7441296241605,7206.1868209019203]
["Diesel capital cost",0,0,0,0,0,null,0,0,0,0,0,null,0,0,0,0,0,null,0,0,0,0,0]
["Diesel O&M (kW)",0,0,0,0,0,null,0,0,0,0,0,null,0,0,0,0,0,null,0,0,0,0,0]
["Diesel O&M (kWh)",0,0,0,0,0,null,0,0,0,0,0,null,0,0,0,0,0,null,0,0,0,0,0]
["Fuel cost",0,0,0,0,0,null,0,0,0,0,0,null,0,0,0,0,0,null,0,0,0,0,0]
["REopt LCC",69483.399999999994,49112.5,44187.3,39699.1,35332.400000000001,null,83877.5,62514.7,57907.6,53361.4,48828,null,86263.3,64624,59761.5,55162.8,50628.5,null,95621.3,73201.3,67529.7,62493.3,57615.5]
[]
["TMY_lowPVBatt_HighDiesel_44_D_business",100,95,90,85,80,"TMY_lowPVBatt_HighDiesel_44_D_nrel",100,95,90,85,80,"TMY_lowPVBatt_HighDiesel_44_D_average",100,95,90,85,80,"TMY_lowPVBatt_HighDiesel_44_D_residential",100,95,90,85,80]
["PV kW",0,0,0,0,0,null,0,0,0,0,0,null,0,0,0,0,0,null,0,0,0,0,0]
["Battery kW",0,0,0,0,0,null,0,0,0,0,0,null,0,0,0,0,0,null,0,0,0,0,0]
["Battery kWh",0,0,0,0,0,null,0,0,0,0,0,null,0,0,0,0,0,null,0,0,0,0,0]
["Generator kW",6,6,6,6,6,null,7,7,7,7,7,null,8,8,8,8,8,null,12,12,12,12,12]
["PV capital cost",0,0,0,0,0,null,0,0,0,0,0,null,0,0,0,0,0,null,0,0,0,0,0]
["PV O&M",0,0,0,0,0,null,0,0,0,0,0,null,0,0,0,0,0,null,0,0,0,0,0]
["Battery capital cost",0,0,0,0,0,null,0,0,0,0,0,null,0,0,0,0,0,null,0,0,0,0,0]
["Battery O&M",0,0,0,0,0,null,0,0,0,0,0,null,0,0,0,0,0,null,0,0,0,0,0]
["Diesel capital cost",4156.62,4156.62,4156.62,4156.62,4156.62,null,4849.3899999999994,4849.3899999999994,4849.3899999999994,4849.3899999999994,4849.3899999999994,null,5542.16,5542.16,5542.16,5542.16,5542.16,null,8313.24,8313.24,8313.24,8313.24,8313.24]
["Diesel O&M (kW)",1277.0345580000001,1277.0345580000001,1277.0345580000001,1277.0345580000001,1277.0345580000001,null,1489.8736510000001,1489.8736510000001,1489.8736510000001,1489.8736510000001,1489.8736510000001,null,1702.7127439999999,1702.7127439999999,1702.7127439999999,1702.7127439999999,1702.7127439999999,null,2554.0691160000001,2554.0691160000001,2554.0691160000001,2554.0691160000001,2554.0691160000001]
["Diesel O&M (kWh)",3858.7391275132431,3665.8021711376141,3472.8652147619518,3279.9282583862901,3086.9913020106392,null,3860.1685548619098,3667.160127118837,3474.1516993757682,3281.1432716326872,3088.1348438895948,null,3860.1685548619221,3667.1601271188292,3474.15169937574,3281.1432716326422,3088.1348438895411,null,3861.5979822105428,3668.5180831000248,3475.4381839895,3282.358284878977,3089.2783857684472]
["Fuel cost",111998.7730579729,106398.8344050751,100798.8957521765,95198.957099277875,89599.018446379545,null,112040.2617681281,106438.2486797223,100836.2355913167,95234.222502910707,89632.20941450441,null,112040.2617681284,106438.24867972211,100836.2355913159,95234.222502909426,89632.209414502853,null,112081.7504782824,106477.6629543685,100873.5754304545,95269.487906540497,89665.400382626292]
["REopt LCC",121295,115502,109709,103915,98122.4,null,122243,116448,110653,104858,99062.3,null,123149,117353,111558,105763,99967.9,null,126814,121017,115219,109422,103624]
[]
["TMY_lowPVBatt_HighDiesel_36_PBD_business",100,95,90,85,80,"TMY_lowPVBatt_HighDiesel_36_PBD_nrel",100,95,90,85,80,"TMY_lowPVBatt_HighDiesel_36_PBD_average",100,95,90,85,80,"TMY_lowPVBatt_HighDiesel_36_PBD_residential",100,95,90,85,80]
["PV kW",15.641,15.638,15.375999999999999,14.419,13.481999999999999,null,17.114999999999998,17.068000000000001,16.157,15.212999999999999,14.223000000000001,null,16.597999999999999,16.638999999999999,16.323,15.311,14.31,null,14.239000000000001,14.233000000000001,14.227,14.244999999999999,14.246]
["Battery kW",3.38,3.38,3.165,2.5339999999999998,2.137,null,5.0270000000000001,5.0209999999999999,4.5490000000000004,4.149,3.7530000000000001,null,5.2460000000000004,5.2629999999999999,4.9539999999999997,4.327,3.93,null,5.0730000000000004,5.07,5.0679999999999996,5.0789999999999997,5.0789999999999997]
["Battery kWh",25.024000000000001,25.015999999999998,24.056999999999999,20.504000000000001,16.841999999999999,null,43.866999999999997,43.795999999999999,40.509,36.607999999999997,32.832999999999998,null,43.536000000000001,43.695999999999998,42.368000000000002,38.783000000000001,35.030999999999999,null,40.26,40.249000000000002,40.213999999999999,40.283999999999999,40.287999999999997]
["Generator kW",6,6,6,6,6,null,7,7,7,7,7,null,8,8,8,8,8,null,12,12,12,12,12]
["PV capital cost",21896.98,21893.34,21525.7,20186.18,18875.080000000002,null,23960.720000000001,23895.759999999998,22619.52,21298.34,19911.5,null,23236.5,23294.18,22852.62,21435.26,20034.14,null,19933.900000000001,19926.759999999998,19917.240000000002,19942.439999999999,19943.98]
["PV O&M",3728.4266901113119,3727.8069026724961,3665.2083713520801,3437.1265938677921,3213.8839260019522,null,4079.8223299415681,4068.7615079565439,3851.4544967162878,3626.4954944044971,3390.3564802156002,null,3956.5084675956,3966.3297147029921,3891.1447307789281,3649.8090372953438,3411.238549308016,null,3394.1705567621598,3392.9548198629441,3391.333837330656,3395.6246734455358,3395.886891208112]
["Battery capital cost",15560.802023924,15556.378751924,14899.8413848987,12584.16569420584,10375.3885532228,null,26644.05976038989,26602.488210340329,24538.909689383599,22202.96505517661,19935.415343112989,null,26624.573763441371,26721.060427961929,25803.311495036942,23473.694208657242,21217.96819857023,null,24777.271053541819,24769.117339623928,24749.329401284329,24793.967785597219,24796.682918200429]
["Battery O&M",4260.9535062228006,4259.5232275178396,4096.25010249568,3491.2762645524799,2867.75988482712,null,7469.3240483596801,7457.1837064949614,6897.5020275421593,6233.2737861077603,5590.4316167380011,null,7412.9472294058414,7440.2246875647206,7214.0533537792007,6603.6138079277598,5964.8411220161597,null,6855.1215073439998,6853.1804148158408,6847.2379473392812,6859.1569365472806,6859.9231572820818]
["Diesel capital cost",4156.62,4156.62,4156.62,4156.62,4156.62,null,4849.3899999999994,4849.3899999999994,4849.3899999999994,4849.3899999999994,4849.3899999999994,null,5542.16,5542.16,5542.16,5542.16,5542.16,null,8313.24,8313.24,8313.24,8313.24,8313.24]
["Diesel O&M (kW)",1277.0345580000001,1277.0345580000001,1277.0345580000001,1277.0345580000001,1277.0345580000001,null,1489.8736510000001,1489.8736510000001,1489.8736510000001,1489.8736510000001,1489.8736510000001,null,1702.7127439999999,1702.7127439999999,1702.7127439999999,1702.7127439999999,1702.7127439999999,null,2554.0691160000001,2554.0691160000001,2554.0691160000001,2554.0691160000001,2554.0691160000001]
["Diesel O&M (kWh)",333.77379023439329,141.1880988133081,0,0,0,null,207.79876642851471,19.92776550475142,0,0,0,null,326.42784922338069,125.5394549903657,0,0,0,null,878.5945180164947,686.25151535651696,494.70357737895159,298.14155091076282,104.8528311047352]
["Fuel cost",7926.2889614427813,3352.862632878177,0,0,0,null,4934.6986394201376,473.2343652136629,0,0,0,null,7751.8413180070584,2981.24665695558,0,0,0,null,20864.412465843419,16296.74938563598,11747.967094154979,7080.1127981675218,2489.991311713989]
["REopt LCC",59141.4,54365,49620.7,45132.5,40765.9,null,73635.899999999994,68856.800000000003,64246.6,59700.4,55167,null,76554,71773.600000000006,67006,62407.3,57873,null,87571.4,82792.7,78015.399999999994,73236.899999999994,68458.600000000006]
[]
["TMY_lowPVBatt_HighDiesel_36_PB_business",100,95,90,85,80,"TMY_lowPVBatt_HighDiesel_36_PB_nrel",100,95,90,85,80,"TMY_lowPVBatt_HighDiesel_36_PB_average",100,95,90,85,80,"TMY_lowPVBatt_HighDiesel_36_PB_residential",100,95,90,85,80]
["PV kW",27.556999999999999,16.445,15.375,14.419,13.481999999999999,null,27.913,17.207000000000001,16.157,15.212999999999999,14.223000000000001,null,29.071000000000002,17.363,16.323,15.311,14.31,null,29.948,18.007999999999999,16.8,15.742000000000001,14.768000000000001]
["Battery kW",4.76,4.2549999999999999,3.1640000000000001,2.5339999999999998,2.137,null,5.71,5.101,4.5490000000000004,4.149,3.7530000000000001,null,6.78,5.8680000000000003,4.9539999999999997,4.327,3.93,null,10.62,9.2370000000000001,7.5170000000000003,6.4889999999999999,5.57]
["Battery kWh",30.103999999999999,27.509,24.059000000000001,20.504000000000001,16.841999999999999,null,48.96,44.091000000000001,40.509,36.607999999999997,32.832999999999998,null,48.58,45.976999999999997,42.368000000000002,38.783000000000001,35.030999999999999,null,56.058999999999997,53.359000000000002,49.801000000000002,46.100999999999999,42.322000000000003]
["Generator kW",0,0,0,0,0,null,0,0,0,0,0,null,0,0,0,0,0,null,0,0,0,0,0]
["PV capital cost",38579.24,23022.3,21525,20186.18,18875.080000000002,null,39078.480000000003,24090.5,22619.52,21298.34,19911.5,null,40698.839999999997,24308.2,22852.62,21435.26,20034.14,null,41927.760000000002,25211.06,23520.42,22038.52,20675.34]
["PV O&M",6568.9363601834566,3920.0363606191199,3665.08918146,3437.1265938677921,3213.8839260019522,null,6653.9425912149127,4101.9201359332001,3851.4544967162878,3626.4954944044971,3390.3564802156002,null,6929.8433534016958,4138.9881923700796,3891.1447307789281,3649.8090372953438,3411.238549308016,null,7139.0931279373444,4292.7193151748643,4004.851887823248,3752.5268862898879,3520.4164904532959]
["Battery capital cost",19208.722266248002,17485.844126785989,14900.32053347852,12584.16569420584,10375.3885532228,null,29807.858165557998,26814.377527253771,24538.909689383599,22202.96505517661,19935.415343112989,null,30362.266307244001,28347.85017170999,25803.311495036942,23473.694208657242,21217.96819857023,null,37008.485073276002,34611.541463332789,31524.44360778925,28852.09900250861,26213.143227182802]
["Battery O&M",5125.8634716650404,4684.0095145970408,4096.5395636621606,3491.2762645524799,2867.75988482712,null,8336.5156488788798,7507.4988680801598,6897.5020275421593,6233.2737861077603,5590.4316167380011,null,8271.8125646068802,7828.4942745790386,7214.0533537792007,6603.6138079277598,5964.8411220161597,null,9545.3225072268015,9085.5900663468019,8479.6116278846403,7849.7441296241605,7206.1868209019203]
["Diesel capital cost",0,0,0,0,0,null,0,0,0,0,0,null,0,0,0,0,0,null,0,0,0,0,0]
["Diesel O&M (kW)",0,0,0,0,0,null,0,0,0,0,0,null,0,0,0,0,0,null,0,0,0,0,0]
["Diesel O&M (kWh)",0,0,0,0,0,null,0,0,0,0,0,null,0,0,0,0,0,null,0,0,0,0,0]
["Fuel cost",0,0,0,0,0,null,0,0,0,0,0,null,0,0,0,0,0,null,0,0,0,0,0]
["REopt LCC",69483.399999999994,49112.5,44187.3,39699.1,35332.400000000001,null,83877.5,62514.7,57907.6,53361.4,48828,null,86263.3,64624,59761.5,55162.8,50628.5,null,95621.3,73201.3,67529.7,62493.3,57615.5]
[]
["TMY_lowPVBatt_HighDiesel_36_D_business",100,95,90,85,80,"TMY_lowPVBatt_HighDiesel_36_D_nrel",100,95,90,85,80,"TMY_lowPVBatt_HighDiesel_36_D_average",100,95,90,85,80,"TMY_lowPVBatt_HighDiesel_36_D_residential",100,95,90,85,80]
["PV kW",0,0,0,0,0,null,0,0,0,0,0,null,0,0,0,0,0,null,0,0,0,0,0]
["Battery kW",0,0,0,0,0,null,0,0,0,0,0,null,0,0,0,0,0,null,0,0,0,0,0]
["Battery kWh",0,0,0,0,0,null,0,0,0,0,0,null,0,0,0,0,0,null,0,0,0,0,0]
["Generator kW",6,6,6,6,6,null,7,7,7,7,7,null,8,8,8,8,8,null,12,12,12,12,12]
["PV capital cost",0,0,0,0,0,null,0,0,0,0,0,null,0,0,0,0,0,null,0,0,0,0,0]
["PV O&M",0,0,0,0,0,null,0,0,0,0,0,null,0,0,0,0,0,null,0,0,0,0,0]
["Battery capital cost",0,0,0,0,0,null,0,0,0,0,0,null,0,0,0,0,0,null,0,0,0,0,0]
["Battery O&M",0,0,0,0,0,null,0,0,0,0,0,null,0,0,0,0,0,null,0,0,0,0,0]
["Diesel capital cost",4156.62,4156.62,4156.62,4156.62,4156.62,null,4849.3899999999994,4849.3899999999994,4849.3899999999994,4849.3899999999994,4849.3899999999994,null,5542.16,5542.16,5542.16,5542.16,5542.16,null,8313.24,8313.24,8313.24,8313.24,8313.24]
["Diesel O&M (kW)",1277.0345580000001,1277.0345580000001,1277.0345580000001,1277.0345580000001,1277.0345580000001,null,1489.8736510000001,1489.8736510000001,1489.8736510000001,1489.8736510000001,1489.8736510000001,null,1702.7127439999999,1702.7127439999999,1702.7127439999999,1702.7127439999999,1702.7127439999999,null,2554.0691160000001,2554.0691160000001,2554.0691160000001,2554.0691160000001,2554.0691160000001]
["Diesel O&M (kWh)",3858.7391275132431,3665.8021711376141,3472.8652147619518,3279.9282583862901,3086.9913020106392,null,3860.1685548619098,3667.1601271188401,3474.151699375765,3281.1432716326808,3088.1348438895948,null,3860.1685548619221,3667.1601271188342,3474.1516993757391,3281.1432716326431,3088.1348438895411,null,3861.5979822105428,3668.518083100028,3475.4381839895,3282.3582848789788,3089.2783857684481]
["Fuel cost",91635.359774705052,87053.591785970566,82471.823797235324,77890.055808500067,73308.287819765086,null,91669.305083013911,87085.839828863813,82502.374574713598,77918.90932056318,73335.444066412703,null,91669.305083014187,87085.839828863682,82502.374574712972,77918.909320562263,73335.444066411408,null,91703.250391321941,87118.087871756099,82532.925352190025,77947.762832624096,73362.60031305789]
["REopt LCC",100931,96156.3,91381.4,86606.6,81831.7,null,101872,97095.5,92318.9,87542.2,82765.5,null,102778,98001.1,93224.4,88447.8,83671.100000000006,null,106435,101657,96878.5,92100.1,87321.7]
[]
["TMY_lowPVBatt_HighDiesel_32_PBD_business",100,95,90,85,80,"TMY_lowPVBatt_HighDiesel_32_PBD_nrel",100,95,90,85,80,"TMY_lowPVBatt_HighDiesel_32_PBD_average",100,95,90,85,80,"TMY_lowPVBatt_HighDiesel_32_PBD_residential",100,95,90,85,80]
["PV kW",12.856,12.856999999999999,12.856,12.856,12.676,null,7.9219999999999997,7.9219999999999997,7.9219999999999997,7.9219999999999997,7.9219999999999997,null,8.3010000000000002,8.3010000000000002,8.3010000000000002,8.3010000000000002,8.3010000000000002,null,7.3780000000000001,7.3780000000000001,7.3780000000000001,7.3780000000000001,7.3230000000000004]
["Battery kW",1.8720000000000001,1.8720000000000001,1.8720000000000001,1.8720000000000001,1.8069999999999999,null,1.2190000000000001,1.2190000000000001,1.2190000000000001,1.2190000000000001,1.2190000000000001,null,1.508,1.508,1.508,1.508,1.508,null,1.87,1.87,1.87,1.87,1.8420000000000001]
["Battery kWh",14.502000000000001,14.509,14.502000000000001,14.502000000000001,13.856,null,8.5329999999999995,8.5329999999999995,8.5329999999999995,8.5329999999999995,8.5329999999999995,null,11.672000000000001,11.672000000000001,11.672000000000001,11.672000000000001,11.672000000000001,null,14.364000000000001,14.364000000000001,14.364000000000001,14.364000000000001,14.141]
["Generator kW",6,6,6,6,6,null,7,7,7,7,7,null,8,8,8,8,8,null,12,12,12,12,12]
["PV capital cost",17997.98,18000.5,17997.98,17997.98,17745.84,null,11091.29,11091.29,11091.29,11091.29,11091.29,null,11621.624,11621.624,11621.624,11621.624,11621.624,null,10329.172,10329.172,10329.172,10329.172,10251.654]
["PV O&M",3064.5389912257119,3064.9680748372002,3064.5389912257119,3064.5389912257119,3021.606792098496,null,1888.5280830399761,1888.5280830399761,1888.5280830399761,1888.5280830399761,1888.5280830399761,null,1978.8287290776259,1978.8287290776259,1978.8287290776259,1978.8287290776259,1978.8287290776259,null,1758.7612799367971,1758.7612799367971,1758.7612799367971,1758.7612799367971,1745.562191287858]
["Battery capital cost",8956.4469634146608,8960.2509696518227,8956.4469634146608,8956.4469634146608,8570.4044660174659,null,5352.8165062731869,5352.8165062731869,5352.8165062731869,5352.8165062731869,5352.8165062731869,null,7209.8195859119842,7209.8195859119842,7209.8195859119842,7209.8195859119842,7209.8195859119842,null,8882.8833852390144,8882.8833852390144,8882.8833852390144,8882.8833852390144,8745.4937567774468]
["Battery O&M",2469.3251027311198,2470.3978117598399,2469.3251027311198,2469.3251027311198,2359.2106695766402,null,1453.00140652868,1453.00140652868,1453.00140652868,1453.00140652868,1453.00140652868,null,1987.45739617912,1987.45739617912,1987.45739617912,1987.45739617912,1987.45739617912,null,2445.8276668639201,2445.8276668639201,2445.8276668639201,2445.8276668639201,2407.8231184178399]
["Diesel capital cost",4156.62,4156.62,4156.62,4156.62,4156.62,null,4849.3899999999994,4849.3899999999994,4849.3899999999994,4849.3899999999994,4849.3899999999994,null,5542.16,5542.16,5542.16,5542.16,5542.16,null,8313.24,8313.24,8313.24,8313.24,8313.24]
["Diesel O&M (kW)",1277.0345580000001,1277.0345580000001,1277.0345580000001,1277.0345580000001,1277.0345580000001,null,1489.8736510000001,1489.8736510000001,1489.8736510000001,1489.8736510000001,1489.8736510000001,null,1702.7127439999999,1702.7127439999999,1702.7127439999999,1702.7127439999999,1702.7127439999999,null,2554.0691160000001,2554.0691160000001,2554.0691160000001,2554.0691160000001,2554.0691160000001]
["Diesel O&M (kWh)",899.37674079621286,706.07239445535879,513.56330165675081,320.54016602264198,163.44687330007989,null,2030.365739267349,1837.3574087503621,1644.3490031731619,1451.3404853271959,1258.332123097319,null,1977.895122636924,1784.886757103262,1591.8782595747209,1398.8698452976109,1205.8613249276241,null,2242.7060551600398,2049.625916542107,1856.545942617716,1663.4661092107151,1482.458855724291]
["Fuel cost",18984.83381745929,14904.395970884771,10840.745034241811,6766.2432301432427,3450.1800934258799,null,42858.742504869319,38784.553220180533,34710.362351054871,30636.169112061551,26561.979157949241,null,41751.146664502849,37676.956640651348,33602.763830536067,29528.572777765072,25454.3794854925,null,47341.008308631048,43265.303235506413,39189.601638877582,35113.903008413203,31293.042993563071]
["REopt LCC",57807.1,53540.9,49276.800000000003,45009.1,40744.5,null,71015.8,66748.5,62481.1,58213.7,53946.3,null,73773.399999999994,69506,65238.6,60971.199999999997,56703.8,null,83869.5,79600.600000000006,75331.600000000006,71062.600000000006,66794.399999999994]
[]
["TMY_lowPVBatt_HighDiesel_32_PB_business",100,95,90,85,80,"TMY_lowPVBatt_HighDiesel_32_PB_nrel",100,95,90,85,80,"TMY_lowPVBatt_HighDiesel_32_PB_average",100,95,90,85,80,"TMY_lowPVBatt_HighDiesel_32_PB_residential",100,95,90,85,80]
["PV kW",27.556999999999999,16.445,15.375,14.419,13.481999999999999,null,27.913,17.207000000000001,16.157,15.212999999999999,14.223000000000001,null,29.071000000000002,17.363,16.323,15.311,14.31,null,29.948,18.007999999999999,16.8,15.742000000000001,14.768000000000001]
["Battery kW",4.76,4.2549999999999999,3.1640000000000001,2.5339999999999998,2.137,null,5.71,5.101,4.5490000000000004,4.149,3.7530000000000001,null,6.78,5.8680000000000003,4.9539999999999997,4.327,3.93,null,10.62,9.2370000000000001,7.5170000000000003,6.4889999999999999,5.57]
["Battery kWh",30.103999999999999,27.509,24.059000000000001,20.504000000000001,16.841999999999999,null,48.96,44.091000000000001,40.509,36.607999999999997,32.832999999999998,null,48.58,45.976999999999997,42.368000000000002,38.783000000000001,35.030999999999999,null,56.058999999999997,53.359000000000002,49.801000000000002,46.100999999999999,42.322000000000003]
["Generator kW",0,0,0,0,0,null,0,0,0,0,0,null,0,0,0,0,0,null,0,0,0,0,0]
["PV capital cost",38579.24,23022.3,21525,20186.18,18875.080000000002,null,39078.480000000003,24090.5,22619.52,21298.34,19911.5,null,40698.839999999997,24308.2,22852.62,21435.26,20034.14,null,41927.760000000002,25211.06,23520.42,22038.52,20675.34]
["PV O&M",6568.9363601834566,3920.0363606191199,3665.08918146,3437.1265938677921,3213.8839260019522,null,6653.9425912149127,4101.9201359332001,3851.4544967162878,3626.4954944044971,3390.3564802156002,null,6929.8433534016958,4138.9881923700796,3891.1447307789281,3649.8090372953438,3411.238549308016,null,7139.0931279373444,4292.7193151748643,4004.851887823248,3752.5268862898879,3520.4164904532959]
["Battery capital cost",19208.722266248002,17485.844126785989,14900.32053347852,12584.16569420584,10375.3885532228,null,29807.858165557998,26814.377527253771,24538.909689383599,22202.96505517661,19935.415343112989,null,30362.266307244001,28347.85017170999,25803.311495036942,23473.694208657242,21217.96819857023,null,37008.485073276002,34611.541463332789,31524.44360778925,28852.09900250861,26213.143227182802]
["Battery O&M",5125.8634716650404,4684.0095145970408,4096.5395636621606,3491.2762645524799,2867.75988482712,null,8336.5156488788798,7507.4988680801598,6897.5020275421593,6233.2737861077603,5590.4316167380011,null,8271.8125646068802,7828.4942745790386,7214.0533537792007,6603.6138079277598,5964.8411220161597,null,9545.3225072268015,9085.5900663468019,8479.6116278846403,7849.7441296241605,7206.1868209019203]
["Diesel capital cost",0,0,0,0,0,null,0,0,0,0,0,null,0,0,0,0,0,null,0,0,0,0,0]
["Diesel O&M (kW)",0,0,0,0,0,null,0,0,0,0,0,null,0,0,0,0,0,null,0,0,0,0,0]
["Diesel O&M (kWh)",0,0,0,0,0,null,0,0,0,0,0,null,0,0,0,0,0,null,0,0,0,0,0]
["Fuel cost",0,0,0,0,0,null,0,0,0,0,0,null,0,0,0,0,0,null,0,0,0,0,0]
["REopt LCC",69483.399999999994,49112.5,44187.3,39699.1,35332.400000000001,null,83877.5,62514.7,57907.6,53361.4,48828,null,86263.3,64624,59761.5,55162.8,50628.5,null,95621.3,73201.3,67529.7,62493.3,57615.5]
[]
["TMY_lowPVBatt_HighDiesel_32_D_business",100,95,90,85,80,"TMY_lowPVBatt_HighDiesel_32_D_nrel",100,95,90,85,80,"TMY_lowPVBatt_HighDiesel_32_D_average",100,95,90,85,80,"TMY_lowPVBatt_HighDiesel_32_D_residential",100,95,90,85,80]
["PV kW",0,0,0,0,0,null,0,0,0,0,0,null,0,0,0,0,0,null,0,0,0,0,0]
["Battery kW",0,0,0,0,0,null,0,0,0,0,0,null,0,0,0,0,0,null,0,0,0,0,0]
["Battery kWh",0,0,0,0,0,null,0,0,0,0,0,null,0,0,0,0,0,null,0,0,0,0,0]
["Generator kW",6,6,6,6,6,null,7,7,7,7,7,null,8,8,8,8,8,null,12,12,12,12,12]
["PV capital cost",0,0,0,0,0,null,0,0,0,0,0,null,0,0,0,0,0,null,0,0,0,0,0]
["PV O&M",0,0,0,0,0,null,0,0,0,0,0,null,0,0,0,0,0,null,0,0,0,0,0]
["Battery capital cost",0,0,0,0,0,null,0,0,0,0,0,null,0,0,0,0,0,null,0,0,0,0,0]
["Battery O&M",0,0,0,0,0,null,0,0,0,0,0,null,0,0,0,0,0,null,0,0,0,0,0]
["Diesel capital cost",4156.62,4156.62,4156.62,4156.62,4156.62,null,4849.3899999999994,4849.3899999999994,4849.3899999999994,4849.3899999999994,4849.3899999999994,null,5542.16,5542.16,5542.16,5542.16,5542.16,null,8313.24,8313.24,8313.24,8313.24,8313.24]
["Diesel O&M (kW)",1277.0345580000001,1277.0345580000001,1277.0345580000001,1277.0345580000001,1277.0345580000001,null,1489.8736510000001,1489.8736510000001,1489.8736510000001,1489.8736510000001,1489.8736510000001,null,1702.7127439999999,1702.7127439999999,1702.7127439999999,1702.7127439999999,1702.7127439999999,null,2554.0691160000001,2554.0691160000001,2554.0691160000001,2554.0691160000001,2554.0691160000001]
["Diesel O&M (kWh)",3858.7391275132431,3665.8021711376141,3472.8652147619518,3279.9282583862901,3086.9913020106392,null,3860.1685548619098,3667.1601271188488,3474.151699375765,3281.143271632684,3088.1348438895948,null,3860.1685548619221,3667.160127118836,3474.15169937574,3281.1432716326422,3088.1348438895411,null,3861.5979822105428,3668.518083100028,3475.4381839895,3282.3582848789788,3089.2783857684481]
["Fuel cost",81453.653133071144,77380.970476418268,73308.287819764737,69235.605163111191,65162.92250645785,null,81483.826740456789,77409.635403434702,73335.444066412092,69261.25272938954,65187.06139236685,null,81483.826740457065,77409.635403434397,73335.444066411583,69261.252729388681,65187.061392365707,null,81514.000347841735,77438.300330449871,73362.600313057803,69286.900295665851,65211.200278273667]
["REopt LCC",90749.5,86483.7,82217.899999999994,77952.100000000006,73686.3,null,91686.7,87419.3,83151.899999999994,78884.5,74617.2,null,92592.3,88324.9,84057.5,79790.100000000006,75522.7,null,96246.1,91977.2,87708.2,83439.3,79170.3]
[]
["TMY_lowPVBatt_MedDiesel_44_PBD_business",100,95,90,85,80,"TMY_lowPVBatt_MedDiesel_44_PBD_nrel",100,95,90,85,80,"TMY_lowPVBatt_MedDiesel_44_PBD_average",100,95,90,85,80,"TMY_lowPVBatt_MedDiesel_44_PBD_residential",100,95,90,85,80]
["PV kW",15.694000000000001,15.686999999999999,15.375999999999999,14.419,13.481999999999999,null,17.257999999999999,17.207999999999998,16.157,15.212999999999999,14.223000000000001,null,17.053000000000001,17.045999999999999,16.323,15.311,14.31,null,15.145,15.061999999999999,15.061999999999999,15.111000000000001,14.768000000000001]
["Battery kW",3.38,3.38,3.165,2.5339999999999998,2.137,null,5.1639999999999997,5.0970000000000004,4.5490000000000004,4.149,3.7530000000000001,null,5.62,5.62,4.9539999999999997,4.327,3.93,null,5.9359999999999999,5.8449999999999998,5.8449999999999998,5.8920000000000003,5.57]
["Battery kWh",25.065999999999999,25.041,24.056999999999999,20.504000000000001,16.841999999999999,null,44.286999999999999,44.094000000000001,40.509,36.607999999999997,32.832999999999998,null,45.185000000000002,45.171999999999997,42.368000000000002,38.783000000000001,35.030999999999999,null,43.789000000000001,43.454000000000001,43.454000000000001,43.646999999999998,42.322000000000003]
["Generator kW",6,6,6,6,6,null,7,7,7,7,7,null,8,8,8,8,8,null,12,12,12,12,12]
["PV capital cost",21971.18,21962.22,21525.7,20186.18,18875.080000000002,null,24160.92,24091.34,22619.52,21298.34,19911.5,null,23874.06,23864.959999999999,22852.62,21435.26,20034.14,null,21203.42,21086.38,21086.38,21155.68,20675.48]
["PV O&M",3741.0608186717918,3739.535188053168,3665.2083713520801,3437.1265938677921,3213.8839260019522,null,4113.9106390764482,4102.0631638036966,3851.4544967162878,3626.4954944044971,3390.3564802156002,null,4065.066621302065,4063.5171527050238,3891.1447307789281,3649.8090372953438,3411.238549308016,null,3610.333345038448,3590.4047950826721,3590.4047950826721,3602.2045943985918,3520.4403284317118]
["Battery capital cost",15582.655093924001,15569.595909924001,14899.8413848987,12584.16569420584,10375.3885532228,null,26962.530053968709,26813.06093317777,24538.909689383599,22202.96505517661,19935.415343112989,null,27756.397356276,27749.499158276001,25803.311495036942,23473.694208657242,21217.96819857023,null,27244.46686193865,27003.844261889491,27003.844261889491,27138.335475278582,26213.32235562789]
["Battery O&M",4268.0197641104014,4263.7970365052806,4096.25010249568,3491.2762645524799,2867.75988482712,null,7540.8550107351211,7507.8734648838408,6897.5020275421593,6233.2737861077603,5590.4316167380011,null,7693.6905066365607,7691.4599529419202,7214.0533537792007,6603.6138079277598,5964.8411220161597,null,7456.0428889564801,7399.03606628736,7399.03606628736,7431.7962594819201,7206.2379022842406]
["Diesel capital cost",3325.32,3325.32,3325.32,3325.32,3325.32,null,3879.54,3879.54,3879.54,3879.54,3879.54,null,4433.76,4433.76,4433.76,4433.76,4433.76,null,6650.64,6650.64,6650.64,6650.64,6650.64]
["Diesel O&M (kW)",1277.0345580000001,1277.0345580000001,1277.0345580000001,1277.0345580000001,1277.0345580000001,null,1489.8736510000001,1489.8736510000001,1489.8736510000001,1489.8736510000001,1489.8736510000001,null,1702.7127439999999,1702.7127439999999,1702.7127439999999,1702.7127439999999,1702.7127439999999,null,2554.0691160000001,2554.0691160000001,2554.0691160000001,2554.0691160000001,2554.0691160000001]
["Diesel O&M (kWh)",329.05881982112879,137.23124556899381,0,0,0,null,182.75751224097451,0,0,0,0,null,239.7349542456401,47.494123000809509,0,0,0,null,697.14048123787973,521.25504071205751,327.9323002621727,125.0291386611772,0]
["Fuel cost",7959.0298942247127,3319.247259499175,0,0,0,null,4420.4027234727764,0,0,0,0,null,5798.5306960282433,1148.7525086515141,0,0,0,null,16861.915245616561,12607.729079554059,7931.7824773311777,3024.111776716401,0]
["REopt LCC",58453.7,53594.2,48789.4,44301.2,39934.6,null,72751.100000000006,67883.8,63276.800000000003,58730.6,54197.2,null,75564.2,70702.3,65897.600000000006,61298.9,56764.6,null,86278.5,81413.8,76544.3,71681.8,66820]
[]
["TMY_lowPVBatt_MedDiesel_44_PB_business",100,95,90,85,80,"TMY_lowPVBatt_MedDiesel_44_PB_nrel",100,95,90,85,80,"TMY_lowPVBatt_MedDiesel_44_PB_average",100,95,90,85,80,"TMY_lowPVBatt_MedDiesel_44_PB_residential",100,95,90,85,80]
["PV kW",27.556999999999999,16.445,15.375,14.419,13.481999999999999,null,27.913,17.207000000000001,16.157,15.212999999999999,14.223000000000001,null,29.071000000000002,17.363,16.323,15.311,14.31,null,29.948,18.007999999999999,16.8,15.742000000000001,14.768000000000001]
["Battery kW",4.76,4.2549999999999999,3.1640000000000001,2.5339999999999998,2.137,null,5.71,5.101,4.5490000000000004,4.149,3.7530000000000001,null,6.78,5.8680000000000003,4.9539999999999997,4.327,3.93,null,10.62,9.2370000000000001,7.5170000000000003,6.4889999999999999,5.57]
["Battery kWh",30.103999999999999,27.509,24.059000000000001,20.504000000000001,16.841999999999999,null,48.96,44.091000000000001,40.509,36.607999999999997,32.832999999999998,null,48.58,45.976999999999997,42.368000000000002,38.783000000000001,35.030999999999999,null,56.058999999999997,53.359000000000002,49.801000000000002,46.100999999999999,42.322000000000003]
["Generator kW",0,0,0,0,0,null,0,0,0,0,0,null,0,0,0,0,0,null,0,0,0,0,0]
["PV capital cost",38579.24,23022.3,21525,20186.18,18875.080000000002,null,39078.480000000003,24090.5,22619.52,21298.34,19911.5,null,40698.839999999997,24308.2,22852.62,21435.26,20034.14,null,41927.760000000002,25211.06,23520.42,22038.52,20675.34]
["PV O&M",6568.9363601834566,3920.0363606191199,3665.08918146,3437.1265938677921,3213.8839260019522,null,6653.9425912149127,4101.9201359332001,3851.4544967162878,3626.4954944044971,3390.3564802156002,null,6929.8433534016958,4138.9881923700796,3891.1447307789281,3649.8090372953438,3411.238549308016,null,7139.0931279373444,4292.7193151748643,4004.851887823248,3752.5268862898879,3520.4164904532959]
["Battery capital cost",19208.722266248002,17485.844126785989,14900.32053347852,12584.16569420584,10375.3885532228,null,29807.858165557998,26814.377527253771,24538.909689383599,22202.96505517661,19935.415343112989,null,30362.266307244001,28347.85017170999,25803.311495036942,23473.694208657242,21217.96819857023,null,37008.485073276002,34611.541463332789,31524.44360778925,28852.09900250861,26213.143227182802]
["Battery O&M",5125.8634716650404,4684.0095145970408,4096.5395636621606,3491.2762645524799,2867.75988482712,null,8336.5156488788798,7507.4988680801598,6897.5020275421593,6233.2737861077603,5590.4316167380011,null,8271.8125646068802,7828.4942745790386,7214.0533537792007,6603.6138079277598,5964.8411220161597,null,9545.3225072268015,9085.5900663468019,8479.6116278846403,7849.7441296241605,7206.1868209019203]
["Diesel capital cost",0,0,0,0,0,null,0,0,0,0,0,null,0,0,0,0,0,null,0,0,0,0,0]
["Diesel O&M (kW)",0,0,0,0,0,null,0,0,0,0,0,null,0,0,0,0,0,null,0,0,0,0,0]
["Diesel O&M (kWh)",0,0,0,0,0,null,0,0,0,0,0,null,0,0,0,0,0,null,0,0,0,0,0]
["Fuel cost",0,0,0,0,0,null,0,0,0,0,0,null,0,0,0,0,0,null,0,0,0,0,0]
["REopt LCC",69483.399999999994,49112.5,44187.3,39699.1,35332.400000000001,null,83877.5,62514.7,57907.6,53361.4,48828,null,86263.3,64624,59761.5,55162.8,50628.5,null,95621.3,73201.3,67529.7,62493.3,57615.5]
[]
["TMY_lowPVBatt_MedDiesel_44_D_business",100,95,90,85,80,"TMY_lowPVBatt_MedDiesel_44_D_nrel",100,95,90,85,80,"TMY_lowPVBatt_MedDiesel_44_D_average",100,95,90,85,80,"TMY_lowPVBatt_MedDiesel_44_D_residential",100,95,90,85,80]
["PV kW",0,0,0,0,0,null,0,0,0,0,0,null,0,0,0,0,0,null,0,0,0,0,0]
["Battery kW",0,0,0,0,0,null,0,0,0,0,0,null,0,0,0,0,0,null,0,0,0,0,0]
["Battery kWh",0,0,0,0,0,null,0,0,0,0,0,null,0,0,0,0,0,null,0,0,0,0,0]
["Generator kW",6,6,6,6,6,null,7,7,7,7,7,null,8,8,8,8,8,null,12,12,12,12,12]
["PV capital cost",0,0,0,0,0,null,0,0,0,0,0,null,0,0,0,0,0,null,0,0,0,0,0]
["PV O&M",0,0,0,0,0,null,0,0,0,0,0,null,0,0,0,0,0,null,0,0,0,0,0]
["Battery capital cost",0,0,0,0,0,null,0,0,0,0,0,null,0,0,0,0,0,null,0,0,0,0,0]
["Battery O&M",0,0,0,0,0,null,0,0,0,0,0,null,0,0,0,0,0,null,0,0,0,0,0]
["Diesel capital cost",3325.32,3325.32,3325.32,3325.32,3325.32,null,3879.54,3879.54,3879.54,3879.54,3879.54,null,4433.76,4433.76,4433.76,4433.76,4433.76,null,6650.64,6650.64,6650.64,6650.64,6650.64]
["Diesel O&M (kW)",1277.0345580000001,1277.0345580000001,1277.0345580000001,1277.0345580000001,1277.0345580000001,null,1489.8736510000001,1489.8736510000001,1489.8736510000001,1489.8736510000001,1489.8736510000001,null,1702.7127439999999,1702.7127439999999,1702.7127439999999,1702.7127439999999,1702.7127439999999,null,2554.0691160000001,2554.0691160000001,2554.0691160000001,2554.0691160000001,2554.0691160000001]
["Diesel O&M (kWh)",3858.7391275132431,3665.8021711376141,3472.8652147619518,3279.9282583862901,3086.9913020106392,null,3860.1685548619098,3667.1601271188388,3474.151699375765,3281.1432716326822,3088.1348438895948,null,3860.1685548619221,3667.1601271188342,3474.1516993757391,3281.1432716326431,3088.1348438895411,null,3861.5979822105428,3668.518083100028,3475.4381839894991,3282.3582848789779,3089.2783857684481]
["Fuel cost",93332.310881644036,88665.695337562647,83999.079793480458,79332.464249398239,74665.848705316283,null,93366.884806773407,88698.540566435317,84030.196326097168,79361.852085758816,74693.507845420361,null,93366.884806773713,88698.540566435229,84030.196326096557,79361.852085757899,74693.507845419052,null,93401.458731901992,88731.385795307186,84061.312858712059,79391.239922117107,74721.166985521937]
["REopt LCC",101797,96937.1,92077.4,87217.7,82357.899999999994,null,102600,97738.4,92876.800000000003,88015.3,83153.8,null,103367,98505.4,93643.8,88782.3,83920.8,null,106471,101608,96744.3,91881,87017.7]
[]
["TMY_lowPVBatt_MedDiesel_36_PBD_business",100,95,90,85,80,"TMY_lowPVBatt_MedDiesel_36_PBD_nrel",100,95,90,85,80,"TMY_lowPVBatt_MedDiesel_36_PBD_average",100,95,90,85,80,"TMY_lowPVBatt_MedDiesel_36_PBD_residential",100,95,90,85,80]
["PV kW",10.454000000000001,10.454000000000001,10.454000000000001,10.454000000000001,10.454000000000001,null,6.8109999999999999,6.8109999999999999,6.7629999999999999,6.8129999999999997,6.8109999999999999,null,6.2560000000000002,6.2560000000000002,6.2560000000000002,6.2560000000000002,6.2560000000000002,null,4.6360000000000001,4.6130000000000004,4.6379999999999999,4.6230000000000002,4.6230000000000002]
["Battery kW",0.85799999999999998,0.85799999999999998,0.85799999999999998,0.85799999999999998,0.85799999999999998,null,0.70899999999999996,0.71,0.69699999999999995,0.71,0.71,null,0.64500000000000002,0.64500000000000002,0.64500000000000002,0.64500000000000002,0.64500000000000002,null,0.75900000000000001,0.755,0.76,0.754,0.748]
["Battery kWh",5.7140000000000004,5.7140000000000004,5.7140000000000004,5.7140000000000004,5.7140000000000004,null,4.3860000000000001,4.3890000000000002,4.24,4.3959999999999999,4.3890000000000002,null,4.3150000000000004,4.3150000000000004,4.3150000000000004,4.3150000000000004,4.3150000000000004,null,4.6280000000000001,4.5590000000000002,4.6319999999999997,4.5880000000000001,4.5599999999999996]
["Generator kW",6,6,6,6,6,null,7,7,7,7,7,null,8,8,8,8,8,null,12,12,12,12,12]
["PV capital cost",14635.6,14635.6,14635.6,14635.6,14635.6,null,9534.8820000000014,9535.4140000000007,9468.844000000001,9538.1579999999994,9535.4140000000007,null,8758.9740000000002,8758.9740000000002,8758.9740000000002,8758.9740000000002,8758.9740000000002,null,6490.61,6458.3960000000006,6493.213999999999,6472.2000000000007,6472.2000000000007]
["PV O&M",2492.0222636086401,2492.0222636086401,2492.0222636086401,2492.0222636086401,2492.0222636086401,null,1623.5165093936209,1623.6070937116019,1612.272134974794,1624.0743180885549,1623.6070937116019,null,1491.401665416465,1491.401665416465,1491.401665416465,1491.401665416465,1491.401665416465,null,1105.1644363333839,1099.679317499862,1105.607822731921,1102.02974217168,1102.02974217168]
["Battery capital cost",3613.671433578309,3613.671433578309,3613.671433578309,3613.671433578309,3613.671433578309,null,2809.5807174640258,2811.34761627427,2724.1406816460758,2815.4370106224119,2811.34761627427,null,2726.9314163057738,2726.9314163057738,2726.9314163057738,2726.9314163057738,2726.9314163057738,null,2972.3314648618052,2933.0427371627011,2974.514593987401,2947.5053036851218,2929.0018339491899]
["Battery O&M",972.92495378336798,972.92495378336798,972.92495378336798,972.92495378336798,972.92495378336798,null,746.72978201943204,747.27124467202395,722.02171739124799,748.43760290166404,747.27124467202395,null,734.69841377032799,734.69841377032799,734.69841377032799,734.69841377032799,734.69841377032799,null,788.06824201826396,776.32974036112807,788.62162366006396,781.12117402274407,776.49149807180811]
["Diesel capital cost",3325.32,3325.32,3325.32,3325.32,3325.32,null,3879.54,3879.54,3879.54,3879.54,3879.54,null,4433.76,4433.76,4433.76,4433.76,4433.76,null,6650.64,6650.64,6650.64,6650.64,6650.64]
["Diesel O&M (kW)",1277.0345580000001,1277.0345580000001,1277.0345580000001,1277.0345580000001,1277.0345580000001,null,1489.8736510000001,1489.8736510000001,1489.8736510000001,1489.8736510000001,1489.8736510000001,null,1702.7127439999999,1702.7127439999999,1702.7127439999999,1702.7127439999999,1702.7127439999999,null,2554.0691160000001,2554.0691160000001,2554.0691160000001,2554.0691160000001,2554.0691160000001]
["Diesel O&M (kWh)",1400.2492422103089,1207.286847264814,1014.3498585458919,821.41281900887009,628.47594123800104,null,2266.2107154109522,2073.0675655522491,1889.2495375294129,1686.642540408792,1494.042268256419,null,2400.728520807937,2207.720063794296,2014.71163089741,1821.7031901367279,1628.69476665056,null,2801.0758754710432,2612.5866906240171,2414.6999552050738,2224.443740941907,2032.5638632649859]
["Fuel cost",27710.334655111899,23891.691246063419,20073.550615391388,16255.408979050881,12437.270543993471,null,44847.342480194129,41025.122008588092,37387.441716674402,33377.935748424439,29566.45859484046,null,47509.392415488321,43689.837457777809,39870.282977327573,36050.728341256166,32231.174047040051,null,55432.09563258972,51701.97514151514,47785.881136985838,44020.791888213927,40223.57103372064]
["REopt LCC",55428.5,51416.7,47405.5,43394.2,39383,null,67199.7,63187.1,59175.1,55161.599999999999,51148.800000000003,null,69760.7,65748,61735.199999999997,57722.5,53709.7,null,78796.399999999994,74788.800000000003,70769.2,66754.600000000006,62742.2]
[]
["TMY_lowPVBatt_MedDiesel_36_PB_business",100,95,90,85,80,"TMY_lowPVBatt_MedDiesel_36_PB_nrel",100,95,90,85,80,"TMY_lowPVBatt_MedDiesel_36_PB_average",100,95,90,85,80,"TMY_lowPVBatt_MedDiesel_36_PB_residential",100,95,90,85,80]
["PV kW",27.556999999999999,16.445,15.375,14.419,13.481999999999999,null,27.913,17.207000000000001,16.157,15.212999999999999,14.223000000000001,null,29.071000000000002,17.363,16.323,15.311,14.31,null,29.948,18.007999999999999,16.8,15.742000000000001,14.768000000000001]
["Battery kW",4.76,4.2549999999999999,3.1640000000000001,2.5339999999999998,2.137,null,5.71,5.101,4.5490000000000004,4.149,3.7530000000000001,null,6.78,5.8680000000000003,4.9539999999999997,4.327,3.93,null,10.62,9.2370000000000001,7.5170000000000003,6.4889999999999999,5.57]
["Battery kWh",30.103999999999999,27.509,24.059000000000001,20.504000000000001,16.841999999999999,null,48.96,44.091000000000001,40.509,36.607999999999997,32.832999999999998,null,48.58,45.976999999999997,42.368000000000002,38.783000000000001,35.030999999999999,null,56.058999999999997,53.359000000000002,49.801000000000002,46.100999999999999,42.322000000000003]
["Generator kW",0,0,0,0,0,null,0,0,0,0,0,null,0,0,0,0,0,null,0,0,0,0,0]
["PV capital cost",38579.24,23022.3,21525,20186.18,18875.080000000002,null,39078.480000000003,24090.5,22619.52,21298.34,19911.5,null,40698.839999999997,24308.2,22852.62,21435.26,20034.14,null,41927.760000000002,25211.06,23520.42,22038.52,20675.34]
["PV O&M",6568.9363601834566,3920.0363606191199,3665.08918146,3437.1265938677921,3213.8839260019522,null,6653.9425912149127,4101.9201359332001,3851.4544967162878,3626.4954944044971,3390.3564802156002,null,6929.8433534016958,4138.9881923700796,3891.1447307789281,3649.8090372953438,3411.238549308016,null,7139.0931279373444,4292.7193151748643,4004.851887823248,3752.5268862898879,3520.4164904532959]
["Battery capital cost",19208.722266248002,17485.844126785989,14900.32053347852,12584.16569420584,10375.3885532228,null,29807.858165557998,26814.377527253771,24538.909689383599,22202.96505517661,19935.415343112989,null,30362.266307244001,28347.85017170999,25803.311495036942,23473.694208657242,21217.96819857023,null,37008.485073276002,34611.541463332789,31524.44360778925,28852.09900250861,26213.143227182802]
["Battery O&M",5125.8634716650404,4684.0095145970408,4096.5395636621606,3491.2762645524799,2867.75988482712,null,8336.5156488788798,7507.4988680801598,6897.5020275421593,6233.2737861077603,5590.4316167380011,null,8271.8125646068802,7828.4942745790386,7214.0533537792007,6603.6138079277598,5964.8411220161597,null,9545.3225072268015,9085.5900663468019,8479.6116278846403,7849.7441296241605,7206.1868209019203]
["Diesel capital cost",0,0,0,0,0,null,0,0,0,0,0,null,0,0,0,0,0,null,0,0,0,0,0]
["Diesel O&M (kW)",0,0,0,0,0,null,0,0,0,0,0,null,0,0,0,0,0,null,0,0,0,0,0]
["Diesel O&M (kWh)",0,0,0,0,0,null,0,0,0,0,0,null,0,0,0,0,0,null,0,0,0,0,0]
["Fuel cost",0,0,0,0,0,null,0,0,0,0,0,null,0,0,0,0,0,null,0,0,0,0,0]
["REopt LCC",69483.399999999994,49112.5,44187.3,39699.1,35332.400000000001,null,83877.5,62514.7,57907.6,53361.4,48828,null,86263.3,64624,59761.5,55162.8,50628.5,null,95621.3,73201.3,67529.7,62493.3,57615.5]
[]
["TMY_lowPVBatt_MedDiesel_36_D_business",100,95,90,85,80,"TMY_lowPVBatt_MedDiesel_36_D_nrel",100,95,90,85,80,"TMY_lowPVBatt_MedDiesel_36_D_average",100,95,90,85,80,"TMY_lowPVBatt_MedDiesel_36_D_residential",100,95,90,85,80]
["PV kW",0,0,0,0,0,null,0,0,0,0,0,null,0,0,0,0,0,null,0,0,0,0,0]
["Battery kW",0,0,0,0,0,null,0,0,0,0,0,null,0,0,0,0,0,null,0,0,0,0,0]
["Battery kWh",0,0,0,0,0,null,0,0,0,0,0,null,0,0,0,0,0,null,0,0,0,0,0]
["Generator kW",6,6,6,6,6,null,7,7,7,7,7,null,8,8,8,8,8,null,12,12,12,12,12]
["PV capital cost",0,0,0,0,0,null,0,0,0,0,0,null,0,0,0,0,0,null,0,0,0,0,0]
["PV O&M",0,0,0,0,0,null,0,0,0,0,0,null,0,0,0,0,0,null,0,0,0,0,0]
["Battery capital cost",0,0,0,0,0,null,0,0,0,0,0,null,0,0,0,0,0,null,0,0,0,0,0]
["Battery O&M",0,0,0,0,0,null,0,0,0,0,0,null,0,0,0,0,0,null,0,0,0,0,0]
["Diesel capital cost",3325.32,3325.32,3325.32,3325.32,3325.32,null,3879.54,3879.54,3879.54,3879.54,3879.54,null,4433.76,4433.76,4433.76,4433.76,4433.76,null,6650.64,6650.64,6650.64,6650.64,6650.64]
["Diesel O&M (kW)",1277.0345580000001,1277.0345580000001,1277.0345580000001,1277.0345580000001,1277.0345580000001,null,1489.8736510000001,1489.8736510000001,1489.8736510000001,1489.8736510000001,1489.8736510000001,null,1702.7127439999999,1702.7127439999999,1702.7127439999999,1702.7127439999999,1702.7127439999999,null,2554.0691160000001,2554.0691160000001,2554.0691160000001,2554.0691160000001,2554.0691160000001]
["Diesel O&M (kWh)",3858.7391275132431,3665.8021711376141,3472.8652147619518,3279.9282583862901,3086.9913020106392,null,3860.1685548619098,3667.1601271188401,3474.1516993757682,3281.143271632684,3088.1348438895948,null,3860.1685548619221,3667.160127118836,3474.15169937574,3281.1432716326431,3088.1348438895411,null,3861.5979822105428,3668.518083100028,3475.4381839895,3282.3582848789779,3089.2783857684481]
["Fuel cost",76362.79981225419,72544.659821642155,68726.519831029436,64908.379840416732,61090.239849804253,null,76391.087569178257,72571.533190719856,68751.978812261397,64932.42443380272,61112.870055343912,null,76391.087569178504,72571.533190719769,68751.978812260844,64932.424433801898,61112.870055342872,null,76419.37532610161,72598.406559796771,68777.437793491699,64956.469027186708,61135.500260881578]
["REopt LCC",84827.4,80816.100000000006,76804.800000000003,72793.600000000006,68782.3,null,85624.1,81611.399999999994,77598.600000000006,73585.899999999994,69573.100000000006,null,86391.1,82378.399999999994,78365.600000000006,74352.899999999994,70340.100000000006,null,89488.9,85474.7,81460.5,77446.2,73432]
[]
["TMY_lowPVBatt_MedDiesel_32_PBD_business",100,95,90,85,80,"TMY_lowPVBatt_MedDiesel_32_PBD_nrel",100,95,90,85,80,"TMY_lowPVBatt_MedDiesel_32_PBD_average",100,95,90,85,80,"TMY_lowPVBatt_MedDiesel_32_PBD_residential",100,95,90,85,80]
["PV kW",9.2490000000000006,9.2449999999999992,9.2439999999999998,9.2439999999999998,9.2460000000000004,null,5.8049999999999997,5.8380000000000001,5.8380000000000001,5.8360000000000003,5.8310000000000004,null,5.2480000000000002,5.2889999999999997,5.2629999999999999,5.2880000000000003,5.2670000000000003,null,4.0350000000000001,4.0359999999999996,4.0330000000000004,4.0350000000000001,4.032]
["Battery kW",0.27200000000000002,0.27,0.27,0.27,0.27100000000000002,null,0.13100000000000001,0.14399999999999999,0.14699999999999999,0.14599999999999999,0.14000000000000001,null,0.156,0.16300000000000001,0.15,0.17,0.16200000000000001,null,0.36399999999999999,0.36399999999999999,0.36399999999999999,0.36399999999999999,0.36499999999999999]
["Battery kWh",1.26,1.244,1.2430000000000001,1.2430000000000001,1.25,null,0.56000000000000005,0.61499999999999999,0.63,0.625,0.60099999999999998,null,0.66900000000000004,0.76100000000000001,0.64200000000000002,0.751,0.69299999999999995,null,2.077,2.08,2.0779999999999998,2.0779999999999998,2.0830000000000002]
["Generator kW",6,6,6,6,6,null,7,7,7,7,7,null,8,8,8,8,8,null,12,12,12,12,12]
["PV capital cost",12948.18,12942.566000000001,12942.02,12941.922,12944.722,null,8127.4480000000003,8172.5839999999998,8172.5839999999998,8169.9660000000003,8163.5679999999993,null,7347.4239999999991,7404.7679999999991,7367.5279999999993,7403.5079999999998,7373.8140000000003,null,5648.8600000000006,5650.637999999999,5646.732,5649.21,5644.6179999999986]
["PV O&M",2204.7031097605918,2203.74720682611,2203.6542387102891,2203.6375521253972,2204.1143116937169,null,1383.8709285797311,1391.55629282105,1391.55629282105,1391.1105226246709,1390.021127011059,null,1251.055248037145,1260.819283996339,1254.4783817376831,1260.6047421905951,1255.5487069685621,null,961.83859110718413,962.14133343306719,961.47625383526088,961.89818605322398,961.11630036117924]
["Battery capital cost",855.14570479498025,845.73411540060044,844.82690666414919,845.24177870807398,849.24950233117897,null,387.30622961938758,425.10557050237531,435.33049308452479,431.88645762304742,415.57820354012858,null,462.385870307478,515.48034134562567,443.43674044526739,515.06104680709882,479.04272819443332,null,1350.2644124417709,1351.8243666730871,1350.4323497612429,1350.581669088034,1354.0989473530051]
["Battery O&M",214.55202202046399,211.83960061927201,211.57908556944,211.718708014448,212.849309276464,null,95.421384343955197,104.7340311547144,107.25319465946239,106.4047328991272,102.38684163711039,null,113.9189745096736,129.49981774491999,109.2503064369,127.87440815949761,118.022682493988,null,353.71984272581608,354.12849378437602,353.76411325715998,353.80327565027198,354.72444324477613]
["Diesel capital cost",3325.32,3325.32,3325.32,3325.32,3325.32,null,3879.54,3879.54,3879.54,3879.54,3879.54,null,4433.76,4433.76,4433.76,4433.76,4433.76,null,6650.64,6650.64,6650.64,6650.64,6650.64]
["Diesel O&M (kW)",1277.0345580000001,1277.0345580000001,1277.0345580000001,1277.0345580000001,1277.0345580000001,null,1489.8736510000001,1489.8736510000001,1489.8736510000001,1489.8736510000001,1489.8736510000001,null,1702.7127439999999,1702.7127439999999,1702.7127439999999,1702.7127439999999,1702.7127439999999,null,2554.0691160000001,2554.0691160000001,2554.0691160000001,2554.0691160000001,2554.0691160000001]
["Diesel O&M (kWh)",1676.0887111852289,1484.1809628990561,1291.342277667082,1098.372914178279,904.9915107484228,null,2505.3712019730419,2306.861439960845,2113.1812375658501,1920.563581312859,1729.0533916149629,null,2629.5288597527469,2429.0781894892889,2243.463817578046,2043.3074327716199,1854.6456156048271,null,2954.7077076397441,2761.4135241691379,2568.8887031053509,2375.5540302361178,2182.5694103727319]
["Fuel cost",29483.626643676969,26107.828953054039,22715.655400487969,19321.18312178105,15919.462759065689,null,44071.312353484427,40579.380411437007,37172.403956325768,33784.118465203159,30415.314120998901,null,46255.336386640563,42729.262448499561,39464.16985249857,35943.272610843807,32624.573223309621,null,51975.470219378803,48575.284119556098,45188.631667329129,41787.73332936284,38392.992679865572]
["REopt LCC",51986.2,48399.6,44812.6,41225.4,37638.6,null,61942.400000000001,58351.7,54763.6,51175.199999999997,47586.9,null,64198.400000000001,60607.5,57020.7,53431.9,49843.7,null,72452,68862.399999999994,65276.7,61685.4,58096.5]
[]
["TMY_lowPVBatt_MedDiesel_32_PB_business",100,95,90,85,80,"TMY_lowPVBatt_MedDiesel_32_PB_nrel",100,95,90,85,80,"TMY_lowPVBatt_MedDiesel_32_PB_average",100,95,90,85,80,"TMY_lowPVBatt_MedDiesel_32_PB_residential",100,95,90,85,80]
["PV kW",27.556999999999999,16.445,15.375,14.419,13.481999999999999,null,27.913,17.207000000000001,16.157,15.212999999999999,14.223000000000001,null,29.071000000000002,17.363,16.323,15.311,14.31,null,29.948,18.007999999999999,16.323,15.742000000000001,14.768000000000001]
["Battery kW",4.76,4.2549999999999999,3.1640000000000001,2.5339999999999998,2.137,null,5.71,5.101,4.5490000000000004,4.149,3.7530000000000001,null,6.78,5.8680000000000003,4.9539999999999997,4.327,3.93,null,10.62,9.2370000000000001,4.9539999999999997,6.4889999999999999,5.57]
["Battery kWh",30.103999999999999,27.509,24.059000000000001,20.504000000000001,16.841999999999999,null,48.96,44.091000000000001,40.509,36.607999999999997,32.832999999999998,null,48.58,45.976999999999997,42.368000000000002,38.783000000000001,35.030999999999999,null,56.058999999999997,53.359000000000002,42.368000000000002,46.100999999999999,42.322000000000003]
["Generator kW",0,0,0,0,0,null,0,0,0,0,0,null,0,0,0,0,0,null,0,0,0,0,0]
["PV capital cost",38579.24,23022.3,21525,20186.18,18875.080000000002,null,39078.480000000003,24090.5,22619.52,21298.34,19911.5,null,40698.839999999997,24308.2,22852.62,21435.26,20034.14,null,41927.760000000002,25211.06,22852.62,22038.52,20675.34]
["PV O&M",6568.9363601834566,3920.0363606191199,3665.08918146,3437.1265938677921,3213.8839260019522,null,6653.9425912149127,4101.9201359332001,3851.4544967162878,3626.4954944044971,3390.3564802156002,null,6929.8433534016958,4138.9881923700796,3891.1447307789281,3649.8090372953438,3411.238549308016,null,7139.0931279373444,4292.7193151748643,3891.1447307789281,3752.5268862898879,3520.4164904532959]
["Battery capital cost",19208.722266248002,17485.844126785989,14900.32053347852,12584.16569420584,10375.3885532228,null,29807.858165557998,26814.377527253771,24538.909689383599,22202.96505517661,19935.415343112989,null,30362.266307244001,28347.85017170999,25803.311495036942,23473.694208657242,21217.96819857023,null,37008.485073276002,34611.541463332789,25803.311495036942,28852.09900250861,26213.143227182802]
["Battery O&M",5125.8634716650404,4684.0095145970408,4096.5395636621606,3491.2762645524799,2867.75988482712,null,8336.5156488788798,7507.4988680801598,6897.5020275421593,6233.2737861077603,5590.4316167380011,null,8271.8125646068802,7828.4942745790386,7214.0533537792007,6603.6138079277598,5964.8411220161597,null,9545.3225072268015,9085.5900663468019,7214.0533537792007,7849.7441296241605,7206.1868209019203]
["Diesel capital cost",0,0,0,0,0,null,0,0,0,0,0,null,0,0,0,0,0,null,0,0,0,0,0]
["Diesel O&M (kW)",0,0,0,0,0,null,0,0,0,0,0,null,0,0,0,0,0,null,0,0,0,0,0]
["Diesel O&M (kWh)",0,0,0,0,0,null,0,0,0,0,0,null,0,0,0,0,0,null,0,0,0,0,0]
["Fuel cost",0,0,0,0,0,null,0,0,0,0,0,null,0,0,0,0,0,null,0,0,0,0,0]
["REopt LCC",69483.399999999994,49112.5,44187.3,39699.1,35332.400000000001,null,83877.5,62514.7,57907.6,53361.4,48828,null,86263.3,64624,59761.5,55162.8,50628.5,null,95621.3,73201.3,59761.5,62493.3,57615.5]
[]
["TMY_lowPVBatt_MedDiesel_32_D_business",100,95,90,85,80,"TMY_lowPVBatt_MedDiesel_32_D_nrel",100,95,90,85,80,"TMY_lowPVBatt_MedDiesel_32_D_average",100,95,90,85,80,"TMY_lowPVBatt_MedDiesel_32_D_residential",100,95,90,85,80]
["PV kW",0,0,0,0,0,null,0,0,0,0,0,null,0,0,0,0,0,null,0,0,0,0,0]
["Battery kW",0,0,0,0,0,null,0,0,0,0,0,null,0,0,0,0,0,null,0,0,0,0,0]
["Battery kWh",0,0,0,0,0,null,0,0,0,0,0,null,0,0,0,0,0,null,0,0,0,0,0]
["Generator kW",6,6,6,6,6,null,7,7,7,7,7,null,8,8,8,8,8,null,12,12,12,12,12]
["PV capital cost",0,0,0,0,0,null,0,0,0,0,0,null,0,0,0,0,0,null,0,0,0,0,0]
["PV O&M",0,0,0,0,0,null,0,0,0,0,0,null,0,0,0,0,0,null,0,0,0,0,0]
["Battery capital cost",0,0,0,0,0,null,0,0,0,0,0,null,0,0,0,0,0,null,0,0,0,0,0]
["Battery O&M",0,0,0,0,0,null,0,0,0,0,0,null,0,0,0,0,0,null,0,0,0,0,0]
["Diesel capital cost",3325.32,3325.32,3325.32,3325.32,3325.32,null,3879.54,3879.54,3879.54,3879.54,3879.54,null,4433.76,4433.76,4433.76,4433.76,4433.76,null,6650.64,6650.64,6650.64,6650.64,6650.64]
["Diesel O&M (kW)",1277.0345580000001,1277.0345580000001,1277.0345580000001,1277.0345580000001,1277.0345580000001,null,1489.8736510000001,1489.8736510000001,1489.8736510000001,1489.8736510000001,1489.8736510000001,null,1702.7127439999999,1702.7127439999999,1702.7127439999999,1702.7127439999999,1702.7127439999999,null,2554.0691160000001,2554.0691160000001,2554.0691160000001,2554.0691160000001,2554.0691160000001]
["Diesel O&M (kWh)",3858.7391275132431,3665.802171137615,3472.8652147619532,3279.9282583862901,3086.9913020106392,null,3860.1685548619098,3667.1601271188401,3474.1516993757668,3281.1432716326849,3088.1348438895948,null,3860.1685548619221,3667.160127118836,3474.15169937574,3281.1432716326431,3088.1348438895411,null,3861.5979822105428,3668.518083100028,3475.4381839894991,3282.3582848789788,3089.2783857684481]
["Fuel cost",67878.044277559296,64484.142063681931,61090.239849803991,57696.337635926,54302.435422048213,null,67903.188950380674,64508.029502862082,61112.870055343446,57717.710607824651,54322.551160305709,null,67903.188950380878,64508.029502862017,61112.870055342981,57717.710607823909,54322.551160304771,null,67928.333623201455,64531.916942041578,61135.500260881498,57739.083579721548,54342.666898561409]
["REopt LCC",76342.600000000006,72755.600000000006,69168.600000000006,65581.5,61994.5,null,77136.2,73547.899999999994,69959.5,66371.199999999997,62782.8,null,77903.199999999997,74314.899999999994,70726.5,67138.2,63549.8,null,80997.899999999994,77408.2,73818.5,70228.800000000003,66639.199999999997]
[]
["TMY_lowPVBatt_LowDiesel_44_PBD_business",100,95,90,85,80,"TMY_lowPVBatt_LowDiesel_44_PBD_nrel",100,95,90,85,80,"TMY_lowPVBatt_LowDiesel_44_PBD_average",100,95,90,85,80,"TMY_lowPVBatt_LowDiesel_44_PBD_residential",100,95,90,85,80]
["PV kW",10.07,10.071,10.071,10.071999999999999,10.068,null,6.5380000000000003,6.5380000000000003,6.5380000000000003,6.5380000000000003,6.5380000000000003,null,5.907,5.907,5.907,5.9109999999999996,5.9109999999999996,null,4.4779999999999998,4.4669999999999996,4.476,4.47,4.4720000000000004]
["Battery kW",0.69799999999999995,0.69899999999999995,0.69899999999999995,0.69899999999999995,0.69899999999999995,null,0.56899999999999995,0.56899999999999995,0.56899999999999995,0.56899999999999995,0.56899999999999995,null,0.48699999999999999,0.48699999999999999,0.48699999999999999,0.48799999999999999,0.48799999999999999,null,0.67800000000000005,0.67400000000000004,0.67800000000000005,0.67800000000000005,0.67700000000000005]
["Battery kWh",4.2889999999999997,4.2919999999999998,4.2919999999999998,4.2939999999999996,4.2809999999999997,null,3.351,3.351,3.351,3.351,3.351,null,2.9990000000000001,2.9990000000000001,2.9990000000000001,3.0070000000000001,3.0070000000000001,null,4.0410000000000004,4.0090000000000003,4.05,3.996,4.0019999999999998]
["Generator kW",6,6,6,6,6,null,7,7,7,7,7,null,8,8,8,8,8,null,12,12,12,12,12]
["PV capital cost",14098.28,14099.4,14099.4,14100.24,14094.78,null,9153.5079999999998,9153.5079999999998,9153.5079999999998,9153.5079999999998,9153.5079999999998,null,8269.869999999999,8269.869999999999,8269.869999999999,8275.7360000000008,8275.7360000000008,null,6269.2840000000006,6253.2259999999997,6266.0220000000008,6257.9299999999994,6260.9679999999989]
["PV O&M",2400.5321024480322,2400.7228062753602,2400.7228062753602,2400.8658341458558,2399.9361529876319,null,1558.5794723905949,1558.5794723905949,1558.5794723905949,1558.5794723905949,1558.5794723905949,null,1408.1213040223281,1408.1213040223281,1408.1213040223281,1409.1201153179591,1409.1201153179591,null,1067.4789762555299,1064.744760131214,1066.923551358437,1065.545716205992,1066.0630003376191]
["Battery capital cost",2751.2409952864141,2752.8806976934279,2752.8438370934291,2753.9576750535971,2747.0187921648831,null,2166.2086813529299,2166.2086813529299,2166.2086813529299,2166.2086813529299,2166.2086813529299,null,1922.937916178975,1922.937916178975,1922.937916178975,1928.0687607461309,1928.0687607461309,null,2606.0594011355338,2585.9041910516571,2610.8619059832449,2582.2492848397792,2584.7885289956021]
["Battery O&M",730.35990169861611,730.81622871400793,730.80430972480008,731.11590615695218,728.9483528338402,null,570.59777035458399,570.59777035458399,570.59777035458399,570.59777035458399,570.59777035458399,null,510.69463330792001,510.69463330792001,510.69463330792001,512.07553334330396,512.07553334330396,null,688.12411208369599,682.568160400024,689.56460706512007,680.41933691709608,681.47161339288789]
["Diesel capital cost",2493.96,2493.96,2493.96,2493.96,2493.96,null,2909.62,2909.62,2909.62,2909.62,2909.62,null,3325.28,3325.28,3325.28,3325.28,3325.28,null,4987.92,4987.92,4987.92,4987.92,4987.92]
["Diesel O&M (kW)",1277.0345580000001,1277.0345580000001,1277.0345580000001,1277.0345580000001,1277.0345580000001,null,1489.8736510000001,1489.8736510000001,1489.8736510000001,1489.8736510000001,1489.8736510000001,null,1702.7127439999999,1702.7127439999999,1702.7127439999999,1702.7127439999999,1702.7127439999999,null,2554.0691160000001,2554.0691160000001,2554.0691160000001,2554.0691160000001,2554.0691160000001]
["Diesel O&M (kWh)",1484.3877337698821,1291.2878781114341,1098.353661507404,905.30238578798753,713.13508488141463,null,2327.6598713824478,2134.651420251771,1941.6429874036551,1748.634557822865,1555.626132563646,null,2478.528492408117,2285.5200268570079,2092.5117271377412,1898.849615394721,1705.841053305023,null,2836.2504523118419,2645.3422900264391,2450.2580855887618,2259.2666647904848,2065.8415582437178]
["Fuel cost",28722.612824338259,24986.168319756409,21252.928898536789,17517.424406290029,13799.02465407726,null,45039.764039731359,41305.08819491529,37570.4127038632,33835.737276033236,30101.061931824821,null,47959.042399743681,44224.366275895038,40489.693360860212,36742.369310821363,33007.691318969912,null,54880.892479293703,51186.856813555947,47412.015547536626,43716.368845830861,39973.630800064682]
["REopt LCC",53959.8,50033.5,46107.1,42180.7,38254.5,null,65217.9,61290,57362.2,53434.3,49506.400000000001,null,67579.399999999994,63651.5,59723.7,55795.9,51868,null,75892.399999999994,71962.8,68039.600000000006,64105.599999999999,60176.4]
[]
["TMY_lowPVBatt_LowDiesel_44_PB_business",100,95,90,85,80,"TMY_lowPVBatt_LowDiesel_44_PB_nrel",100,95,90,85,80,"TMY_lowPVBatt_LowDiesel_44_PB_average",100,95,90,85,80,"TMY_lowPVBatt_LowDiesel_44_PB_residential",100,95,90,85,80]
["PV kW",27.556999999999999,16.445,15.375,14.419,13.481999999999999,null,27.913,17.207000000000001,16.157,15.212999999999999,14.223000000000001,null,29.071000000000002,17.363,16.323,15.311,14.31,null,29.948,18.007999999999999,16.8,15.742000000000001,14.768000000000001]
["Battery kW",4.76,4.2549999999999999,3.1640000000000001,2.5339999999999998,2.137,null,5.71,5.101,4.5490000000000004,4.149,3.7530000000000001,null,6.78,5.8680000000000003,4.9539999999999997,4.327,3.93,null,10.62,9.2370000000000001,7.5170000000000003,6.4889999999999999,5.57]
["Battery kWh",30.103999999999999,27.509,24.059000000000001,20.504000000000001,16.841999999999999,null,48.96,44.091000000000001,40.509,36.607999999999997,32.832999999999998,null,48.58,45.976999999999997,42.368000000000002,38.783000000000001,35.030999999999999,null,56.058999999999997,53.359000000000002,49.801000000000002,46.100999999999999,42.322000000000003]
["Generator kW",0,0,0,0,0,null,0,0,0,0,0,null,0,0,0,0,0,null,0,0,0,0,0]
["PV capital cost",38579.24,23022.3,21525,20186.18,18875.080000000002,null,39078.480000000003,24090.5,22619.52,21298.34,19911.5,null,40698.839999999997,24308.2,22852.62,21435.26,20034.14,null,41927.760000000002,25211.06,23520.42,22038.52,20675.34]
["PV O&M",6568.9363601834566,3920.0363606191199,3665.08918146,3437.1265938677921,3213.8839260019522,null,6653.9425912149127,4101.9201359332001,3851.4544967162878,3626.4954944044971,3390.3564802156002,null,6929.8433534016958,4138.9881923700796,3891.1447307789281,3649.8090372953438,3411.238549308016,null,7139.0931279373444,4292.7193151748643,4004.851887823248,3752.5268862898879,3520.4164904532959]
["Battery capital cost",19208.722266248002,17485.844126785989,14900.32053347852,12584.16569420584,10375.3885532228,null,29807.858165557998,26814.377527253771,24538.909689383599,22202.96505517661,19935.415343112989,null,30362.266307244001,28347.85017170999,25803.311495036942,23473.694208657242,21217.96819857023,null,37008.485073276002,34611.541463332789,31524.44360778925,28852.09900250861,26213.143227182802]
["Battery O&M",5125.8634716650404,4684.0095145970408,4096.5395636621606,3491.2762645524799,2867.75988482712,null,8336.5156488788798,7507.4988680801598,6897.5020275421593,6233.2737861077603,5590.4316167380011,null,8271.8125646068802,7828.4942745790386,7214.0533537792007,6603.6138079277598,5964.8411220161597,null,9545.3225072268015,9085.5900663468019,8479.6116278846403,7849.7441296241605,7206.1868209019203]
["Diesel capital cost",0,0,0,0,0,null,0,0,0,0,0,null,0,0,0,0,0,null,0,0,0,0,0]
["Diesel O&M (kW)",0,0,0,0,0,null,0,0,0,0,0,null,0,0,0,0,0,null,0,0,0,0,0]
["Diesel O&M (kWh)",0,0,0,0,0,null,0,0,0,0,0,null,0,0,0,0,0,null,0,0,0,0,0]
["Fuel cost",0,0,0,0,0,null,0,0,0,0,0,null,0,0,0,0,0,null,0,0,0,0,0]
["REopt LCC",69483.399999999994,49112.5,44187.3,39699.1,35332.400000000001,null,83877.5,62514.7,57907.6,53361.4,48828,null,86263.3,64624,59761.5,55162.8,50628.5,null,95621.3,73201.3,67529.7,62493.3,57615.5]
[]
["TMY_lowPVBatt_LowDiesel_44_D_business",100,95,90,85,80,"TMY_lowPVBatt_LowDiesel_44_D_nrel",100,95,90,85,80,"TMY_lowPVBatt_LowDiesel_44_D_average",100,95,90,85,80,"TMY_lowPVBatt_LowDiesel_44_D_residential",100,95,90,85,80]
["PV kW",0,0,0,0,0,null,0,0,0,0,0,null,0,0,0,0,0,null,0,0,0,0,0]
["Battery kW",0,0,0,0,0,null,0,0,0,0,0,null,0,0,0,0,0,null,0,0,0,0,0]
["Battery kWh",0,0,0,0,0,null,0,0,0,0,0,null,0,0,0,0,0,null,0,0,0,0,0]
["Generator kW",6,6,6,6,6,null,7,7,7,7,7,null,8,8,8,8,8,null,12,12,12,12,12]
["PV capital cost",0,0,0,0,0,null,0,0,0,0,0,null,0,0,0,0,0,null,0,0,0,0,0]
["PV O&M",0,0,0,0,0,null,0,0,0,0,0,null,0,0,0,0,0,null,0,0,0,0,0]
["Battery capital cost",0,0,0,0,0,null,0,0,0,0,0,null,0,0,0,0,0,null,0,0,0,0,0]
["Battery O&M",0,0,0,0,0,null,0,0,0,0,0,null,0,0,0,0,0,null,0,0,0,0,0]
["Diesel capital cost",2493.96,2493.96,2493.96,2493.96,2493.96,null,2909.62,2909.62,2909.62,2909.62,2909.62,null,3325.28,3325.28,3325.28,3325.28,3325.28,null,4987.92,4987.92,4987.92,4987.92,4987.92]
["Diesel O&M (kW)",1277.0345580000001,1277.0345580000001,1277.0345580000001,1277.0345580000001,1277.0345580000001,null,1489.8736510000001,1489.8736510000001,1489.8736510000001,1489.8736510000001,1489.8736510000001,null,1702.7127439999999,1702.7127439999999,1702.7127439999999,1702.7127439999999,1702.7127439999999,null,2554.0691160000001,2554.0691160000001,2554.0691160000001,2554.0691160000001,2554.0691160000001]
["Diesel O&M (kWh)",3858.7391275132431,3665.8021711376141,3472.8652147619518,3279.9282583862901,3086.9913020106392,null,3860.1685548619098,3667.160127118841,3474.1516993757682,3281.143271632684,3088.1348438895948,null,3860.1685548619221,3667.160127118836,3474.15169937574,3281.1432716326431,3088.1348438895411,null,3861.5979822105428,3668.518083100028,3475.4381839894991,3282.3582848789788,3089.2783857684481]
["Fuel cost",74665.84870531522,70932.556270050089,67199.263834784331,63465.971399518588,59732.678964253028,null,74693.507845418717,70958.832453148309,67224.157060877813,63489.481668607114,59754.80627633629,null,74693.507845418979,70958.832453148207,67224.157060877289,63489.481668606299,59754.806276335243,null,74721.166985521588,70985.108636245728,67249.05028696965,63512.991937693703,59776.933588417538]
["REopt LCC",82299.100000000006,78372.600000000006,74446.2,70519.8,66593.399999999994,null,82956.600000000006,79028.7,75100.899999999994,71173,67245.100000000006,null,83585.100000000006,79657.2,75729.3,71801.5,67873.600000000006,null,86128,82198.7,78269.3,74340,70410.7]
[]
["TMY_lowPVBatt_LowDiesel_36_PBD_business",100,95,90,85,80,"TMY_lowPVBatt_LowDiesel_36_PBD_nrel",100,95,90,85,80,"TMY_lowPVBatt_LowDiesel_36_PBD_average",100,95,90,85,80,"TMY_lowPVBatt_LowDiesel_36_PBD_residential",100,95,90,85,80]
["PV kW",8.77,8.77,8.77,8.77,8.77,null,5.5990000000000002,5.5990000000000002,5.5990000000000002,5.5990000000000002,5.5990000000000002,null,5.0460000000000003,5.0460000000000003,5.0460000000000003,5.0460000000000003,5.0460000000000003,null,3.6859999999999999,3.6859999999999999,3.6909999999999998,3.6869999999999998,3.6859999999999999]
["Battery kW",0,0,0,2.3E-2,0,null,0,0,0,0,0,null,0,0,0,0,0,null,6.7000000000000004E-2,6.7000000000000004E-2,6.8000000000000005E-2,6.7000000000000004E-2,6.7000000000000004E-2]
["Battery kWh",0,0,0,6.6000000000000003E-2,0,null,0,0,0,0,0,null,0,0,0,0,0,null,0.38400000000000001,0.38400000000000001,0.39,0.38500000000000001,0.38400000000000001]
["Generator kW",6,6,6,6,6,null,7,7,7,7,7,null,8,8,8,8,8,null,12,12,12,12,12]
["PV capital cost",12278.392,12278.392,12278.392,12278.392,12278.392,null,7838.3340000000007,7838.3340000000007,7838.3340000000007,7838.3340000000007,7838.3340000000007,null,7064.7640000000001,7064.7640000000001,7064.7640000000001,7064.7640000000001,7064.7640000000001,null,5160.1479999999992,5161.0160000000014,5167.9319999999998,5161.9400000000014,5160.1479999999992]
["PV O&M",2090.6574534227648,2090.6574534227648,2090.6574534227648,2090.6574534227648,2090.6574534227648,null,1334.6431193528499,1334.6431193528499,1334.6431193528499,1334.6431193528499,1334.6431193528499,null,1202.926369615242,1202.926369615242,1202.926369615242,1202.926369615242,1202.926369615242,null,878.62497605261115,878.77277151879048,879.95036765254088,878.93010217633605,878.62497605261115]
["Battery capital cost",0,0,0,51.240274523126168,0,null,0,0,0,0,0,null,0,0,0,0,0,null,249.28261847838169,249.76293675673679,253.5588253862725,250.26605725374469,249.28261847838169]
["Battery O&M",0,0,0,11.281289231117119,0,null,0,0,0,0,0,null,0,0,0,0,0,null,65.3029499717112,65.428780443492812,66.423164685988809,65.560570409878395,65.3029499717112]
["Diesel capital cost",2493.96,2493.96,2493.96,2493.96,2493.96,null,2909.62,2909.62,2909.62,2909.62,2909.62,null,3325.28,3325.28,3325.28,3325.28,3325.28,null,4987.92,4987.92,4987.92,4987.92,4987.92]
["Diesel O&M (kW)",1277.0345580000001,1277.0345580000001,1277.0345580000001,1277.0345580000001,1277.0345580000001,null,1489.8736510000001,1489.8736510000001,1489.8736510000001,1489.8736510000001,1489.8736510000001,null,1702.7127439999999,1702.7127439999999,1702.7127439999999,1702.7127439999999,1702.7127439999999,null,2554.0691160000001,2554.0691160000001,2554.0691160000001,2554.0691160000001,2554.0691160000001]
["Diesel O&M (kWh)",1780.3615752122721,1587.424618945299,1394.487662540248,1197.793580673376,1008.613744098584,null,2551.3165073793862,2358.308079636296,2165.2996518931991,1972.2912241500969,1779.2827964069929,null,2680.215487391386,2487.207059648274,2294.1986319051612,2101.1902041620501,1908.18177641893,null,3065.2592810782648,2872.08584248427,2678.245409816202,2485.8253524998272,2292.9397911631531]
["Fuel cost",28186.076346442042,25131.564355672599,22077.05236271715,18963.05884275931,15968.028287649309,null,40391.571499940517,37335.92799717348,34280.284494406333,31224.640991639099,28168.997488871839,null,42432.256123884712,39376.612621117332,36320.969118349938,33265.325615582537,30209.68211281503,null,48528.137947377843,45469.882049181477,42401.066528627402,39354.737905488328,36301.039581700577]
["REopt LCC",48108.1,44860.5,41612.9,38364.5,35117.599999999999,null,56517.7,53268.800000000003,50020,46771.1,43522.3,null,58410.5,55161.7,51912.800000000003,48664,45415.199999999997,null,65491.3,62241.3,58991.3,55741.2,52491.1]
[]
["TMY_lowPVBatt_LowDiesel_36_PB_business",100,95,90,85,80,"TMY_lowPVBatt_LowDiesel_36_PB_nrel",100,95,90,85,80,"TMY_lowPVBatt_LowDiesel_36_PB_average",100,95,90,85,80,"TMY_lowPVBatt_LowDiesel_36_PB_residential",100,95,90,85,80]
["PV kW",27.556999999999999,16.445,15.375,14.419,13.481999999999999,null,27.913,17.207000000000001,16.157,15.212999999999999,14.223000000000001,null,29.071000000000002,17.363,16.323,15.311,14.31,null,29.948,18.007999999999999,16.8,15.742000000000001,14.768000000000001]
["Battery kW",4.76,4.2549999999999999,3.1640000000000001,2.5339999999999998,2.137,null,5.71,5.101,4.5490000000000004,4.149,3.7530000000000001,null,6.78,5.8680000000000003,4.9539999999999997,4.327,3.93,null,10.62,9.2370000000000001,7.5170000000000003,6.4889999999999999,5.57]
["Battery kWh",30.103999999999999,27.509,24.059000000000001,20.504000000000001,16.841999999999999,null,48.96,44.091000000000001,40.509,36.607999999999997,32.832999999999998,null,48.58,45.976999999999997,42.368000000000002,38.783000000000001,35.030999999999999,null,56.058999999999997,53.359000000000002,49.801000000000002,46.100999999999999,42.322000000000003]
["Generator kW",0,0,0,0,0,null,0,0,0,0,0,null,0,0,0,0,0,null,0,0,0,0,0]
["PV capital cost",38579.24,23022.3,21525,20186.18,18875.080000000002,null,39078.480000000003,24090.5,22619.52,21298.34,19911.5,null,40698.839999999997,24308.2,22852.62,21435.26,20034.14,null,41927.760000000002,25211.06,23520.42,22038.52,20675.34]
["PV O&M",6568.9363601834566,3920.0363606191199,3665.08918146,3437.1265938677921,3213.8839260019522,null,6653.9425912149127,4101.9201359332001,3851.4544967162878,3626.4954944044971,3390.3564802156002,null,6929.8433534016958,4138.9881923700796,3891.1447307789281,3649.8090372953438,3411.238549308016,null,7139.0931279373444,4292.7193151748643,4004.851887823248,3752.5268862898879,3520.4164904532959]
["Battery capital cost",19208.722266248002,17485.844126785989,14900.32053347852,12584.16569420584,10375.3885532228,null,29807.858165557998,26814.377527253771,24538.909689383599,22202.96505517661,19935.415343112989,null,30362.266307244001,28347.85017170999,25803.311495036942,23473.694208657242,21217.96819857023,null,37008.485073276002,34611.541463332789,31524.44360778925,28852.09900250861,26213.143227182802]
["Battery O&M",5125.8634716650404,4684.0095145970408,4096.5395636621606,3491.2762645524799,2867.75988482712,null,8336.5156488788798,7507.4988680801598,6897.5020275421593,6233.2737861077603,5590.4316167380011,null,8271.8125646068802,7828.4942745790386,7214.0533537792007,6603.6138079277598,5964.8411220161597,null,9545.3225072268015,9085.5900663468019,8479.6116278846403,7849.7441296241605,7206.1868209019203]
["Diesel capital cost",0,0,0,0,0,null,0,0,0,0,0,null,0,0,0,0,0,null,0,0,0,0,0]
["Diesel O&M (kW)",0,0,0,0,0,null,0,0,0,0,0,null,0,0,0,0,0,null,0,0,0,0,0]
["Diesel O&M (kWh)",0,0,0,0,0,null,0,0,0,0,0,null,0,0,0,0,0,null,0,0,0,0,0]
["Fuel cost",0,0,0,0,0,null,0,0,0,0,0,null,0,0,0,0,0,null,0,0,0,0,0]
["REopt LCC",69483.399999999994,49112.5,44187.3,39699.1,35332.400000000001,null,83877.5,62514.7,57907.6,53361.4,48828,null,86263.3,64624,59761.5,55162.8,50628.5,null,95621.3,73201.3,67529.7,62493.3,57615.5]
[]
["TMY_lowPVBatt_LowDiesel_36_D_business",100,95,90,85,80,"TMY_lowPVBatt_LowDiesel_36_D_nrel",100,95,90,85,80,"TMY_lowPVBatt_LowDiesel_36_D_average",100,95,90,85,80,"TMY_lowPVBatt_LowDiesel_36_D_residential",100,95,90,85,80]
["PV kW",0,0,0,0,0,null,0,0,0,0,0,null,0,0,0,0,0,null,0,0,0,0,0]
["Battery kW",0,0,0,0,0,null,0,0,0,0,0,null,0,0,0,0,0,null,0,0,0,0,0]
["Battery kWh",0,0,0,0,0,null,0,0,0,0,0,null,0,0,0,0,0,null,0,0,0,0,0]
["Generator kW",6,6,6,6,6,null,7,7,7,7,7,null,8,8,8,8,8,null,12,12,12,12,12]
["PV capital cost",0,0,0,0,0,null,0,0,0,0,0,null,0,0,0,0,0,null,0,0,0,0,0]
["PV O&M",0,0,0,0,0,null,0,0,0,0,0,null,0,0,0,0,0,null,0,0,0,0,0]
["Battery capital cost",0,0,0,0,0,null,0,0,0,0,0,null,0,0,0,0,0,null,0,0,0,0,0]
["Battery O&M",0,0,0,0,0,null,0,0,0,0,0,null,0,0,0,0,0,null,0,0,0,0,0]
["Diesel capital cost",2493.96,2493.96,2493.96,2493.96,2493.96,null,2909.62,2909.62,2909.62,2909.62,2909.62,null,3325.28,3325.28,3325.28,3325.28,3325.28,null,4987.92,4987.92,4987.92,4987.92,4987.92]
["Diesel O&M (kW)",1277.0345580000001,1277.0345580000001,1277.0345580000001,1277.0345580000001,1277.0345580000001,null,1489.8736510000001,1489.8736510000001,1489.8736510000001,1489.8736510000001,1489.8736510000001,null,1702.7127439999999,1702.7127439999999,1702.7127439999999,1702.7127439999999,1702.7127439999999,null,2554.0691160000001,2554.0691160000001,2554.0691160000001,2554.0691160000001,2554.0691160000001]
["Diesel O&M (kWh)",3858.7391275132431,3665.802171137615,3472.8652147619532,3279.9282583862901,3086.9913020106392,null,3860.1685548619098,3667.1601271188401,3474.1516993757668,3281.1432716326849,3088.1348438895948,null,3860.1685548619221,3667.160127118836,3474.1516993757391,3281.1432716326431,3088.134843889542,null,3861.5979822105428,3668.518083100028,3475.4381839895,3282.3582848789779,3089.2783857684481]
["Fuel cost",61090.239849803358,58035.727857313723,54981.215864823571,51926.703872333383,48872.191879843384,null,61112.870055342602,58057.22655257587,55001.583049809087,51945.939547042188,48890.296044275128,null,61112.870055342799,58057.226552575819,55001.583049808651,51945.939547041518,48890.296044274299,null,61135.500260881301,58078.725247837421,55021.950234793352,51965.17522174937,48908.40020870525]
["REopt LCC",68723.399999999994,65475.8,62228.2,58980.5,55732.9,null,69376,66127.100000000006,62878.3,59629.5,56380.6,null,70004.399999999994,66755.600000000006,63506.8,60257.9,57009.1,null,72542.3,69292.3,66042.2,62792.2,59542.2]
[]
["TMY_lowPVBatt_LowDiesel_32_PBD_business",100,95,90,85,80,"TMY_lowPVBatt_LowDiesel_32_PBD_nrel",100,95,90,85,80,"TMY_lowPVBatt_LowDiesel_32_PBD_average",100,95,90,85,80,"TMY_lowPVBatt_LowDiesel_32_PBD_residential",100,95,90,85,80]
["PV kW",8.4640000000000004,8.4640000000000004,8.4640000000000004,8.4640000000000004,8.4640000000000004,null,5.41,5.41,5.41,5.41,5.41,null,4.8490000000000002,4.8490000000000002,4.8490000000000002,4.8490000000000002,4.8490000000000002,null,3.3919999999999999,3.3919999999999999,3.3919999999999999,3.3919999999999999,3.3919999999999999]
["Battery kW",0,0,0,0,0,null,0,0,0,0,0,null,0,0,0,0,0,null,0,0,0,0,0]
["Battery kWh",0,0,0,0,0,null,0,0,0,0,0,null,0,0,0,0,0,null,0,0,0,0,0]
["Generator kW",6,6,6,6,6,null,7,7,7,7,7,null,8,8,8,8,8,null,12,12,12,12,12]
["PV capital cost",11850.09,11850.09,11850.09,11850.09,11850.09,null,7574.4900000000007,7574.4900000000007,7574.4900000000007,7574.4900000000007,7574.4900000000007,null,6788.5579999999991,6788.5579999999991,6788.5579999999991,6788.5579999999991,6788.5579999999991,null,4748.5339999999997,4748.5339999999997,4748.5339999999997,4748.5339999999997,4748.5339999999997]
["PV O&M",2017.7299260546961,2017.7299260546961,2017.7299260546961,2017.7299260546961,2017.7299260546961,null,1289.718065230056,1289.718065230056,1289.718065230056,1289.718065230056,1289.718065230056,null,1155.896421998315,1155.896421998315,1155.896421998315,1155.896421998315,1155.896421998315,null,808.53893571172966,808.53893571172966,808.53893571172966,808.53893571172966,808.53893571172966]
["Battery capital cost",8.9015189520000021E-10,0,0,0,0,null,7.4259364760000012E-10,0,0,0,0,null,0,0,0,0,0,null,0,0,0,0,0]
["Battery O&M",2.8783337309673611E-10,0,0,0,0,null,2.4011995658436799E-10,0,0,0,0,null,0,0,0,0,0,null,0,0,0,0,0]
["Diesel capital cost",2493.96,2493.96,2493.96,2493.96,2493.96,null,2909.62,2909.62,2909.62,2909.62,2909.62,null,3325.28,3325.28,3325.28,3325.28,3325.28,null,4987.92,4987.92,4987.92,4987.92,4987.92]
["Diesel O&M (kW)",1277.0345580000001,1277.0345580000001,1277.0345580000001,1277.0345580000001,1277.0345580000001,null,1489.8736510000001,1489.8736510000001,1489.8736510000001,1489.8736510000001,1489.8736510000001,null,1702.7127439999999,1702.7127439999999,1702.7127439999999,1702.7127439999999,1702.7127439999999,null,2554.0691160000001,2554.0691160000001,2554.0691160000001,2554.0691160000001,2554.0691160000001]
["Diesel O&M (kWh)",1811.648409488261,1618.7114531126181,1425.774496736939,1232.8375403612549,1039.9005782835261,null,2570.809754942105,2377.801327199013,2184.7928994559152,1991.784471712808,1798.776043969707,null,2700.5020459110392,2507.4936181679291,2314.4851904248148,2121.4767626817061,1928.4683349385909,null,3114.3908240518072,2921.3109249412719,2728.2310258307371,2535.151126720204,2342.071227609676]
["Fuel cost",25494.576729028591,22779.4549579265,20064.333186823889,17349.211415721209,14634.08956437601,null,36177.939499651788,33461.81194163661,30745.684383621348,28029.556825605971,25313.429267590669,null,38003.045323692437,35286.917765676997,32570.790207661521,29854.662649646099,27138.535091630602,null,43827.530448029727,41110.397103101554,38393.263758173387,35676.13041324525,32958.997068317192]
["REopt LCC",44946.7,42038.5,39130.199999999997,36222,33313.800000000003,null,52014.8,49105.4,46196.1,43286.8,40377.5,null,53678.400000000001,50769,47859.7,44950.400000000001,42041.1,null,60043.6,57133.2,54222.8,51312.4,48402]
[]
["TMY_lowPVBatt_LowDiesel_32_PB_business",100,95,90,85,80,"TMY_lowPVBatt_LowDiesel_32_PB_nrel",100,95,90,85,80,"TMY_lowPVBatt_LowDiesel_32_PB_average",100,95,90,85,80,"TMY_lowPVBatt_LowDiesel_32_PB_residential",100,95,90,85,80]
["PV kW",27.556999999999999,16.445,15.375,14.419,13.481999999999999,null,27.913,17.207000000000001,16.157,15.212999999999999,14.223000000000001,null,29.071000000000002,17.363,16.323,15.311,14.31,null,29.948,18.007999999999999,16.8,15.742000000000001,14.768000000000001]
["Battery kW",4.76,4.2549999999999999,3.1640000000000001,2.5339999999999998,2.137,null,5.71,5.101,4.5490000000000004,4.149,3.7530000000000001,null,6.78,5.8680000000000003,4.9539999999999997,4.327,3.93,null,10.62,9.2370000000000001,7.5170000000000003,6.4889999999999999,5.57]
["Battery kWh",30.103999999999999,27.509,24.059000000000001,20.504000000000001,16.841999999999999,null,48.96,44.091000000000001,40.509,36.607999999999997,32.832999999999998,null,48.58,45.976999999999997,42.368000000000002,38.783000000000001,35.030999999999999,null,56.058999999999997,53.359000000000002,49.801000000000002,46.100999999999999,42.322000000000003]
["Generator kW",0,0,0,0,0,null,0,0,0,0,0,null,0,0,0,0,0,null,0,0,0,0,0]
["PV capital cost",38579.24,23022.3,21525,20186.18,18875.080000000002,null,39078.480000000003,24090.5,22619.52,21298.34,19911.5,null,40698.839999999997,24308.2,22852.62,21435.26,20034.14,null,41927.760000000002,25211.06,23520.42,22038.52,20675.34]
["PV O&M",6568.9363601834566,3920.0363606191199,3665.08918146,3437.1265938677921,3213.8839260019522,null,6653.9425912149127,4101.9201359332001,3851.4544967162878,3626.4954944044971,3390.3564802156002,null,6929.8433534016958,4138.9881923700796,3891.1447307789281,3649.8090372953438,3411.238549308016,null,7139.0931279373444,4292.7193151748643,4004.851887823248,3752.5268862898879,3520.4164904532959]
["Battery capital cost",19208.722266248002,17485.844126785989,14900.32053347852,12584.16569420584,10375.3885532228,null,29807.858165557998,26814.377527253771,24538.909689383599,22202.96505517661,19935.415343112989,null,30362.266307244001,28347.85017170999,25803.311495036942,23473.694208657242,21217.96819857023,null,37008.485073276002,34611.541463332789,31524.44360778925,28852.09900250861,26213.143227182802]
["Battery O&M",5125.8634716650404,4684.0095145970408,4096.5395636621606,3491.2762645524799,2867.75988482712,null,8336.5156488788798,7507.4988680801598,6897.5020275421593,6233.2737861077603,5590.4316167380011,null,8271.8125646068802,7828.4942745790386,7214.0533537792007,6603.6138079277598,5964.8411220161597,null,9545.3225072268015,9085.5900663468019,8479.6116278846403,7849.7441296241605,7206.1868209019203]
["Diesel capital cost",0,0,0,0,0,null,0,0,0,0,0,null,0,0,0,0,0,null,0,0,0,0,0]
["Diesel O&M (kW)",0,0,0,0,0,null,0,0,0,0,0,null,0,0,0,0,0,null,0,0,0,0,0]
["Diesel O&M (kWh)",0,0,0,0,0,null,0,0,0,0,0,null,0,0,0,0,0,null,0,0,0,0,0]
["Fuel cost",0,0,0,0,0,null,0,0,0,0,0,null,0,0,0,0,0,null,0,0,0,0,0]
["REopt LCC",69483.399999999994,49112.5,44187.3,39699.1,35332.400000000001,null,83877.5,62514.7,57907.6,53361.4,48828,null,86263.3,64624,59761.5,55162.8,50628.5,null,95621.3,73201.3,67529.7,62493.3,57615.5]
[]
["TMY_lowPVBatt_LowDiesel_32_D_business",100,95,90,85,80,"TMY_lowPVBatt_LowDiesel_32_D_nrel",100,95,90,85,80,"TMY_lowPVBatt_LowDiesel_32_D_average",100,95,90,85,80,"TMY_lowPVBatt_LowDiesel_32_D_residential",100,95,90,85,80]
["PV kW",0,0,0,0,0,null,0,0,0,0,0,null,0,0,0,0,0,null,0,0,0,0,0]
["Battery kW",0,0,0,0,0,null,0,0,0,0,0,null,0,0,0,0,0,null,0,0,0,0,0]
["Battery kWh",0,0,0,0,0,null,0,0,0,0,0,null,0,0,0,0,0,null,0,0,0,0,0]
["Generator kW",6,6,6,6,6,null,7,7,7,7,7,null,8,8,8,8,8,null,12,12,12,12,12]
["PV capital cost",0,0,0,0,0,null,0,0,0,0,0,null,0,0,0,0,0,null,0,0,0,0,0]
["PV O&M",0,0,0,0,0,null,0,0,0,0,0,null,0,0,0,0,0,null,0,0,0,0,0]
["Battery capital cost",0,0,0,0,0,null,0,0,0,0,0,null,0,0,0,0,0,null,0,0,0,0,0]
["Battery O&M",0,0,0,0,0,null,0,0,0,0,0,null,0,0,0,0,0,null,0,0,0,0,0]
["Diesel capital cost",2493.96,2493.96,2493.96,2493.96,2493.96,null,2909.62,2909.62,2909.62,2909.62,2909.62,null,3325.28,3325.28,3325.28,3325.28,3325.28,null,4987.92,4987.92,4987.92,4987.92,4987.92]
["Diesel O&M (kW)",1277.0345580000001,1277.0345580000001,1277.0345580000001,1277.0345580000001,1277.0345580000001,null,1489.8736510000001,1489.8736510000001,1489.8736510000001,1489.8736510000001,1489.8736510000001,null,1702.7127439999999,1702.7127439999999,1702.7127439999999,1702.7127439999999,1702.7127439999999,null,2554.0691160000001,2554.0691160000001,2554.0691160000001,2554.0691160000001,2554.0691160000001]
["Diesel O&M (kWh)",3858.7391275132431,3665.8021711376141,3472.865214761955,3279.9282583862901,3086.9913020106392,null,3860.1685548619098,3667.160127118842,3474.1516993757668,3281.143271632684,3088.1348438895948,null,3860.1685548619221,3667.160127118836,3474.1516993757391,3281.1432716326431,3088.134843889542,null,3861.5979822105428,3668.518083100028,3475.4381839895,3282.3582848789779,3089.2783857684481]
["Fuel cost",54302.435422047427,51587.313650945507,48872.191879843173,46157.070108740787,43441.948337638569,null,54322.551160304538,51606.423602289688,48890.296044274757,46174.168486259718,43458.040928244562,null,54322.551160304713,51606.423602289608,48890.296044274357,46174.168486259121,43458.040928243812,null,54342.666898561147,51625.533553633257,48908.400208705192,46191.266863777229,43474.133518849128]
["REopt LCC",61935.6,59027.4,56119.199999999997,53210.9,50302.7,null,62585.599999999999,59676.3,56767,53857.7,50948.4,null,63214.1,60304.800000000003,57395.5,54486.1,51576.800000000003,null,65749.5,62839.1,59928.7,57018.3,54107.9]

{"sheet":"Lusaka_10","index":6,"n_rows":1214,"n_cols":24,"rows_kept":1214,"cut":false,"hidden":false,"merged":[]}
["TMY_highPVBatt_HighDiesel_44_PBD_business",100,95,90,85,80,"TMY_highPVBatt_HighDiesel_44_PBD_nrel",100,95,90,85,80,"TMY_highPVBatt_HighDiesel_44_PBD_average",100,95,90,85,80,"TMY_highPVBatt_HighDiesel_44_PBD_residential",100,95,90,85,80]
["PV kW",8.4619999999999997,8.4619999999999997,8.4619999999999997,8.4619999999999997,8.4619999999999997,null,5.62,5.62,5.62,5.62,5.62,null,4.9640000000000004,4.9640000000000004,4.9640000000000004,4.9640000000000004,4.9640000000000004,null,3.5059999999999998,3.5059999999999998,3.5059999999999998,3.5059999999999998,3.5059999999999998]
["Battery kW",0,0,0,0,0,null,0,0,0,0,0,null,0,0,0,0,0,null,4.3999999999999997E-2,4.3999999999999997E-2,4.3999999999999997E-2,4.3999999999999997E-2,4.3999999999999997E-2]
["Battery kWh",0,0,0,0,0,null,0,0,0,0,0,null,0,0,0,0,0,null,0.187,0.187,0.187,0.187,0.187]
["Generator kW",6,6,6,6,6,null,7,7,7,7,7,null,8,8,8,8,8,null,12,12,12,12,12]
["PV capital cost",18615.387999999999,18615.387999999999,18615.387999999999,18615.387999999999,18615.387999999999,null,12364.924000000001,12364.924000000001,12364.924000000001,12364.924000000001,12364.924000000001,null,10921.13,10921.13,10921.13,10921.13,10921.13,null,7712.4519999999993,7712.4519999999993,7712.4519999999993,7712.4519999999993,7712.4519999999993]
["PV O&M",3169.665838210467,3169.665838210467,3169.665838210467,3169.665838210467,3169.665838210467,null,2105.3913673391462,2105.3913673391462,2105.3913673391462,2105.3913673391462,2105.3913673391462,null,1859.5547229880719,1859.5547229880719,1859.5547229880719,1859.5547229880719,1859.5547229880719,null,1313.2090307888291,1313.2090307888291,1313.2090307888291,1313.2090307888291,1313.2090307888291]
["Battery capital cost",4.5931555916999997E-8,0,0,0,0,null,0,0,0,0,0,null,0,0,0,0,0,null,225.257084011746,225.257084011746,225.257084011746,225.257084011746,225.257084011746]
["Battery O&M",1.336695058480644E-8,0,0,0,0,null,0,0,0,0,0,null,0,0,0,0,0,null,47.677319002195198,47.677319002195198,47.677319002195198,47.677319002195198,47.677319002195198]
["Diesel capital cost",4156.62,4156.62,4156.62,4156.62,4156.62,null,4849.3899999999994,4849.3899999999994,4849.3899999999994,4849.3899999999994,4849.3899999999994,null,5542.16,5542.16,5542.16,5542.16,5542.16,null,8313.24,8313.24,8313.24,8313.24,8313.24]
["Diesel O&M (kW)",1277.0345580000001,1277.0345580000001,1277.0345580000001,1277.0345580000001,1277.0345580000001,null,1489.8736510000001,1489.8736510000001,1489.8736510000001,1489.8736510000001,1489.8736510000001,null,1702.7127439999999,1702.7127439999999,1702.7127439999999,1702.7127439999999,1702.7127439999999,null,2554.0691160000001,2554.0691160000001,2554.0691160000001,2554.0691160000001,2554.0691160000001]
["Diesel O&M (kWh)",2125.0794056956811,1932.142449320088,1739.2054929444321,1546.2685365687701,1353.3315921180331,null,2711.7751573376659,2518.766729594573,2325.7583018514761,2132.7498741083732,1939.7414463652669,null,2852.563599723308,2659.5551719801961,2466.5467442370832,2273.5383164939722,2080.5298887508602,null,3184.8398714764289,2991.7600605443349,2798.6801605330838,2605.6003090440108,2412.5200983183481]
["Fuel cost",61679.807373261057,56079.868720364429,50479.930067465983,44879.991414567332,39280.053107786167,null,78708.479737690519,73106.466649284208,67504.453560877781,61902.440472471157,56300.427384064438,null,82794.823044888108,77192.809956481215,71590.796868074278,65988.783779667428,60386.770691260557,null,92439.044517981019,86834.959553420107,81230.872003362747,75626.785861647382,70022.689293195188]
["REopt LCC",91025.4,85232.4,79439.3,73646.2,67853.2,null,102232,96437,90641.8,84846.6,79051.399999999994,null,105675,99880.2,94085,88289.8,82494.600000000006,null,115792,109995,104198,98400.3,92603]
[]
["TMY_highPVBatt_HighDiesel_44_PB_business",100,95,90,85,80,"TMY_highPVBatt_HighDiesel_44_PB_nrel",100,95,90,85,80,"TMY_highPVBatt_HighDiesel_44_PB_average",100,95,90,85,80,"TMY_highPVBatt_HighDiesel_44_PB_residential",100,95,90,85,80]
["PV kW",34.201999999999998,23.841000000000001,19.234000000000002,17.756,16.399000000000001,null,36.052999999999997,24.584,19.940000000000001,18.192,16.937999999999999,null,35.987000000000002,24.553000000000001,20.306000000000001,18.433,17.152000000000001,null,36.783000000000001,24.934999999999999,21.352,19.501999999999999,17.919]
["Battery kW",4.76,4.76,4.7279999999999998,3.63,3.0070000000000001,null,6.0780000000000003,5.798,5.4489999999999998,4.7750000000000004,4.2759999999999998,null,6.78,6.78,6.0990000000000002,5.383,4.6959999999999997,null,10.62,10.62,9.157,7.6239999999999997,6.6710000000000003]
["Battery kWh",132.214,33.32,31.800999999999998,28.495999999999999,24.962,null,146.97900000000001,48.542999999999999,47.307000000000002,44.17,40.143000000000001,null,149.63999999999999,50.686,49.063000000000002,45.973999999999997,42.110999999999997,null,158.465,58.191000000000003,55.741999999999997,52.293999999999997,48.688000000000002]
["Generator kW",0,0,0,0,0,null,0,0,0,0,0,null,0,0,0,0,0,null,0,0,0,0,0]
["PV capital cost",75244.399999999994,52451.3,42315.02,39064.080000000002,36077.800000000003,null,79316.600000000006,54085.24,43868,40021.519999999997,37263.82,null,79170.960000000006,54015.72,44672.54,40553.480000000003,37733.740000000013,null,80922.819999999992,54856.56,46974.18,42903.3,39422.68]
["PV O&M",12811.95987946336,8930.9496949367203,7205.0323816614891,6651.4906848635528,6143.0129835483203,null,13505.33856307504,9209.162741029857,7469.4602653792008,6814.5152138250887,6344.9581204122078,null,13480.540254671419,9197.3254820335678,7606.4503164849766,6905.0927209549118,6424.9719976782571,null,13778.831689441809,9340.4963804000654,7998.3534924949927,7305.1995669655207,6712.5499638633919]
["Battery capital cost",122747.9833984,35955.817704399997,34576.800401057197,30128.367170394798,26148.5341218676,null,137564.6365563618,50779.124005564401,49203.369320184203,45498.737361939202,41261.169026645199,null,140890.36238519999,54045.100076199997,51661.377662671803,47940.338456927202,43581.670639846598,null,154050.98508079999,66047.338934800006,61835.782846318602,56646.528318940407,52138.557890957003]
["Battery O&M",33768.369410282401,8510.2093758943211,8122.1951957915999,7277.9987308801201,6375.51840874152,null,37539.452460056396,12398.19216910764,12082.662470517,11281.27220398968,10252.90181512344,null,38219.090251823996,12945.478099284121,12531.1570072866,11742.2050573542,10755.542617152239,null,40473.056246694003,14862.332511533279,14237.019769863,13356.121331754601,12435.35387474544]
["Diesel capital cost",0,0,0,0,0,null,0,0,0,0,0,null,0,0,0,0,0,null,0,0,0,0,0]
["Diesel O&M (kW)",0,0,0,0,0,null,0,0,0,0,0,null,0,0,0,0,0,null,0,0,0,0,0]
["Diesel O&M (kWh)",0,0,0,0,0,null,0,0,0,0,0,null,0,0,0,0,0,null,0,0,0,0,0]
["Fuel cost",0,0,0,0,0,null,0,0,0,0,0,null,0,0,0,0,0,null,0,0,0,0,0]
["REopt LCC",244573,105848,92219.1,83122.100000000006,74744.899999999994,null,267926,126472,112624,103616,95123,null,271762,130204,116472,107141,98496,null,289226,145107,131045,120211,110709]
[]
["TMY_highPVBatt_HighDiesel_44_D_business",100,95,90,85,80,"TMY_highPVBatt_HighDiesel_44_D_nrel",100,95,90,85,80,"TMY_highPVBatt_HighDiesel_44_D_average",100,95,90,85,80,"TMY_highPVBatt_HighDiesel_44_D_residential",100,95,90,85,80]
["PV kW",0,0,0,0,0,null,0,0,0,0,0,null,0,0,0,0,0,null,0,0,0,0,0]
["Battery kW",0,0,0,0,0,null,0,0,0,0,0,null,0,0,0,0,0,null,0,0,0,0,0]
["Battery kWh",0,0,0,0,0,null,0,0,0,0,0,null,0,0,0,0,0,null,0,0,0,0,0]
["Generator kW",6,6,6,6,6,null,7,7,7,7,7,null,8,8,8,8,8,null,12,12,12,12,12]
["PV capital cost",0,0,0,0,0,null,0,0,0,0,0,null,0,0,0,0,0,null,0,0,0,0,0]
["PV O&M",0,0,0,0,0,null,0,0,0,0,0,null,0,0,0,0,0,null,0,0,0,0,0]
["Battery capital cost",0,0,0,0,0,null,0,0,0,0,0,null,0,0,0,0,0,null,0,0,0,0,0]
["Battery O&M",0,0,0,0,0,null,0,0,0,0,0,null,0,0,0,0,0,null,0,0,0,0,0]
["Diesel capital cost",4156.62,4156.62,4156.62,4156.62,4156.62,null,4849.3899999999994,4849.3899999999994,4849.3899999999994,4849.3899999999994,4849.3899999999994,null,5542.16,5542.16,5542.16,5542.16,5542.16,null,8313.24,8313.24,8313.24,8313.24,8313.24]
["Diesel O&M (kW)",1277.0345580000001,1277.0345580000001,1277.0345580000001,1277.0345580000001,1277.0345580000001,null,1489.8736510000001,1489.8736510000001,1489.8736510000001,1489.8736510000001,1489.8736510000001,null,1702.7127439999999,1702.7127439999999,1702.7127439999999,1702.7127439999999,1702.7127439999999,null,2554.0691160000001,2554.0691160000001,2554.0691160000001,2554.0691160000001,2554.0691160000001]
["Diesel O&M (kWh)",3858.7391275132431,3665.8021711376141,3472.8652147619518,3279.9282583862901,3086.9913020106392,null,3860.1685548619098,3667.160127118837,3474.1516993757682,3281.1432716326872,3088.1348438895948,null,3860.1685548619221,3667.1601271188292,3474.15169937574,3281.1432716326422,3088.1348438895411,null,3861.5979822105428,3668.5180831000248,3475.4381839895,3282.358284878977,3089.2783857684472]
["Fuel cost",111998.7730579729,106398.8344050751,100798.8957521765,95198.957099277875,89599.018446379545,null,112040.2617681281,106438.2486797223,100836.2355913167,95234.222502910707,89632.20941450441,null,112040.2617681284,106438.24867972211,100836.2355913159,95234.222502909426,89632.209414502853,null,112081.7504782824,106477.6629543685,100873.5754304545,95269.487906540497,89665.400382626292]
["REopt LCC",121295,115502,109709,103915,98122.4,null,122243,116448,110653,104858,99062.3,null,123149,117353,111558,105763,99967.9,null,126814,121017,115219,109422,103624]
[]
["TMY_highPVBatt_HighDiesel_36_PBD_business",100,95,90,85,80,"TMY_highPVBatt_HighDiesel_36_PBD_nrel",100,95,90,85,80,"TMY_highPVBatt_HighDiesel_36_PBD_average",100,95,90,85,80,"TMY_highPVBatt_HighDiesel_36_PBD_residential",100,95,90,85,80]
["PV kW",7.6760000000000002,7.6760000000000002,7.6760000000000002,7.6760000000000002,7.6760000000000002,null,5.117,5.117,5.117,5.117,5.117,null,4.5129999999999999,4.5129999999999999,4.5129999999999999,4.5129999999999999,4.5129999999999999,null,3.19,3.19,3.19,3.19,3.19]
["Battery kW",0,0,0,0,0,null,0,0,0,0,0,null,0,0,0,0,0,null,0,0,0,0,0]
["Battery kWh",0,0,0,0,0,null,0,0,0,0,0,null,0,0,0,0,0,null,0,0,0,0,0]
["Generator kW",6,6,6,6,6,null,7,7,7,7,7,null,8,8,8,8,8,null,12,12,12,12,12]
["PV capital cost",16887.09,16887.09,16887.09,16887.09,16887.09,null,11257.114,11257.114,11257.114,11257.114,11257.114,null,9928.9519999999993,9928.9519999999993,9928.9519999999993,9928.9519999999993,9928.9519999999993,null,7017.1640000000007,7017.1640000000007,7017.1640000000007,7017.1640000000007,7017.1640000000007]
["PV O&M",2875.3863352074959,2875.3863352074959,2875.3863352074959,2875.3863352074959,2875.3863352074959,null,1916.763146846082,1916.763146846082,1916.763146846082,1916.763146846082,1916.763146846082,null,1690.6153104964289,1690.6153104964289,1690.6153104964289,1690.6153104964289,1690.6153104964289,null,1194.821456953802,1194.821456953802,1194.821456953802,1194.821456953802,1194.821456953802]
["Battery capital cost",0,0,0,0,0,null,0,0,0,0,0,null,0,0,0,0,0,null,0,0,0,0,0]
["Battery O&M",0,0,0,0,0,null,0,0,0,0,0,null,0,0,0,0,0,null,0,0,0,0,0]
["Diesel capital cost",4156.62,4156.62,4156.62,4156.62,4156.62,null,4849.3899999999994,4849.3899999999994,4849.3899999999994,4849.3899999999994,4849.3899999999994,null,5542.16,5542.16,5542.16,5542.16,5542.16,null,8313.24,8313.24,8313.24,8313.24,8313.24]
["Diesel O&M (kW)",1277.0345580000001,1277.0345580000001,1277.0345580000001,1277.0345580000001,1277.0345580000001,null,1489.8736510000001,1489.8736510000001,1489.8736510000001,1489.8736510000001,1489.8736510000001,null,1702.7127439999999,1702.7127439999999,1702.7127439999999,1702.7127439999999,1702.7127439999999,null,2554.0691160000001,2554.0691160000001,2554.0691160000001,2554.0691160000001,2554.0691160000001]
["Diesel O&M (kWh)",2199.032364804591,2006.0954084289301,1813.158452053274,1620.221495677622,1427.284532644331,null,2758.8533594269752,2565.8449316838842,2372.8365039407881,2179.828076197688,1986.819648454584,null,2895.1448542928752,2702.1364265497632,2509.1279988066499,2316.1195710635338,2123.111143320421,null,3224.162333364246,3031.0824342537121,2838.0025351431791,2644.9226360326438,2451.842736922114]
["Fuel cost",52221.493924869523,47639.72593613428,43057.957947399183,38476.189958664167,33894.421811826971,null,65515.836080804584,60932.370826653983,56348.905572503267,51765.44031835247,47181.975064201557,null,68752.416671915358,64168.951417764263,59585.486163613161,55002.020909461993,50418.555655310862,null,76565.7551927553,71980.592673189036,67395.430153622801,62810.26763405653,58225.105114490347]
["REopt LCC",79618.600000000006,74843.7,70068.800000000003,65293.9,60519,null,87790.2,83013.600000000006,78236.899999999994,73460.2,68683.600000000006,null,90514.5,85737.8,80961.2,76184.5,71407.899999999994,null,98871.8,94093.4,89315,84536.6,79758.100000000006]
[]
["TMY_highPVBatt_HighDiesel_36_PB_business",100,95,90,85,80,"TMY_highPVBatt_HighDiesel_36_PB_nrel",100,95,90,85,80,"TMY_highPVBatt_HighDiesel_36_PB_average",100,95,90,85,80,"TMY_highPVBatt_HighDiesel_36_PB_residential",100,95,90,85,80]
["PV kW",34.201999999999998,23.841000000000001,19.234000000000002,17.756,16.399000000000001,null,36.052999999999997,24.584,19.940000000000001,18.192,16.937999999999999,null,35.987000000000002,24.553000000000001,20.306000000000001,18.433,17.152000000000001,null,36.783000000000001,24.934999999999999,21.352,19.501999999999999,17.919]
["Battery kW",4.76,4.76,4.7279999999999998,3.63,3.0070000000000001,null,6.0780000000000003,5.798,5.4489999999999998,4.7750000000000004,4.2759999999999998,null,6.78,6.78,6.0990000000000002,5.383,4.6959999999999997,null,10.62,10.62,9.157,7.6239999999999997,6.6710000000000003]
["Battery kWh",132.214,33.32,31.800999999999998,28.495999999999999,24.962,null,146.97900000000001,48.542999999999999,47.307000000000002,44.17,40.143000000000001,null,149.63999999999999,50.686,49.063000000000002,45.973999999999997,42.110999999999997,null,158.465,58.191000000000003,55.741999999999997,52.293999999999997,48.688000000000002]
["Generator kW",0,0,0,0,0,null,0,0,0,0,0,null,0,0,0,0,0,null,0,0,0,0,0]
["PV capital cost",75244.399999999994,52451.3,42315.02,39064.080000000002,36077.800000000003,null,79316.600000000006,54085.24,43868,40021.519999999997,37263.82,null,79170.960000000006,54015.72,44672.54,40553.480000000003,37733.740000000013,null,80922.819999999992,54856.56,46974.18,42903.3,39422.68]
["PV O&M",12811.95987946336,8930.9496949367203,7205.0323816614891,6651.4906848635528,6143.0129835483203,null,13505.33856307504,9209.162741029857,7469.4602653792008,6814.5152138250887,6344.9581204122078,null,13480.540254671419,9197.3254820335678,7606.4503164849766,6905.0927209549118,6424.9719976782571,null,13778.831689441809,9340.4963804000654,7998.3534924949927,7305.1995669655207,6712.5499638633919]
["Battery capital cost",122747.9833984,35955.817704399997,34576.800401057197,30128.367170394798,26148.5341218676,null,137564.6365563618,50779.124005564401,49203.369320184203,45498.737361939202,41261.169026645199,null,140890.36238519999,54045.100076199997,51661.377662671803,47940.338456927202,43581.670639846598,null,154050.98508079999,66047.338934800006,61835.782846318602,56646.528318940407,52138.557890957003]
["Battery O&M",33768.369410282401,8510.2093758943211,8122.1951957915999,7277.9987308801201,6375.51840874152,null,37539.452460056396,12398.19216910764,12082.662470517,11281.27220398968,10252.90181512344,null,38219.090251823996,12945.478099284121,12531.1570072866,11742.2050573542,10755.542617152239,null,40473.056246694003,14862.332511533279,14237.019769863,13356.121331754601,12435.35387474544]
["Diesel capital cost",0,0,0,0,0,null,0,0,0,0,0,null,0,0,0,0,0,null,0,0,0,0,0]
["Diesel O&M (kW)",0,0,0,0,0,null,0,0,0,0,0,null,0,0,0,0,0,null,0,0,0,0,0]
["Diesel O&M (kWh)",0,0,0,0,0,null,0,0,0,0,0,null,0,0,0,0,0,null,0,0,0,0,0]
["Fuel cost",0,0,0,0,0,null,0,0,0,0,0,null,0,0,0,0,0,null,0,0,0,0,0]
["REopt LCC",244573,105848,92219.1,83122.100000000006,74744.899999999994,null,267926,126472,112624,103616,95123,null,271762,130204,116472,107141,98496,null,289226,145107,131045,120211,110709]
[]
["TMY_highPVBatt_HighDiesel_36_D_business",100,95,90,85,80,"TMY_highPVBatt_HighDiesel_36_D_nrel",100,95,90,85,80,"TMY_highPVBatt_HighDiesel_36_D_average",100,95,90,85,80,"TMY_highPVBatt_HighDiesel_36_D_residential",100,95,90,85,80]
["PV kW",0,0,0,0,0,null,0,0,0,0,0,null,0,0,0,0,0,null,0,0,0,0,0]
["Battery kW",0,0,0,0,0,null,0,0,0,0,0,null,0,0,0,0,0,null,0,0,0,0,0]
["Battery kWh",0,0,0,0,0,null,0,0,0,0,0,null,0,0,0,0,0,null,0,0,0,0,0]
["Generator kW",6,6,6,6,6,null,7,7,7,7,7,null,8,8,8,8,8,null,12,12,12,12,12]
["PV capital cost",0,0,0,0,0,null,0,0,0,0,0,null,0,0,0,0,0,null,0,0,0,0,0]
["PV O&M",0,0,0,0,0,null,0,0,0,0,0,null,0,0,0,0,0,null,0,0,0,0,0]
["Battery capital cost",0,0,0,0,0,null,0,0,0,0,0,null,0,0,0,0,0,null,0,0,0,0,0]
["Battery O&M",0,0,0,0,0,null,0,0,0,0,0,null,0,0,0,0,0,null,0,0,0,0,0]
["Diesel capital cost",4156.62,4156.62,4156.62,4156.62,4156.62,null,4849.3899999999994,4849.3899999999994,4849.3899999999994,4849.3899999999994,4849.3899999999994,null,5542.16,5542.16,5542.16,5542.16,5542.16,null,8313.24,8313.24,8313.24,8313.24,8313.24]
["Diesel O&M (kW)",1277.0345580000001,1277.0345580000001,1277.0345580000001,1277.0345580000001,1277.0345580000001,null,1489.8736510000001,1489.8736510000001,1489.8736510000001,1489.8736510000001,1489.8736510000001,null,1702.7127439999999,1702.7127439999999,1702.7127439999999,1702.7127439999999,1702.7127439999999,null,2554.0691160000001,2554.0691160000001,2554.0691160000001,2554.0691160000001,2554.0691160000001]
["Diesel O&M (kWh)",3858.7391275132431,3665.8021711376141,3472.8652147619518,3279.9282583862901,3086.9913020106392,null,3860.1685548619098,3667.1601271188401,3474.151699375765,3281.1432716326808,3088.1348438895948,null,3860.1685548619221,3667.1601271188342,3474.1516993757391,3281.1432716326431,3088.1348438895411,null,3861.5979822105428,3668.518083100028,3475.4381839895,3282.3582848789788,3089.2783857684481]
["Fuel cost",91635.359774705052,87053.591785970566,82471.823797235324,77890.055808500067,73308.287819765086,null,91669.305083013911,87085.839828863813,82502.374574713598,77918.90932056318,73335.444066412703,null,91669.305083014187,87085.839828863682,82502.374574712972,77918.909320562263,73335.444066411408,null,91703.250391321941,87118.087871756099,82532.925352190025,77947.762832624096,73362.60031305789]
["REopt LCC",100931,96156.3,91381.4,86606.6,81831.7,null,101872,97095.5,92318.9,87542.2,82765.5,null,102778,98001.1,93224.4,88447.8,83671.100000000006,null,106435,101657,96878.5,92100.1,87321.7]
[]
["TMY_highPVBatt_HighDiesel_32_PBD_business",100,95,90,85,80,"TMY_highPVBatt_HighDiesel_32_PBD_nrel",100,95,90,85,80,"TMY_highPVBatt_HighDiesel_32_PBD_average",100,95,90,85,80,"TMY_highPVBatt_HighDiesel_32_PBD_residential",100,95,90,85,80]
["PV kW",7.24,7.24,7.24,7.24,7.24,null,4.8460000000000001,4.8460000000000001,4.8460000000000001,4.8460000000000001,4.8460000000000001,null,4.2880000000000003,4.2880000000000003,4.2880000000000003,4.2880000000000003,4.2880000000000003,null,3.0030000000000001,3.0030000000000001,3.0030000000000001,3.0030000000000001,3.0030000000000001]
["Battery kW",0,0,0,0,0,null,0,0,0,0,0,null,0,0,0,0,0,null,0,0,0,0,0]
["Battery kWh",0,0,0,0,0,null,0,0,0,0,0,null,0,0,0,0,0,null,0,0,0,0,0]
["Generator kW",6,6,6,6,6,null,7,7,7,7,7,null,8,8,8,8,8,null,12,12,12,12,12]
["PV capital cost",15927.186,15927.186,15927.186,15927.186,15927.186,null,10662.146000000001,10662.146000000001,10662.146000000001,10662.146000000001,10662.146000000001,null,9433.0719999999983,9433.0719999999983,9433.0719999999983,9433.0719999999983,9433.0719999999983,null,6606.8419999999996,6606.8419999999996,6606.8419999999996,6606.8419999999996,6606.8419999999996]
["PV O&M",2711.9422578258391,2711.9422578258391,2711.9422578258391,2711.9422578258391,2711.9422578258391,null,1815.4571872588631,1815.4571872588631,1815.4571872588631,1815.4571872588631,1815.4571872588631,null,1606.181190946957,1606.181190946957,1606.181190946957,1606.181190946957,1606.181190946957,null,1124.955407099445,1124.955407099445,1124.955407099445,1124.955407099445,1124.955407099445]
["Battery capital cost",0,0,0,0,0,null,0,0,0,0,0,null,0,0,0,0,0,null,0,0,0,0,0]
["Battery O&M",0,0,0,0,0,null,0,0,0,0,0,null,0,0,0,0,0,null,0,0,0,0,0]
["Diesel capital cost",4156.62,4156.62,4156.62,4156.62,4156.62,null,4849.3899999999994,4849.3899999999994,4849.3899999999994,4849.3899999999994,4849.3899999999994,null,5542.16,5542.16,5542.16,5542.16,5542.16,null,8313.24,8313.24,8313.24,8313.24,8313.24]
["Diesel O&M (kW)",1277.0345580000001,1277.0345580000001,1277.0345580000001,1277.0345580000001,1277.0345580000001,null,1489.8736510000001,1489.8736510000001,1489.8736510000001,1489.8736510000001,1489.8736510000001,null,1702.7127439999999,1702.7127439999999,1702.7127439999999,1702.7127439999999,1702.7127439999999,null,2554.0691160000001,2554.0691160000001,2554.0691160000001,2554.0691160000001,2554.0691160000001]
["Diesel O&M (kWh)",2246.5412334319199,2053.6042785248501,1860.667320680596,1667.730364304942,1474.7934111601701,null,2788.5887941327369,2595.580366389649,2402.571938646553,2209.5635109034488,2016.5550831603421,null,2920.064864530249,2727.056436787138,2534.0480090440228,2341.0395813009118,2148.031153557798,null,3244.6662329987289,3051.5863338881982,2858.5064347776652,2665.4265356671331,2472.3466365566028]
["Fuel cost",47421.964618539103,43349.281992885859,39276.599305231997,35203.91664857859,31131.234060125509,null,58863.980399327367,54789.78906230467,50715.597725281827,46641.406388258787,42567.21505123574,null,61639.292717566314,57565.101380543172,53490.910043519907,49416.718706496737,45342.527369473522,null,68491.263374310627,64415.56335691845,60339.863339526237,56264.163322134053,52188.463304741883]
["REopt LCC",73743.199999999997,69477.399999999994,65211.6,60945.8,56680,null,80471.899999999994,76204.5,71937.100000000006,67669.7,63402.3,null,82846,78578.600000000006,74311.199999999997,70043.8,65776.399999999994,null,90337.7,86068.7,81799.8,77530.8,73261.8]
[]
["TMY_highPVBatt_HighDiesel_32_PB_business",100,95,90,85,80,"TMY_highPVBatt_HighDiesel_32_PB_nrel",100,95,90,85,80,"TMY_highPVBatt_HighDiesel_32_PB_average",100,95,90,85,80,"TMY_highPVBatt_HighDiesel_32_PB_residential",100,95,90,85,80]
["PV kW",34.201999999999998,23.841000000000001,19.234000000000002,17.756,16.399000000000001,null,36.052999999999997,24.584,19.940000000000001,18.192,16.937999999999999,null,35.987000000000002,24.553000000000001,20.306000000000001,18.433,17.152000000000001,null,36.783000000000001,24.934999999999999,21.352,19.501999999999999,17.919]
["Battery kW",4.76,4.76,4.7279999999999998,3.63,3.0070000000000001,null,6.0780000000000003,5.798,5.4489999999999998,4.7750000000000004,4.2759999999999998,null,6.78,6.78,6.0990000000000002,5.383,4.6959999999999997,null,10.62,10.62,9.157,7.6239999999999997,6.6710000000000003]
["Battery kWh",132.214,33.32,31.800999999999998,28.495999999999999,24.962,null,146.97900000000001,48.542999999999999,47.307000000000002,44.17,40.143000000000001,null,149.63999999999999,50.686,49.063000000000002,45.973999999999997,42.110999999999997,null,158.465,58.191000000000003,55.741999999999997,52.293999999999997,48.688000000000002]
["Generator kW",0,0,0,0,0,null,0,0,0,0,0,null,0,0,0,0,0,null,0,0,0,0,0]
["PV capital cost",75244.399999999994,52451.3,42315.02,39064.080000000002,36077.800000000003,null,79316.600000000006,54085.24,43868,40021.519999999997,37263.82,null,79170.960000000006,54015.72,44672.54,40553.480000000003,37733.740000000013,null,80922.819999999992,54856.56,46974.18,42903.3,39422.68]
["PV O&M",12811.95987946336,8930.9496949367203,7205.0323816614891,6651.4906848635528,6143.0129835483203,null,13505.33856307504,9209.162741029857,7469.4602653792008,6814.5152138250887,6344.9581204122078,null,13480.540254671419,9197.3254820335678,7606.4503164849766,6905.0927209549118,6424.9719976782571,null,13778.831689441809,9340.4963804000654,7998.3534924949927,7305.1995669655207,6712.5499638633919]
["Battery capital cost",122747.9833984,35955.817704399997,34576.800401057197,30128.367170394798,26148.5341218676,null,137564.6365563618,50779.124005564401,49203.369320184203,45498.737361939202,41261.169026645199,null,140890.36238519999,54045.100076199997,51661.377662671803,47940.338456927202,43581.670639846598,null,154050.98508079999,66047.338934800006,61835.782846318602,56646.528318940407,52138.557890957003]
["Battery O&M",33768.369410282401,8510.2093758943211,8122.1951957915999,7277.9987308801201,6375.51840874152,null,37539.452460056396,12398.19216910764,12082.662470517,11281.27220398968,10252.90181512344,null,38219.090251823996,12945.478099284121,12531.1570072866,11742.2050573542,10755.542617152239,null,40473.056246694003,14862.332511533279,14237.019769863,13356.121331754601,12435.35387474544]
["Diesel capital cost",0,0,0,0,0,null,0,0,0,0,0,null,0,0,0,0,0,null,0,0,0,0,0]
["Diesel O&M (kW)",0,0,0,0,0,null,0,0,0,0,0,null,0,0,0,0,0,null,0,0,0,0,0]
["Diesel O&M (kWh)",0,0,0,0,0,null,0,0,0,0,0,null,0,0,0,0,0,null,0,0,0,0,0]
["Fuel cost",0,0,0,0,0,null,0,0,0,0,0,null,0,0,0,0,0,null,0,0,0,0,0]
["REopt LCC",244573,105848,92219.1,83122.100000000006,74744.899999999994,null,267926,126472,112624,103616,95123,null,271762,130204,116472,107141,98496,null,289226,145107,131045,120211,110709]
[]
["TMY_highPVBatt_HighDiesel_32_D_business",100,95,90,85,80,"TMY_highPVBatt_HighDiesel_32_D_nrel",100,95,90,85,80,"TMY_highPVBatt_HighDiesel_32_D_average",100,95,90,85,80,"TMY_highPVBatt_HighDiesel_32_D_residential",100,95,90,85,80]
["PV kW",0,0,0,0,0,null,0,0,0,0,0,null,0,0,0,0,0,null,0,0,0,0,0]
["Battery kW",0,0,0,0,0,null,0,0,0,0,0,null,0,0,0,0,0,null,0,0,0,0,0]
["Battery kWh",0,0,0,0,0,null,0,0,0,0,0,null,0,0,0,0,0,null,0,0,0,0,0]
["Generator kW",6,6,6,6,6,null,7,7,7,7,7,null,8,8,8,8,8,null,12,12,12,12,12]
["PV capital cost",0,0,0,0,0,null,0,0,0,0,0,null,0,0,0,0,0,null,0,0,0,0,0]
["PV O&M",0,0,0,0,0,null,0,0,0,0,0,null,0,0,0,0,0,null,0,0,0,0,0]
["Battery capital cost",0,0,0,0,0,null,0,0,0,0,0,null,0,0,0,0,0,null,0,0,0,0,0]
["Battery O&M",0,0,0,0,0,null,0,0,0,0,0,null,0,0,0,0,0,null,0,0,0,0,0]
["Diesel capital cost",4156.62,4156.62,4156.62,4156.62,4156.62,null,4849.3899999999994,4849.3899999999994,4849.3899999999994,4849.3899999999994,4849.3899999999994,null,5542.16,5542.16,5542.16,5542.16,5542.16,null,8313.24,8313.24,8313.24,8313.24,8313.24]
["Diesel O&M (kW)",1277.0345580000001,1277.0345580000001,1277.0345580000001,1277.0345580000001,1277.0345580000001,null,1489.8736510000001,1489.8736510000001,1489.8736510000001,1489.8736510000001,1489.8736510000001,null,1702.7127439999999,1702.7127439999999,1702.7127439999999,1702.7127439999999,1702.7127439999999,null,2554.0691160000001,2554.0691160000001,2554.0691160000001,2554.0691160000001,2554.0691160000001]
["Diesel O&M (kWh)",3858.7391275132431,3665.8021711376141,3472.8652147619518,3279.9282583862901,3086.9913020106392,null,3860.1685548619098,3667.1601271188488,3474.151699375765,3281.143271632684,3088.1348438895948,null,3860.1685548619221,3667.160127118836,3474.15169937574,3281.1432716326422,3088.1348438895411,null,3861.5979822105428,3668.518083100028,3475.4381839895,3282.3582848789788,3089.2783857684481]
["Fuel cost",81453.653133071144,77380.970476418268,73308.287819764737,69235.605163111191,65162.92250645785,null,81483.826740456789,77409.635403434702,73335.444066412092,69261.25272938954,65187.06139236685,null,81483.826740457065,77409.635403434397,73335.444066411583,69261.252729388681,65187.061392365707,null,81514.000347841735,77438.300330449871,73362.600313057803,69286.900295665851,65211.200278273667]
["REopt LCC",90749.5,86483.7,82217.899999999994,77952.100000000006,73686.3,null,91686.7,87419.3,83151.899999999994,78884.5,74617.2,null,92592.3,88324.9,84057.5,79790.100000000006,75522.7,null,96246.1,91977.2,87708.2,83439.3,79170.3]
[]
["TMY_highPVBatt_MedDiesel_44_PBD_business",100,95,90,85,80,"TMY_highPVBatt_MedDiesel_44_PBD_nrel",100,95,90,85,80,"TMY_highPVBatt_MedDiesel_44_PBD_average",100,95,90,85,80,"TMY_highPVBatt_MedDiesel_44_PBD_residential",100,95,90,85,80]
["PV kW",7.7590000000000003,7.7590000000000003,7.7590000000000003,7.7590000000000003,7.7590000000000003,null,5.1470000000000002,5.1470000000000002,5.1470000000000002,5.1470000000000002,5.1470000000000002,null,4.54,4.54,4.54,4.54,4.54,null,3.2120000000000002,3.2120000000000002,3.2120000000000002,3.2120000000000002,3.2120000000000002]
["Battery kW",0,0,0,0,0,null,0,0,0,0,0,null,0,0,0,0,0,null,0,0,0,0,0]
["Battery kWh",0,0,0,0,0,null,0,0,0,0,0,null,0,0,0,0,0,null,0,0,0,0,0]
["Generator kW",6,6,6,6,6,null,7,7,7,7,7,null,8,8,8,8,8,null,12,12,12,12,12]
["PV capital cost",17068.964,17068.964,17068.964,17068.964,17068.964,null,11322.718000000001,11322.718000000001,11322.718000000001,11322.718000000001,11322.718000000001,null,9987.67,9987.67,9987.67,9987.67,9987.67,null,7065.3440000000001,7065.3440000000001,7065.3440000000001,7065.3440000000001,7065.3440000000001]
["PV O&M",2906.354252967722,2906.354252967722,2906.354252967722,2906.354252967722,2906.354252967722,null,1927.933623531819,1927.933623531819,1927.933623531819,1927.933623531819,1927.933623531819,null,1700.613299186648,1700.613299186648,1700.613299186648,1700.613299186648,1700.613299186648,null,1203.025126954394,1203.025126954394,1203.025126954394,1203.025126954394,1203.025126954394]
["Battery capital cost",0,0,0,0,0,null,0,0,0,0,0,null,0,0,0,0,0,null,0,0,0,0,0]
["Battery O&M",0,0,0,0,0,null,0,0,0,0,0,null,0,0,0,0,0,null,0,0,0,0,0]
["Diesel capital cost",3325.32,3325.32,3325.32,3325.32,3325.32,null,3879.54,3879.54,3879.54,3879.54,3879.54,null,4433.76,4433.76,4433.76,4433.76,4433.76,null,6650.64,6650.64,6650.64,6650.64,6650.64]
["Diesel O&M (kW)",1277.0345580000001,1277.0345580000001,1277.0345580000001,1277.0345580000001,1277.0345580000001,null,1489.8736510000001,1489.8736510000001,1489.8736510000001,1489.8736510000001,1489.8736510000001,null,1702.7127439999999,1702.7127439999999,1702.7127439999999,1702.7127439999999,1702.7127439999999,null,2554.0691160000001,2554.0691160000001,2554.0691160000001,2554.0691160000001,2554.0691160000001]
["Diesel O&M (kWh)",2190.4952904281922,1997.558334444157,1804.621376482424,1611.684421301223,1418.7474640052239,null,2755.7760136089478,2562.7675858658581,2369.7591581227662,2176.750730379666,1983.742302636563,null,2892.3917535648238,2699.3833258217128,2506.3748980786008,2313.3664703354898,2120.3580425923769,null,3221.9036647592329,3028.823765648694,2835.743866538161,2642.6639674276289,2449.5840683170991]
["Fuel cost",52982.070224263807,48315.454689654012,43648.839107209104,38982.223592017617,34315.608025675007,null,66654.659753607644,61986.315513269117,57317.971272930503,52649.627032591743,47981.282792252881,null,69959.019621310043,65290.675380970977,60622.331140631897,55953.986900292854,51285.642659953759,null,77929.008552544314,73258.93561594894,68588.862679353697,63918.789742758483,59248.716806163298]
["REopt LCC",79752.100000000006,74892.399999999994,70032.7,65172.9,60313.2,null,88032.9,83171.399999999994,78309.8,73448.3,68586.8,null,90678.7,85817.1,80955.600000000006,76094,71232.5,null,98626.6,93763.3,88899.9,84036.6,79173.3]
[]
["TMY_highPVBatt_MedDiesel_44_PB_business",100,95,90,85,80,"TMY_highPVBatt_MedDiesel_44_PB_nrel",100,95,90,85,80,"TMY_highPVBatt_MedDiesel_44_PB_average",100,95,90,85,80,"TMY_highPVBatt_MedDiesel_44_PB_residential",100,95,90,85,80]
["PV kW",34.201999999999998,23.841000000000001,19.234000000000002,17.756,16.399000000000001,null,36.052999999999997,24.584,19.940000000000001,18.192,16.937999999999999,null,35.987000000000002,24.553000000000001,20.306000000000001,18.433,17.152000000000001,null,36.783000000000001,24.934999999999999,21.352,19.501999999999999,17.919]
["Battery kW",4.76,4.76,4.7279999999999998,3.63,3.0070000000000001,null,6.0780000000000003,5.798,5.4489999999999998,4.7750000000000004,4.2759999999999998,null,6.78,6.78,6.0990000000000002,5.383,4.6959999999999997,null,10.62,10.62,9.157,7.6239999999999997,6.6710000000000003]
["Battery kWh",132.214,33.32,31.800999999999998,28.495999999999999,24.962,null,146.97900000000001,48.542999999999999,47.307000000000002,44.17,40.143000000000001,null,149.63999999999999,50.686,49.063000000000002,45.973999999999997,42.110999999999997,null,158.465,58.191000000000003,55.741999999999997,52.293999999999997,48.688000000000002]
["Generator kW",0,0,0,0,0,null,0,0,0,0,0,null,0,0,0,0,0,null,0,0,0,0,0]
["PV capital cost",75244.399999999994,52451.3,42315.02,39064.080000000002,36077.800000000003,null,79316.600000000006,54085.24,43868,40021.519999999997,37263.82,null,79170.960000000006,54015.72,44672.54,40553.480000000003,37733.740000000013,null,80922.819999999992,54856.56,46974.18,42903.3,39422.68]
["PV O&M",12811.95987946336,8930.9496949367203,7205.0323816614891,6651.4906848635528,6143.0129835483203,null,13505.33856307504,9209.162741029857,7469.4602653792008,6814.5152138250887,6344.9581204122078,null,13480.540254671419,9197.3254820335678,7606.4503164849766,6905.0927209549118,6424.9719976782571,null,13778.831689441809,9340.4963804000654,7998.3534924949927,7305.1995669655207,6712.5499638633919]
["Battery capital cost",122747.9833984,35955.817704399997,34576.800401057197,30128.367170394798,26148.5341218676,null,137564.6365563618,50779.124005564401,49203.369320184203,45498.737361939202,41261.169026645199,null,140890.36238519999,54045.100076199997,51661.377662671803,47940.338456927202,43581.670639846598,null,154050.98508079999,66047.338934800006,61835.782846318602,56646.528318940407,52138.557890957003]
["Battery O&M",33768.369410282401,8510.2093758943211,8122.1951957915999,7277.9987308801201,6375.51840874152,null,37539.452460056396,12398.19216910764,12082.662470517,11281.27220398968,10252.90181512344,null,38219.090251823996,12945.478099284121,12531.1570072866,11742.2050573542,10755.542617152239,null,40473.056246694003,14862.332511533279,14237.019769863,13356.121331754601,12435.35387474544]
["Diesel capital cost",0,0,0,0,0,null,0,0,0,0,0,null,0,0,0,0,0,null,0,0,0,0,0]
["Diesel O&M (kW)",0,0,0,0,0,null,0,0,0,0,0,null,0,0,0,0,0,null,0,0,0,0,0]
["Diesel O&M (kWh)",0,0,0,0,0,null,0,0,0,0,0,null,0,0,0,0,0,null,0,0,0,0,0]
["Fuel cost",0,0,0,0,0,null,0,0,0,0,0,null,0,0,0,0,0,null,0,0,0,0,0]
["REopt LCC",244573,105848,92219.1,83122.100000000006,74744.899999999994,null,267926,126472,112624,103616,95123,null,271762,130204,116472,107141,98496,null,289226,145107,131045,120211,110709]
[]
["TMY_highPVBatt_MedDiesel_44_D_business",100,95,90,85,80,"TMY_highPVBatt_MedDiesel_44_D_nrel",100,95,90,85,80,"TMY_highPVBatt_MedDiesel_44_D_average",100,95,90,85,80,"TMY_highPVBatt_MedDiesel_44_D_residential",100,95,90,85,80]
["PV kW",0,0,0,0,0,null,0,0,0,0,0,null,0,0,0,0,0,null,0,0,0,0,0]
["Battery kW",0,0,0,0,0,null,0,0,0,0,0,null,0,0,0,0,0,null,0,0,0,0,0]
["Battery kWh",0,0,0,0,0,null,0,0,0,0,0,null,0,0,0,0,0,null,0,0,0,0,0]
["Generator kW",6,6,6,6,6,null,7,7,7,7,7,null,8,8,8,8,8,null,12,12,12,12,12]
["PV capital cost",0,0,0,0,0,null,0,0,0,0,0,null,0,0,0,0,0,null,0,0,0,0,0]
["PV O&M",0,0,0,0,0,null,0,0,0,0,0,null,0,0,0,0,0,null,0,0,0,0,0]
["Battery capital cost",0,0,0,0,0,null,0,0,0,0,0,null,0,0,0,0,0,null,0,0,0,0,0]
["Battery O&M",0,0,0,0,0,null,0,0,0,0,0,null,0,0,0,0,0,null,0,0,0,0,0]
["Diesel capital cost",3325.32,3325.32,3325.32,3325.32,3325.32,null,3879.54,3879.54,3879.54,3879.54,3879.54,null,4433.76,4433.76,4433.76,4433.76,4433.76,null,6650.64,6650.64,6650.64,6650.64,6650.64]
["Diesel O&M (kW)",1277.0345580000001,1277.0345580000001,1277.0345580000001,1277.0345580000001,1277.0345580000001,null,1489.8736510000001,1489.8736510000001,1489.8736510000001,1489.8736510000001,1489.8736510000001,null,1702.7127439999999,1702.7127439999999,1702.7127439999999,1702.7127439999999,1702.7127439999999,null,2554.0691160000001,2554.0691160000001,2554.0691160000001,2554.0691160000001,2554.0691160000001]
["Diesel O&M (kWh)",3858.7391275132431,3665.8021711376141,3472.8652147619518,3279.9282583862901,3086.9913020106392,null,3860.1685548619098,3667.1601271188388,3474.151699375765,3281.1432716326822,3088.1348438895948,null,3860.1685548619221,3667.1601271188342,3474.1516993757391,3281.1432716326431,3088.1348438895411,null,3861.5979822105428,3668.518083100028,3475.4381839894991,3282.3582848789779,3089.2783857684481]
["Fuel cost",93332.310881644036,88665.695337562647,83999.079793480458,79332.464249398239,74665.848705316283,null,93366.884806773407,88698.540566435317,84030.196326097168,79361.852085758816,74693.507845420361,null,93366.884806773713,88698.540566435229,84030.196326096557,79361.852085757899,74693.507845419052,null,93401.458731901992,88731.385795307186,84061.312858712059,79391.239922117107,74721.166985521937]
["REopt LCC",101797,96937.1,92077.4,87217.7,82357.899999999994,null,102600,97738.4,92876.800000000003,88015.3,83153.8,null,103367,98505.4,93643.8,88782.3,83920.8,null,106471,101608,96744.3,91881,87017.7]
[]
["TMY_highPVBatt_MedDiesel_36_PBD_business",100,95,90,85,80,"TMY_highPVBatt_MedDiesel_36_PBD_nrel",100,95,90,85,80,"TMY_highPVBatt_MedDiesel_36_PBD_average",100,95,90,85,80,"TMY_highPVBatt_MedDiesel_36_PBD_residential",100,95,90,85,80]
["PV kW",7.1079999999999997,7.1079999999999997,7.1079999999999997,7.1079999999999997,7.1079999999999997,null,4.7640000000000002,4.7640000000000002,4.7640000000000002,4.7640000000000002,4.7640000000000002,null,4.1109999999999998,4.1109999999999998,4.1109999999999998,4.1109999999999998,4.1109999999999998,null,2.92,2.92,2.92,2.92,2.92]
["Battery kW",0,0,0,0,0,null,0,0,0,0,0,null,0,0,0,0,0,null,0,0,0,0,0]
["Battery kWh",0,0,0,0,0,null,0,0,0,0,0,null,0,0,0,0,0,null,0,0,0,0,0]
["Generator kW",6,6,6,6,6,null,7,7,7,7,7,null,8,8,8,8,8,null,12,12,12,12,12]
["PV capital cost",15637.556,15637.556,15637.556,15637.556,15637.556,null,10481.02,10481.02,10481.02,10481.02,10481.02,null,9043.8919999999998,9043.8919999999998,9043.8919999999998,9043.8919999999998,9043.8919999999998,null,6424.1760000000004,6424.1760000000004,6424.1760000000004,6424.1760000000004,6424.1760000000004]
["PV O&M",2662.6265886213669,2662.6265886213669,2662.6265886213669,2662.6265886213669,2662.6265886213669,null,1784.6166324118881,1784.6166324118881,1784.6166324118881,1784.6166324118881,1784.6166324118881,null,1539.915016375965,1539.915016375965,1539.915016375965,1539.915016375965,1539.915016375965,null,1093.8526344898939,1093.8526344898939,1093.8526344898939,1093.8526344898939,1093.8526344898939]
["Battery capital cost",0,0,0,0,0,null,0,0,0,0,0,null,0,0,0,0,0,null,0,0,0,0,0]
["Battery O&M",0,0,0,0,0,null,0,0,0,0,0,null,0,0,0,0,0,null,0,0,0,0,0]
["Diesel capital cost",3325.32,3325.32,3325.32,3325.32,3325.32,null,3879.54,3879.54,3879.54,3879.54,3879.54,null,4433.76,4433.76,4433.76,4433.76,4433.76,null,6650.64,6650.64,6650.64,6650.64,6650.64]
["Diesel O&M (kW)",1277.0345580000001,1277.0345580000001,1277.0345580000001,1277.0345580000001,1277.0345580000001,null,1489.8736510000001,1489.8736510000001,1489.8736510000001,1489.8736510000001,1489.8736510000001,null,1702.7127439999999,1702.7127439999999,1702.7127439999999,1702.7127439999999,1702.7127439999999,null,2554.0691160000001,2554.0691160000001,2554.0691160000001,2554.0691160000001,2554.0691160000001]
["Diesel O&M (kWh)",2262.355952456172,2069.418996080512,1876.4820397048529,1683.545083329195,1490.608117515389,null,2798.4617412538428,2605.4533135107549,2412.4448857676612,2219.4364580245619,2026.428030281452,null,2941.1931507666068,2748.1847230234962,2555.1762952803829,2362.1678675372718,2169.1594397941608,null,3254.660415414156,3061.5805163036212,2868.50061719309,2675.420718082557,2482.3408189720271]
["Fuel cost",44771.058367142607,40952.918376529953,37134.778385917292,33316.638395304653,29498.498217915119,null,55380.363032558009,51560.808654099252,47741.254275640342,43921.699897181381,40102.145518722173,null,58204.956686435857,54385.402307976619,50565.847929517367,46746.293551058137,42926.739172598951,null,64408.340016316994,60587.37125001174,56766.402483706581,52945.433717401378,49124.464951096263]
["REopt LCC",69937.899999999994,65926.600000000006,61915.4,57904.1,53892.9,null,75816.3,71803.5,67790.8,63778.1,59765.3,null,77869,73856.2,69843.5,65830.7,61818,null,84388.4,80374.2,76359.899999999994,72345.7,68331.5]
[]
["TMY_highPVBatt_MedDiesel_36_PB_business",100,95,90,85,80,"TMY_highPVBatt_MedDiesel_36_PB_nrel",100,95,90,85,80,"TMY_highPVBatt_MedDiesel_36_PB_average",100,95,90,85,80,"TMY_highPVBatt_MedDiesel_36_PB_residential",100,95,90,85,80]
["PV kW",34.201999999999998,23.841000000000001,19.234000000000002,17.756,16.399000000000001,null,36.052999999999997,24.584,19.940000000000001,18.192,16.937999999999999,null,35.987000000000002,24.553000000000001,20.306000000000001,18.433,17.152000000000001,null,36.783000000000001,24.934999999999999,21.352,19.501999999999999,17.919]
["Battery kW",4.76,4.76,4.7279999999999998,3.63,3.0070000000000001,null,6.0780000000000003,5.798,5.4489999999999998,4.7750000000000004,4.2759999999999998,null,6.78,6.78,6.0990000000000002,5.383,4.6959999999999997,null,10.62,10.62,9.157,7.6239999999999997,6.6710000000000003]
["Battery kWh",132.214,33.32,31.800999999999998,28.495999999999999,24.962,null,146.97900000000001,48.542999999999999,47.307000000000002,44.17,40.143000000000001,null,149.63999999999999,50.686,49.063000000000002,45.973999999999997,42.110999999999997,null,158.465,58.191000000000003,55.741999999999997,52.293999999999997,48.688000000000002]
["Generator kW",0,0,0,0,0,null,0,0,0,0,0,null,0,0,0,0,0,null,0,0,0,0,0]
["PV capital cost",75244.399999999994,52451.3,42315.02,39064.080000000002,36077.800000000003,null,79316.600000000006,54085.24,43868,40021.519999999997,37263.82,null,79170.960000000006,54015.72,44672.54,40553.480000000003,37733.740000000013,null,80922.819999999992,54856.56,46974.18,42903.3,39422.68]
["PV O&M",12811.95987946336,8930.9496949367203,7205.0323816614891,6651.4906848635528,6143.0129835483203,null,13505.33856307504,9209.162741029857,7469.4602653792008,6814.5152138250887,6344.9581204122078,null,13480.540254671419,9197.3254820335678,7606.4503164849766,6905.0927209549118,6424.9719976782571,null,13778.831689441809,9340.4963804000654,7998.3534924949927,7305.1995669655207,6712.5499638633919]
["Battery capital cost",122747.9833984,35955.817704399997,34576.800401057197,30128.367170394798,26148.5341218676,null,137564.6365563618,50779.124005564401,49203.369320184203,45498.737361939202,41261.169026645199,null,140890.36238519999,54045.100076199997,51661.377662671803,47940.338456927202,43581.670639846598,null,154050.98508079999,66047.338934800006,61835.782846318602,56646.528318940407,52138.557890957003]
["Battery O&M",33768.369410282401,8510.2093758943211,8122.1951957915999,7277.9987308801201,6375.51840874152,null,37539.452460056396,12398.19216910764,12082.662470517,11281.27220398968,10252.90181512344,null,38219.090251823996,12945.478099284121,12531.1570072866,11742.2050573542,10755.542617152239,null,40473.056246694003,14862.332511533279,14237.019769863,13356.121331754601,12435.35387474544]
["Diesel capital cost",0,0,0,0,0,null,0,0,0,0,0,null,0,0,0,0,0,null,0,0,0,0,0]
["Diesel O&M (kW)",0,0,0,0,0,null,0,0,0,0,0,null,0,0,0,0,0,null,0,0,0,0,0]
["Diesel O&M (kWh)",0,0,0,0,0,null,0,0,0,0,0,null,0,0,0,0,0,null,0,0,0,0,0]
["Fuel cost",0,0,0,0,0,null,0,0,0,0,0,null,0,0,0,0,0,null,0,0,0,0,0]
["REopt LCC",244573,105848,92219.1,83122.100000000006,74744.899999999994,null,267926,126472,112624,103616,95123,null,271762,130204,116472,107141,98496,null,289226,145107,131045,120211,110709]
[]
["TMY_highPVBatt_MedDiesel_36_D_business",100,95,90,85,80,"TMY_highPVBatt_MedDiesel_36_D_nrel",100,95,90,85,80,"TMY_highPVBatt_MedDiesel_36_D_average",100,95,90,85,80,"TMY_highPVBatt_MedDiesel_36_D_residential",100,95,90,85,80]
["PV kW",0,0,0,0,0,null,0,0,0,0,0,null,0,0,0,0,0,null,0,0,0,0,0]
["Battery kW",0,0,0,0,0,null,0,0,0,0,0,null,0,0,0,0,0,null,0,0,0,0,0]
["Battery kWh",0,0,0,0,0,null,0,0,0,0,0,null,0,0,0,0,0,null,0,0,0,0,0]
["Generator kW",6,6,6,6,6,null,7,7,7,7,7,null,8,8,8,8,8,null,12,12,12,12,12]
["PV capital cost",0,0,0,0,0,null,0,0,0,0,0,null,0,0,0,0,0,null,0,0,0,0,0]
["PV O&M",0,0,0,0,0,null,0,0,0,0,0,null,0,0,0,0,0,null,0,0,0,0,0]
["Battery capital cost",0,0,0,0,0,null,0,0,0,0,0,null,0,0,0,0,0,null,0,0,0,0,0]
["Battery O&M",0,0,0,0,0,null,0,0,0,0,0,null,0,0,0,0,0,null,0,0,0,0,0]
["Diesel capital cost",3325.32,3325.32,3325.32,3325.32,3325.32,null,3879.54,3879.54,3879.54,3879.54,3879.54,null,4433.76,4433.76,4433.76,4433.76,4433.76,null,6650.64,6650.64,6650.64,6650.64,6650.64]
["Diesel O&M (kW)",1277.0345580000001,1277.0345580000001,1277.0345580000001,1277.0345580000001,1277.0345580000001,null,1489.8736510000001,1489.8736510000001,1489.8736510000001,1489.8736510000001,1489.8736510000001,null,1702.7127439999999,1702.7127439999999,1702.7127439999999,1702.7127439999999,1702.7127439999999,null,2554.0691160000001,2554.0691160000001,2554.0691160000001,2554.0691160000001,2554.0691160000001]
["Diesel O&M (kWh)",3858.7391275132431,3665.8021711376141,3472.8652147619518,3279.9282583862901,3086.9913020106392,null,3860.1685548619098,3667.1601271188401,3474.1516993757682,3281.143271632684,3088.1348438895948,null,3860.1685548619221,3667.160127118836,3474.15169937574,3281.1432716326431,3088.1348438895411,null,3861.5979822105428,3668.518083100028,3475.4381839895,3282.3582848789779,3089.2783857684481]
["Fuel cost",76362.79981225419,72544.659821642155,68726.519831029436,64908.379840416732,61090.239849804253,null,76391.087569178257,72571.533190719856,68751.978812261397,64932.42443380272,61112.870055343912,null,76391.087569178504,72571.533190719769,68751.978812260844,64932.424433801898,61112.870055342872,null,76419.37532610161,72598.406559796771,68777.437793491699,64956.469027186708,61135.500260881578]
["REopt LCC",84827.4,80816.100000000006,76804.800000000003,72793.600000000006,68782.3,null,85624.1,81611.399999999994,77598.600000000006,73585.899999999994,69573.100000000006,null,86391.1,82378.399999999994,78365.600000000006,74352.899999999994,70340.100000000006,null,89488.9,85474.7,81460.5,77446.2,73432]
[]
["TMY_highPVBatt_MedDiesel_32_PBD_business",100,95,90,85,80,"TMY_highPVBatt_MedDiesel_32_PBD_nrel",100,95,90,85,80,"TMY_highPVBatt_MedDiesel_32_PBD_average",100,95,90,85,80,"TMY_highPVBatt_MedDiesel_32_PBD_residential",100,95,90,85,80]
["PV kW",6.9219999999999997,6.9219999999999997,6.9219999999999997,6.9219999999999997,6.9219999999999997,null,4.6219999999999999,4.6219999999999999,4.6219999999999999,4.6219999999999999,4.6219999999999999,null,3.93,3.93,3.93,3.93,3.93,null,2.5979999999999999,2.5979999999999999,2.5979999999999999,2.5979999999999999,2.5979999999999999]
["Battery kW",0,0,0,0,0,null,0,0,0,0,0,null,0,0,0,0,0,null,0,0,0,0,0]
["Battery kWh",0,0,0,0,0,null,0,0,0,0,0,null,0,0,0,0,0,null,0,0,0,0,0]
["Generator kW",6,6,6,6,6,null,7,7,7,7,7,null,8,8,8,8,8,null,12,12,12,12,12]
["PV capital cost",15227.696,15227.696,15227.696,15227.696,15227.696,null,10167.454,10167.454,10167.454,10167.454,10167.454,null,8645.9339999999993,8645.9339999999993,8645.9339999999993,8645.9339999999993,8645.9339999999993,null,5716.1280000000006,5716.1280000000006,5716.1280000000006,5716.1280000000006,5716.1280000000006]
["PV O&M",2592.839204095782,2592.839204095782,2592.839204095782,2592.839204095782,2592.839204095782,null,1731.2253499833771,1731.2253499833771,1731.2253499833771,1731.2253499833771,1731.2253499833771,null,1472.1542005582889,1472.1542005582889,1472.1542005582889,1472.1542005582889,1472.1542005582889,null,973.29239919352335,973.29239919352335,973.29239919352335,973.29239919352335,973.29239919352335]
["Battery capital cost",0,0,0,0,0,null,0,0,0,0,0,null,0,0,0,0,0,null,0,0,0,0,0]
["Battery O&M",0,0,0,0,0,null,0,0,0,0,0,null,0,0,0,0,0,null,0,0,0,0,0]
["Diesel capital cost",3325.32,3325.32,3325.32,3325.32,3325.32,null,3879.54,3879.54,3879.54,3879.54,3879.54,null,4433.76,4433.76,4433.76,4433.76,4433.76,null,6650.64,6650.64,6650.64,6650.64,6650.64]
["Diesel O&M (kW)",1277.0345580000001,1277.0345580000001,1277.0345580000001,1277.0345580000001,1277.0345580000001,null,1489.8736510000001,1489.8736510000001,1489.8736510000001,1489.8736510000001,1489.8736510000001,null,1702.7127439999999,1702.7127439999999,1702.7127439999999,1702.7127439999999,1702.7127439999999,null,2554.0691160000001,2554.0691160000001,2554.0691160000001,2554.0691160000001,2554.0691160000001]
["Diesel O&M (kWh)",2286.6804653280942,2093.7435115763169,1900.8065525767749,1707.869595515778,1514.9326436437859,null,2817.0645169433278,2624.056089200235,2431.0476614571439,2238.0392337140379,2045.030805970928,null,2964.7704456277361,2771.762017884625,2578.7535901415108,2385.745162398398,2192.7367346552878,null,3297.2323299511181,3104.1524308405869,2911.0725317300571,2717.9926326195241,2524.9127335089938]
["Fuel cost",40224.382303397259,36830.480135675338,33436.577875641422,30042.675649707911,26648.773515052799,null,49554.22579630297,46159.066348783999,42763.906901265043,39368.747453745833,35973.588006226542,null,52152.481142411198,48757.3216948919,45362.162247372537,41967.002799853202,38571.843352333897,null,58000.728914280262,54604.312233120138,51207.895551960013,47811.478870799838,44415.062189639713]
["REopt LCC",64935.9,61348.9,57761.9,54174.9,50587.8,null,69641.8,66053.5,62465.1,58876.800000000003,55288.4,null,71374.399999999994,67786,64197.7,60609.3,57020.9,null,77194.8,73605.100000000006,70015.399999999994,66425.8,62836.1]
[]
["TMY_highPVBatt_MedDiesel_32_PB_business",100,95,90,85,80,"TMY_highPVBatt_MedDiesel_32_PB_nrel",100,95,90,85,80,"TMY_highPVBatt_MedDiesel_32_PB_average",100,95,90,85,80,"TMY_highPVBatt_MedDiesel_32_PB_residential",100,95,90,85,80]
["PV kW",34.201999999999998,23.841000000000001,19.234000000000002,17.756,16.399000000000001,null,36.052999999999997,24.584,19.940000000000001,18.192,16.937999999999999,null,35.987000000000002,24.553000000000001,20.306000000000001,18.433,17.152000000000001,null,36.783000000000001,24.934999999999999,21.352,19.501999999999999,17.919]
["Battery kW",4.76,4.76,4.7279999999999998,3.63,3.0070000000000001,null,6.0780000000000003,5.798,5.4489999999999998,4.7750000000000004,4.2759999999999998,null,6.78,6.78,6.0990000000000002,5.383,4.6959999999999997,null,10.62,10.62,9.157,7.6239999999999997,6.6710000000000003]
["Battery kWh",132.214,33.32,31.800999999999998,28.495999999999999,24.962,null,146.97900000000001,48.542999999999999,47.307000000000002,44.17,40.143000000000001,null,149.63999999999999,50.686,49.063000000000002,45.973999999999997,42.110999999999997,null,158.465,58.191000000000003,55.741999999999997,52.293999999999997,48.688000000000002]
["Generator kW",0,0,0,0,0,null,0,0,0,0,0,null,0,0,0,0,0,null,0,0,0,0,0]
["PV capital cost",75244.399999999994,52451.3,42315.02,39064.080000000002,36077.800000000003,null,79316.600000000006,54085.24,43868,40021.519999999997,37263.82,null,79170.960000000006,54015.72,44672.54,40553.480000000003,37733.740000000013,null,80922.819999999992,54856.56,46974.18,42903.3,39422.68]
["PV O&M",12811.95987946336,8930.9496949367203,7205.0323816614891,6651.4906848635528,6143.0129835483203,null,13505.33856307504,9209.162741029857,7469.4602653792008,6814.5152138250887,6344.9581204122078,null,13480.540254671419,9197.3254820335678,7606.4503164849766,6905.0927209549118,6424.9719976782571,null,13778.831689441809,9340.4963804000654,7998.3534924949927,7305.1995669655207,6712.5499638633919]
["Battery capital cost",122747.9833984,35955.817704399997,34576.800401057197,30128.367170394798,26148.5341218676,null,137564.6365563618,50779.124005564401,49203.369320184203,45498.737361939202,41261.169026645199,null,140890.36238519999,54045.100076199997,51661.377662671803,47940.338456927202,43581.670639846598,null,154050.98508079999,66047.338934800006,61835.782846318602,56646.528318940407,52138.557890957003]
["Battery O&M",33768.369410282401,8510.2093758943211,8122.1951957915999,7277.9987308801201,6375.51840874152,null,37539.452460056396,12398.19216910764,12082.662470517,11281.27220398968,10252.90181512344,null,38219.090251823996,12945.478099284121,12531.1570072866,11742.2050573542,10755.542617152239,null,40473.056246694003,14862.332511533279,14237.019769863,13356.121331754601,12435.35387474544]
["Diesel capital cost",0,0,0,0,0,null,0,0,0,0,0,null,0,0,0,0,0,null,0,0,0,0,0]
["Diesel O&M (kW)",0,0,0,0,0,null,0,0,0,0,0,null,0,0,0,0,0,null,0,0,0,0,0]
["Diesel O&M (kWh)",0,0,0,0,0,null,0,0,0,0,0,null,0,0,0,0,0,null,0,0,0,0,0]
["Fuel cost",0,0,0,0,0,null,0,0,0,0,0,null,0,0,0,0,0,null,0,0,0,0,0]
["REopt LCC",244573,105848,92219.1,83122.100000000006,74744.899999999994,null,267926,126472,112624,103616,95123,null,271762,130204,116472,107141,98496,null,289226,145107,131045,120211,110709]
[]
["TMY_highPVBatt_MedDiesel_32_D_business",100,95,90,85,80,"TMY_highPVBatt_MedDiesel_32_D_nrel",100,95,90,85,80,"TMY_highPVBatt_MedDiesel_32_D_average",100,95,90,85,80,"TMY_highPVBatt_MedDiesel_32_D_residential",100,95,90,85,80]
["PV kW",0,0,0,0,0,null,0,0,0,0,0,null,0,0,0,0,0,null,0,0,0,0,0]
["Battery kW",0,0,0,0,0,null,0,0,0,0,0,null,0,0,0,0,0,null,0,0,0,0,0]
["Battery kWh",0,0,0,0,0,null,0,0,0,0,0,null,0,0,0,0,0,null,0,0,0,0,0]
["Generator kW",6,6,6,6,6,null,7,7,7,7,7,null,8,8,8,8,8,null,12,12,12,12,12]
["PV capital cost",0,0,0,0,0,null,0,0,0,0,0,null,0,0,0,0,0,null,0,0,0,0,0]
["PV O&M",0,0,0,0,0,null,0,0,0,0,0,null,0,0,0,0,0,null,0,0,0,0,0]
["Battery capital cost",0,0,0,0,0,null,0,0,0,0,0,null,0,0,0,0,0,null,0,0,0,0,0]
["Battery O&M",0,0,0,0,0,null,0,0,0,0,0,null,0,0,0,0,0,null,0,0,0,0,0]
["Diesel capital cost",3325.32,3325.32,3325.32,3325.32,3325.32,null,3879.54,3879.54,3879.54,3879.54,3879.54,null,4433.76,4433.76,4433.76,4433.76,4433.76,null,6650.64,6650.64,6650.64,6650.64,6650.64]
["Diesel O&M (kW)",1277.0345580000001,1277.0345580000001,1277.0345580000001,1277.0345580000001,1277.0345580000001,null,1489.8736510000001,1489.8736510000001,1489.8736510000001,1489.8736510000001,1489.8736510000001,null,1702.7127439999999,1702.7127439999999,1702.7127439999999,1702.7127439999999,1702.7127439999999,null,2554.0691160000001,2554.0691160000001,2554.0691160000001,2554.0691160000001,2554.0691160000001]
["Diesel O&M (kWh)",3858.7391275132431,3665.802171137615,3472.8652147619532,3279.9282583862901,3086.9913020106392,null,3860.1685548619098,3667.1601271188401,3474.1516993757668,3281.1432716326849,3088.1348438895948,null,3860.1685548619221,3667.160127118836,3474.15169937574,3281.1432716326431,3088.1348438895411,null,3861.5979822105428,3668.518083100028,3475.4381839894991,3282.3582848789788,3089.2783857684481]
["Fuel cost",67878.044277559296,64484.142063681931,61090.239849803991,57696.337635926,54302.435422048213,null,67903.188950380674,64508.029502862082,61112.870055343446,57717.710607824651,54322.551160305709,null,67903.188950380878,64508.029502862017,61112.870055342981,57717.710607823909,54322.551160304771,null,67928.333623201455,64531.916942041578,61135.500260881498,57739.083579721548,54342.666898561409]
["REopt LCC",76342.600000000006,72755.600000000006,69168.600000000006,65581.5,61994.5,null,77136.2,73547.899999999994,69959.5,66371.199999999997,62782.8,null,77903.199999999997,74314.899999999994,70726.5,67138.2,63549.8,null,80997.899999999994,77408.2,73818.5,70228.800000000003,66639.199999999997]
[]
["TMY_highPVBatt_LowDiesel_44_PBD_business",100,95,90,85,80,"TMY_highPVBatt_LowDiesel_44_PBD_nrel",100,95,90,85,80,"TMY_highPVBatt_LowDiesel_44_PBD_average",100,95,90,85,80,"TMY_highPVBatt_LowDiesel_44_PBD_residential",100,95,90,85,80]
["PV kW",7.069,7.069,7.069,7.069,7.069,null,4.7309999999999999,4.7309999999999999,4.7309999999999999,4.7309999999999999,4.7309999999999999,null,4.0599999999999996,4.0599999999999996,4.0599999999999996,4.0599999999999996,4.0599999999999996,null,2.8769999999999998,2.8769999999999998,2.8769999999999998,2.8769999999999998,2.8769999999999998]
["Battery kW",0,0,0,0,0,null,0,0,0,0,0,null,0,0,0,0,0,null,0,0,0,0,0]
["Battery kWh",0,0,0,0,0,null,0,0,0,0,0,null,0,0,0,0,0,null,0,0,0,0,0]
["Generator kW",6,6,6,6,6,null,7,7,7,7,7,null,8,8,8,8,8,null,12,12,12,12,12]
["PV capital cost",15550.853999999999,15550.853999999999,15550.853999999999,15550.853999999999,15550.853999999999,null,10407.825999999999,10407.825999999999,10407.825999999999,10407.825999999999,10407.825999999999,null,8930.9439999999995,8930.9439999999995,8930.9439999999995,8930.9439999999995,8930.9439999999995,null,6329.3559999999998,6329.3559999999998,6329.3559999999998,6329.3559999999998,6329.3559999999998]
["PV O&M",2647.8637285883369,2647.8637285883369,2647.8637285883369,2647.8637285883369,2647.8637285883369,null,1772.153796753455,1772.153796753455,1772.153796753455,1772.153796753455,1772.153796753455,null,1520.683216475034,1520.683216475034,1520.683216475034,1520.683216475034,1520.683216475034,null,1077.707512251287,1077.707512251287,1077.707512251287,1077.707512251287,1077.707512251287]
["Battery capital cost",0,0,0,0,0,null,0,0,0,0,0,null,0,0,0,0,0,null,0,0,0,0,0]
["Battery O&M",0,0,0,0,0,null,0,0,0,0,0,null,0,0,0,0,0,null,0,0,0,0,0]
["Diesel capital cost",2493.96,2493.96,2493.96,2493.96,2493.96,null,2909.62,2909.62,2909.62,2909.62,2909.62,null,3325.28,3325.28,3325.28,3325.28,3325.28,null,4987.92,4987.92,4987.92,4987.92,4987.92]
["Diesel O&M (kW)",1277.0345580000001,1277.0345580000001,1277.0345580000001,1277.0345580000001,1277.0345580000001,null,1489.8736510000001,1489.8736510000001,1489.8736510000001,1489.8736510000001,1489.8736510000001,null,1702.7127439999999,1702.7127439999999,1702.7127439999999,1702.7127439999999,1702.7127439999999,null,2554.0691160000001,2554.0691160000001,2554.0691160000001,2554.0691160000001,2554.0691160000001]
["Diesel O&M (kWh)",2267.2832308366342,2074.346276419094,1881.4093180853149,1688.47236327615,1495.5354039828831,null,2802.6274913519928,2609.6190636089018,2416.6106358658062,2223.6022081227038,2030.5937803796,null,2947.606882472297,2754.598454729186,2561.5900269860731,2368.5815992429561,2175.573171499846,null,3260.071609813529,3066.9917107029969,2873.9118115924639,2680.8319124819318,2487.7520133714052]
["Fuel cost",43871.487833603322,40138.195436226859,36404.902963071923,32671.610558117569,28938.318066396721,null,54230.294749544963,50495.619357274081,46760.943965003142,43026.268572732079,39291.593180460979,null,57035.617660750257,53300.942268479033,49566.266876207737,45831.591483936398,42096.916091665167,null,63081.749126611583,59345.690777335403,55609.632428059223,51873.574078783029,48137.515729506951]
["REopt LCC",68110.399999999994,64184,60257.599999999999,56331.199999999997,52404.800000000003,null,73614.8,69687,65759.100000000006,61831.199999999997,57903.4,null,75465.399999999994,71537.5,67609.600000000006,63681.8,59753.9,null,81293.600000000006,77364.2,73434.899999999994,69505.600000000006,65576.3]
[]
["TMY_highPVBatt_LowDiesel_44_PB_business",100,95,90,85,80,"TMY_highPVBatt_LowDiesel_44_PB_nrel",100,95,90,85,80,"TMY_highPVBatt_LowDiesel_44_PB_average",100,95,90,85,80,"TMY_highPVBatt_LowDiesel_44_PB_residential",100,95,90,85,80]
["PV kW",34.201999999999998,23.841000000000001,19.234000000000002,17.756,16.399000000000001,null,36.052999999999997,24.584,19.940000000000001,18.192,16.937999999999999,null,35.987000000000002,24.553000000000001,20.306000000000001,18.433,17.152000000000001,null,36.783000000000001,24.934999999999999,21.352,19.501999999999999,17.919]
["Battery kW",4.76,4.76,4.7279999999999998,3.63,3.0070000000000001,null,6.0780000000000003,5.798,5.4489999999999998,4.7750000000000004,4.2759999999999998,null,6.78,6.78,6.0990000000000002,5.383,4.6959999999999997,null,10.62,10.62,9.157,7.6239999999999997,6.6710000000000003]
["Battery kWh",132.214,33.32,31.800999999999998,28.495999999999999,24.962,null,146.97900000000001,48.542999999999999,47.307000000000002,44.17,40.143000000000001,null,149.63999999999999,50.686,49.063000000000002,45.973999999999997,42.110999999999997,null,158.465,58.191000000000003,55.741999999999997,52.293999999999997,48.688000000000002]
["Generator kW",0,0,0,0,0,null,0,0,0,0,0,null,0,0,0,0,0,null,0,0,0,0,0]
["PV capital cost",75244.399999999994,52451.3,42315.02,39064.080000000002,36077.800000000003,null,79316.600000000006,54085.24,43868,40021.519999999997,37263.82,null,79170.960000000006,54015.72,44672.54,40553.480000000003,37733.740000000013,null,80922.819999999992,54856.56,46974.18,42903.3,39422.68]
["PV O&M",12811.95987946336,8930.9496949367203,7205.0323816614891,6651.4906848635528,6143.0129835483203,null,13505.33856307504,9209.162741029857,7469.4602653792008,6814.5152138250887,6344.9581204122078,null,13480.540254671419,9197.3254820335678,7606.4503164849766,6905.0927209549118,6424.9719976782571,null,13778.831689441809,9340.4963804000654,7998.3534924949927,7305.1995669655207,6712.5499638633919]
["Battery capital cost",122747.9833984,35955.817704399997,34576.800401057197,30128.367170394798,26148.5341218676,null,137564.6365563618,50779.124005564401,49203.369320184203,45498.737361939202,41261.169026645199,null,140890.36238519999,54045.100076199997,51661.377662671803,47940.338456927202,43581.670639846598,null,154050.98508079999,66047.338934800006,61835.782846318602,56646.528318940407,52138.557890957003]
["Battery O&M",33768.369410282401,8510.2093758943211,8122.1951957915999,7277.9987308801201,6375.51840874152,null,37539.452460056396,12398.19216910764,12082.662470517,11281.27220398968,10252.90181512344,null,38219.090251823996,12945.478099284121,12531.1570072866,11742.2050573542,10755.542617152239,null,40473.056246694003,14862.332511533279,14237.019769863,13356.121331754601,12435.35387474544]
["Diesel capital cost",0,0,0,0,0,null,0,0,0,0,0,null,0,0,0,0,0,null,0,0,0,0,0]
["Diesel O&M (kW)",0,0,0,0,0,null,0,0,0,0,0,null,0,0,0,0,0,null,0,0,0,0,0]
["Diesel O&M (kWh)",0,0,0,0,0,null,0,0,0,0,0,null,0,0,0,0,0,null,0,0,0,0,0]
["Fuel cost",0,0,0,0,0,null,0,0,0,0,0,null,0,0,0,0,0,null,0,0,0,0,0]
["REopt LCC",244573,105848,92219.1,83122.100000000006,74744.899999999994,null,267926,126472,112624,103616,95123,null,271762,130204,116472,107141,98496,null,289226,145107,131045,120211,110709]
[]
["TMY_highPVBatt_LowDiesel_44_D_business",100,95,90,85,80,"TMY_highPVBatt_LowDiesel_44_D_nrel",100,95,90,85,80,"TMY_highPVBatt_LowDiesel_44_D_average",100,95,90,85,80,"TMY_highPVBatt_LowDiesel_44_D_residential",100,95,90,85,80]
["PV kW",0,0,0,0,0,null,0,0,0,0,0,null,0,0,0,0,0,null,0,0,0,0,0]
["Battery kW",0,0,0,0,0,null,0,0,0,0,0,null,0,0,0,0,0,null,0,0,0,0,0]
["Battery kWh",0,0,0,0,0,null,0,0,0,0,0,null,0,0,0,0,0,null,0,0,0,0,0]
["Generator kW",6,6,6,6,6,null,7,7,7,7,7,null,8,8,8,8,8,null,12,12,12,12,12]
["PV capital cost",0,0,0,0,0,null,0,0,0,0,0,null,0,0,0,0,0,null,0,0,0,0,0]
["PV O&M",0,0,0,0,0,null,0,0,0,0,0,null,0,0,0,0,0,null,0,0,0,0,0]
["Battery capital cost",0,0,0,0,0,null,0,0,0,0,0,null,0,0,0,0,0,null,0,0,0,0,0]
["Battery O&M",0,0,0,0,0,null,0,0,0,0,0,null,0,0,0,0,0,null,0,0,0,0,0]
["Diesel capital cost",2493.96,2493.96,2493.96,2493.96,2493.96,null,2909.62,2909.62,2909.62,2909.62,2909.62,null,3325.28,3325.28,3325.28,3325.28,3325.28,null,4987.92,4987.92,4987.92,4987.92,4987.92]
["Diesel O&M (kW)",1277.0345580000001,1277.0345580000001,1277.0345580000001,1277.0345580000001,1277.0345580000001,null,1489.8736510000001,1489.8736510000001,1489.8736510000001,1489.8736510000001,1489.8736510000001,null,1702.7127439999999,1702.7127439999999,1702.7127439999999,1702.7127439999999,1702.7127439999999,null,2554.0691160000001,2554.0691160000001,2554.0691160000001,2554.0691160000001,2554.0691160000001]
["Diesel O&M (kWh)",3858.7391275132431,3665.8021711376141,3472.8652147619518,3279.9282583862901,3086.9913020106392,null,3860.1685548619098,3667.160127118841,3474.1516993757682,3281.143271632684,3088.1348438895948,null,3860.1685548619221,3667.160127118836,3474.15169937574,3281.1432716326431,3088.1348438895411,null,3861.5979822105428,3668.518083100028,3475.4381839894991,3282.3582848789788,3089.2783857684481]
["Fuel cost",74665.84870531522,70932.556270050089,67199.263834784331,63465.971399518588,59732.678964253028,null,74693.507845418717,70958.832453148309,67224.157060877813,63489.481668607114,59754.80627633629,null,74693.507845418979,70958.832453148207,67224.157060877289,63489.481668606299,59754.806276335243,null,74721.166985521588,70985.108636245728,67249.05028696965,63512.991937693703,59776.933588417538]
["REopt LCC",82299.100000000006,78372.600000000006,74446.2,70519.8,66593.399999999994,null,82956.600000000006,79028.7,75100.899999999994,71173,67245.100000000006,null,83585.100000000006,79657.2,75729.3,71801.5,67873.600000000006,null,86128,82198.7,78269.3,74340,70410.7]
[]
["TMY_highPVBatt_LowDiesel_36_PBD_business",100,95,90,85,80,"TMY_highPVBatt_LowDiesel_36_PBD_nrel",100,95,90,85,80,"TMY_highPVBatt_LowDiesel_36_PBD_average",100,95,90,85,80,"TMY_highPVBatt_LowDiesel_36_PBD_residential",100,95,90,85,80]
["PV kW",6.7709999999999999,6.7709999999999999,6.7709999999999999,6.7709999999999999,6.7709999999999999,null,4.4409999999999998,4.4409999999999998,4.4409999999999998,4.4409999999999998,4.4409999999999998,null,3.8220000000000001,3.8220000000000001,3.8220000000000001,3.8220000000000001,3.8220000000000001,null,2.2679999999999998,2.2679999999999998,2.2679999999999998,2.2679999999999998,2.2679999999999998]
["Battery kW",0,0,0,0,0,null,0,0,0,0,0,null,0,0,0,0,0,null,0,0,0,0,0]
["Battery kWh",0,0,0,0,0,null,0,0,0,0,0,null,0,0,0,0,0,null,0,0,0,0,0]
["Generator kW",6,6,6,6,6,null,7,7,7,7,7,null,8,8,8,8,8,null,12,12,12,12,12]
["PV capital cost",14896.618,14896.618,14896.618,14896.618,14896.618,null,9770.2880000000005,9770.2880000000005,9770.2880000000005,9770.2880000000005,9770.2880000000005,null,8407.41,8407.41,8407.41,8407.41,8407.41,null,4988.7640000000001,4988.7640000000001,4988.7640000000001,4988.7640000000001,4988.7640000000001]
["PV O&M",2536.466131109979,2536.466131109979,2536.466131109979,2536.466131109979,2536.466131109979,null,1663.5993890150271,1663.5993890150271,1663.5993890150271,1663.5993890150271,1663.5993890150271,null,1431.540415103304,1431.540415103304,1431.540415103304,1431.540415103304,1431.540415103304,null,849.44320396084163,849.44320396084163,849.44320396084163,849.44320396084163,849.44320396084163]
["Battery capital cost",0,0,0,0,0,null,0,0,0,0,0,null,0,0,0,0,0,null,0,0,0,0,0]
["Battery O&M",0,0,0,0,0,null,0,0,0,0,0,null,0,0,0,0,0,null,0,0,0,0,0]
["Diesel capital cost",2493.96,2493.96,2493.96,2493.96,2493.96,null,2909.62,2909.62,2909.62,2909.62,2909.62,null,3325.28,3325.28,3325.28,3325.28,3325.28,null,4987.92,4987.92,4987.92,4987.92,4987.92]
["Diesel O&M (kW)",1277.0345580000001,1277.0345580000001,1277.0345580000001,1277.0345580000001,1277.0345580000001,null,1489.8736510000001,1489.8736510000001,1489.8736510000001,1489.8736510000001,1489.8736510000001,null,1702.7127439999999,1702.7127439999999,1702.7127439999999,1702.7127439999999,1702.7127439999999,null,2554.0691160000001,2554.0691160000001,2554.0691160000001,2554.0691160000001,2554.0691160000001]
["Diesel O&M (kWh)",2308.5857753158321,2115.6488189401721,1922.7118625645101,1729.7749061888551,1536.8379384560969,null,2843.536082981685,2650.5276552385949,2457.5192274955011,2264.5107997524001,2071.5023720092918,null,2980.5372282176331,2787.5288004745239,2594.5203727314101,2401.5119449882959,2208.503517245184,null,3344.8113744294469,3151.7314753189148,2958.6515762083818,2765.5716770978488,2572.491777987319]
["Fuel cost",36548.741458657823,33494.229466167701,30439.717473677531,27385.20548118748,24330.69330889565,null,45017.892008385141,41962.248505618103,38906.605002850993,35850.961500083773,32795.317997316473,null,47186.847344724629,44131.203841957278,41075.560339189848,38019.916836422453,34964.273333655037,null,52953.911203613512,49897.136190569378,46840.361177525207,43783.58616448105,40726.811151436938]
["REopt LCC",60063.4,56815.8,53568.2,50320.5,47072.9,null,63697.3,60448.4,57199.6,53950.8,50701.9,null,65036.9,61788,58539.199999999997,55290.400000000001,52041.5,null,69681.7,66431.600000000006,63181.599999999999,59931.5,56681.5]
[]
["TMY_highPVBatt_LowDiesel_36_PB_business",100,95,90,85,80,"TMY_highPVBatt_LowDiesel_36_PB_nrel",100,95,90,85,80,"TMY_highPVBatt_LowDiesel_36_PB_average",100,95,90,85,80,"TMY_highPVBatt_LowDiesel_36_PB_residential",100,95,90,85,80]
["PV kW",34.201999999999998,23.841000000000001,19.234000000000002,17.756,16.399000000000001,null,36.052999999999997,24.584,19.940000000000001,18.192,16.937999999999999,null,35.987000000000002,24.553000000000001,20.306000000000001,18.433,17.152000000000001,null,36.783000000000001,24.934999999999999,21.352,19.501999999999999,17.919]
["Battery kW",4.76,4.76,4.7279999999999998,3.63,3.0070000000000001,null,6.0780000000000003,5.798,5.4489999999999998,4.7750000000000004,4.2759999999999998,null,6.78,6.78,6.0990000000000002,5.383,4.6959999999999997,null,10.62,10.62,9.157,7.6239999999999997,6.6710000000000003]
["Battery kWh",132.214,33.32,31.800999999999998,28.495999999999999,24.962,null,146.97900000000001,48.542999999999999,47.307000000000002,44.17,40.143000000000001,null,149.63999999999999,50.686,49.063000000000002,45.973999999999997,42.110999999999997,null,158.465,58.191000000000003,55.741999999999997,52.293999999999997,48.688000000000002]
["Generator kW",0,0,0,0,0,null,0,0,0,0,0,null,0,0,0,0,0,null,0,0,0,0,0]
["PV capital cost",75244.399999999994,52451.3,42315.02,39064.080000000002,36077.800000000003,null,79316.600000000006,54085.24,43868,40021.519999999997,37263.82,null,79170.960000000006,54015.72,44672.54,40553.480000000003,37733.740000000013,null,80922.819999999992,54856.56,46974.18,42903.3,39422.68]
["PV O&M",12811.95987946336,8930.9496949367203,7205.0323816614891,6651.4906848635528,6143.0129835483203,null,13505.33856307504,9209.162741029857,7469.4602653792008,6814.5152138250887,6344.9581204122078,null,13480.540254671419,9197.3254820335678,7606.4503164849766,6905.0927209549118,6424.9719976782571,null,13778.831689441809,9340.4963804000654,7998.3534924949927,7305.1995669655207,6712.5499638633919]
["Battery capital cost",122747.9833984,35955.817704399997,34576.800401057197,30128.367170394798,26148.5341218676,null,137564.6365563618,50779.124005564401,49203.369320184203,45498.737361939202,41261.169026645199,null,140890.36238519999,54045.100076199997,51661.377662671803,47940.338456927202,43581.670639846598,null,154050.98508079999,66047.338934800006,61835.782846318602,56646.528318940407,52138.557890957003]
["Battery O&M",33768.369410282401,8510.2093758943211,8122.1951957915999,7277.9987308801201,6375.51840874152,null,37539.452460056396,12398.19216910764,12082.662470517,11281.27220398968,10252.90181512344,null,38219.090251823996,12945.478099284121,12531.1570072866,11742.2050573542,10755.542617152239,null,40473.056246694003,14862.332511533279,14237.019769863,13356.121331754601,12435.35387474544]
["Diesel capital cost",0,0,0,0,0,null,0,0,0,0,0,null,0,0,0,0,0,null,0,0,0,0,0]
["Diesel O&M (kW)",0,0,0,0,0,null,0,0,0,0,0,null,0,0,0,0,0,null,0,0,0,0,0]
["Diesel O&M (kWh)",0,0,0,0,0,null,0,0,0,0,0,null,0,0,0,0,0,null,0,0,0,0,0]
["Fuel cost",0,0,0,0,0,null,0,0,0,0,0,null,0,0,0,0,0,null,0,0,0,0,0]
["REopt LCC",244573,105848,92219.1,83122.100000000006,74744.899999999994,null,267926,126472,112624,103616,95123,null,271762,130204,116472,107141,98496,null,289226,145107,131045,120211,110709]
[]
["TMY_highPVBatt_LowDiesel_36_D_business",100,95,90,85,80,"TMY_highPVBatt_LowDiesel_36_D_nrel",100,95,90,85,80,"TMY_highPVBatt_LowDiesel_36_D_average",100,95,90,85,80,"TMY_highPVBatt_LowDiesel_36_D_residential",100,95,90,85,80]
["PV kW",0,0,0,0,0,null,0,0,0,0,0,null,0,0,0,0,0,null,0,0,0,0,0]
["Battery kW",0,0,0,0,0,null,0,0,0,0,0,null,0,0,0,0,0,null,0,0,0,0,0]
["Battery kWh",0,0,0,0,0,null,0,0,0,0,0,null,0,0,0,0,0,null,0,0,0,0,0]
["Generator kW",6,6,6,6,6,null,7,7,7,7,7,null,8,8,8,8,8,null,12,12,12,12,12]
["PV capital cost",0,0,0,0,0,null,0,0,0,0,0,null,0,0,0,0,0,null,0,0,0,0,0]
["PV O&M",0,0,0,0,0,null,0,0,0,0,0,null,0,0,0,0,0,null,0,0,0,0,0]
["Battery capital cost",0,0,0,0,0,null,0,0,0,0,0,null,0,0,0,0,0,null,0,0,0,0,0]
["Battery O&M",0,0,0,0,0,null,0,0,0,0,0,null,0,0,0,0,0,null,0,0,0,0,0]
["Diesel capital cost",2493.96,2493.96,2493.96,2493.96,2493.96,null,2909.62,2909.62,2909.62,2909.62,2909.62,null,3325.28,3325.28,3325.28,3325.28,3325.28,null,4987.92,4987.92,4987.92,4987.92,4987.92]
["Diesel O&M (kW)",1277.0345580000001,1277.0345580000001,1277.0345580000001,1277.0345580000001,1277.0345580000001,null,1489.8736510000001,1489.8736510000001,1489.8736510000001,1489.8736510000001,1489.8736510000001,null,1702.7127439999999,1702.7127439999999,1702.7127439999999,1702.7127439999999,1702.7127439999999,null,2554.0691160000001,2554.0691160000001,2554.0691160000001,2554.0691160000001,2554.0691160000001]
["Diesel O&M (kWh)",3858.7391275132431,3665.802171137615,3472.8652147619532,3279.9282583862901,3086.9913020106392,null,3860.1685548619098,3667.1601271188401,3474.1516993757668,3281.1432716326849,3088.1348438895948,null,3860.1685548619221,3667.160127118836,3474.1516993757391,3281.1432716326431,3088.134843889542,null,3861.5979822105428,3668.518083100028,3475.4381839895,3282.3582848789779,3089.2783857684481]
["Fuel cost",61090.239849803358,58035.727857313723,54981.215864823571,51926.703872333383,48872.191879843384,null,61112.870055342602,58057.22655257587,55001.583049809087,51945.939547042188,48890.296044275128,null,61112.870055342799,58057.226552575819,55001.583049808651,51945.939547041518,48890.296044274299,null,61135.500260881301,58078.725247837421,55021.950234793352,51965.17522174937,48908.40020870525]
["REopt LCC",68723.399999999994,65475.8,62228.2,58980.5,55732.9,null,69376,66127.100000000006,62878.3,59629.5,56380.6,null,70004.399999999994,66755.600000000006,63506.8,60257.9,57009.1,null,72542.3,69292.3,66042.2,62792.2,59542.2]
[]
["TMY_highPVBatt_LowDiesel_32_PBD_business",100,95,90,85,80,"TMY_highPVBatt_LowDiesel_32_PBD_nrel",100,95,90,85,80,"TMY_highPVBatt_LowDiesel_32_PBD_average",100,95,90,85,80,"TMY_highPVBatt_LowDiesel_32_PBD_residential",100,95,90,85,80]
["PV kW",6.5830000000000002,6.5830000000000002,6.5830000000000002,6.5830000000000002,6.5830000000000002,null,4.3,4.3,4.3,4.3,4.3,null,3.7240000000000002,3.7240000000000002,3.7240000000000002,3.7240000000000002,3.7240000000000002,null,2.1640000000000001,2.1640000000000001,2.1640000000000001,2.1640000000000001,2.1640000000000001]
["Battery kW",0,0,0,0,0,null,0,0,0,0,0,null,0,0,0,0,0,null,0,0,0,0,0]
["Battery kWh",0,0,0,0,0,null,0,0,0,0,0,null,0,0,0,0,0,null,0,0,0,0,0]
["Generator kW",6,6,6,6,6,null,7,7,7,7,7,null,8,8,8,8,8,null,12,12,12,12,12]
["PV capital cost",14483.656000000001,14483.656000000001,14483.656000000001,14483.656000000001,14483.656000000001,null,9460.2639999999992,9460.2639999999992,9460.2639999999992,9460.2639999999992,9460.2639999999992,null,8193.4599999999991,8193.4599999999991,8193.4599999999991,8193.4599999999991,8193.4599999999991,null,4761.3500000000004,4761.3500000000004,4761.3500000000004,4761.3500000000004,4761.3500000000004]
["PV O&M",2466.1505650912072,2466.1505650912072,2466.1505650912072,2466.1505650912072,2466.1505650912072,null,1610.8112074404421,1610.8112074404421,1610.8112074404421,1610.8112074404421,1610.8112074404421,null,1395.1108759454239,1395.1108759454239,1395.1108759454239,1395.1108759454239,1395.1108759454239,null,810.72113236444011,810.72113236444011,810.72113236444011,810.72113236444011,810.72113236444011]
["Battery capital cost",0,0,0,0,0,null,0,0,0,0,0,null,0,0,0,0,0,null,0,0,0,0,0]
["Battery O&M",0,0,0,0,0,null,0,0,0,0,0,null,0,0,0,0,0,null,0,0,0,0,0]
["Diesel capital cost",2493.96,2493.96,2493.96,2493.96,2493.96,null,2909.62,2909.62,2909.62,2909.62,2909.62,null,3325.28,3325.28,3325.28,3325.28,3325.28,null,4987.92,4987.92,4987.92,4987.92,4987.92]
["Diesel O&M (kW)",1277.0345580000001,1277.0345580000001,1277.0345580000001,1277.0345580000001,1277.0345580000001,null,1489.8736510000001,1489.8736510000001,1489.8736510000001,1489.8736510000001,1489.8736510000001,null,1702.7127439999999,1702.7127439999999,1702.7127439999999,1702.7127439999999,1702.7127439999999,null,2554.0691160000001,2554.0691160000001,2554.0691160000001,2554.0691160000001,2554.0691160000001]
["Diesel O&M (kWh)",2338.9108017529711,2145.9738453773102,1953.036888296728,1760.099932625991,1567.162987724914,null,2866.1462835337888,2673.1378557907001,2480.1294280476081,2287.1210003045048,2094.112572561402,null,2996.313108134721,2803.3046803916081,2610.2962526484989,2417.2878249053838,2224.279397162275,null,3361.6197892278751,3168.5398901173421,2975.4599910068091,2782.380091896277,2589.300192785744]
["Fuel cost",32914.52170594655,30199.39993484419,27484.27815382179,24769.156392639528,22054.034783014231,null,40334.08798278516,37617.960424770041,34901.832866754849,32185.705308739529,29469.577750724198,null,42165.871721827483,39449.744163812007,36733.616605796597,34017.489047781091,31301.361489765681,null,47306.681142672533,44589.547797744402,41872.414452816251,39155.28110788812,36438.14776295999]
["REopt LCC",55976.3,53068,50159.8,47251.6,44343.3,null,58673.3,55764,52854.7,49945.3,47036,null,59781.3,56872,53962.7,51053.4,48144,null,63785.1,60874.7,57964.3,55053.9,52143.5]
[]
["TMY_highPVBatt_LowDiesel_32_PB_business",100,95,90,85,80,"TMY_highPVBatt_LowDiesel_32_PB_nrel",100,95,90,85,80,"TMY_highPVBatt_LowDiesel_32_PB_average",100,95,90,85,80,"TMY_highPVBatt_LowDiesel_32_PB_residential",100,95,90,85,80]
["PV kW",34.201999999999998,23.841000000000001,19.234000000000002,17.756,16.399000000000001,null,36.052999999999997,24.584,19.940000000000001,18.192,16.937999999999999,null,35.987000000000002,24.553000000000001,20.306000000000001,18.433,17.152000000000001,null,36.783000000000001,24.934999999999999,21.352,19.501999999999999,17.919]
["Battery kW",4.76,4.76,4.7279999999999998,3.63,3.0070000000000001,null,6.0780000000000003,5.798,5.4489999999999998,4.7750000000000004,4.2759999999999998,null,6.78,6.78,6.0990000000000002,5.383,4.6959999999999997,null,10.62,10.62,9.157,7.6239999999999997,6.6710000000000003]
["Battery kWh",132.214,33.32,31.800999999999998,28.495999999999999,24.962,null,146.97900000000001,48.542999999999999,47.307000000000002,44.17,40.143000000000001,null,149.63999999999999,50.686,49.063000000000002,45.973999999999997,42.110999999999997,null,158.465,58.191000000000003,55.741999999999997,52.293999999999997,48.688000000000002]
["Generator kW",0,0,0,0,0,null,0,0,0,0,0,null,0,0,0,0,0,null,0,0,0,0,0]
["PV capital cost",75244.399999999994,52451.3,42315.02,39064.080000000002,36077.800000000003,null,79316.600000000006,54085.24,43868,40021.519999999997,37263.82,null,79170.960000000006,54015.72,44672.54,40553.480000000003,37733.740000000013,null,80922.819999999992,54856.56,46974.18,42903.3,39422.68]
["PV O&M",12811.95987946336,8930.9496949367203,7205.0323816614891,6651.4906848635528,6143.0129835483203,null,13505.33856307504,9209.162741029857,7469.4602653792008,6814.5152138250887,6344.9581204122078,null,13480.540254671419,9197.3254820335678,7606.4503164849766,6905.0927209549118,6424.9719976782571,null,13778.831689441809,9340.4963804000654,7998.3534924949927,7305.1995669655207,6712.5499638633919]
["Battery capital cost",122747.9833984,35955.817704399997,34576.800401057197,30128.367170394798,26148.5341218676,null,137564.6365563618,50779.124005564401,49203.369320184203,45498.737361939202,41261.169026645199,null,140890.36238519999,54045.100076199997,51661.377662671803,47940.338456927202,43581.670639846598,null,154050.98508079999,66047.338934800006,61835.782846318602,56646.528318940407,52138.557890957003]
["Battery O&M",33768.369410282401,8510.2093758943211,8122.1951957915999,7277.9987308801201,6375.51840874152,null,37539.452460056396,12398.19216910764,12082.662470517,11281.27220398968,10252.90181512344,null,38219.090251823996,12945.478099284121,12531.1570072866,11742.2050573542,10755.542617152239,null,40473.056246694003,14862.332511533279,14237.019769863,13356.121331754601,12435.35387474544]
["Diesel capital cost",0,0,0,0,0,null,0,0,0,0,0,null,0,0,0,0,0,null,0,0,0,0,0]
["Diesel O&M (kW)",0,0,0,0,0,null,0,0,0,0,0,null,0,0,0,0,0,null,0,0,0,0,0]
["Diesel O&M (kWh)",0,0,0,0,0,null,0,0,0,0,0,null,0,0,0,0,0,null,0,0,0,0,0]
["Fuel cost",0,0,0,0,0,null,0,0,0,0,0,null,0,0,0,0,0,null,0,0,0,0,0]
["REopt LCC",244573,105848,92219.1,83122.100000000006,74744.899999999994,null,267926,126472,112624,103616,95123,null,271762,130204,116472,107141,98496,null,289226,145107,131045,120211,110709]
[]
["TMY_highPVBatt_LowDiesel_32_D_business",100,95,90,85,80,"TMY_highPVBatt_LowDiesel_32_D_nrel",100,95,90,85,80,"TMY_highPVBatt_LowDiesel_32_D_average",100,95,90,85,80,"TMY_highPVBatt_LowDiesel_32_D_residential",100,95,90,85,80]
["PV kW",0,0,0,0,0,null,0,0,0,0,0,null,0,0,0,0,0,null,0,0,0,0,0]
["Battery kW",0,0,0,0,0,null,0,0,0,0,0,null,0,0,0,0,0,null,0,0,0,0,0]
["Battery kWh",0,0,0,0,0,null,0,0,0,0,0,null,0,0,0,0,0,null,0,0,0,0,0]
["Generator kW",6,6,6,6,6,null,7,7,7,7,7,null,8,8,8,8,8,null,12,12,12,12,12]
["PV capital cost",0,0,0,0,0,null,0,0,0,0,0,null,0,0,0,0,0,null,0,0,0,0,0]
["PV O&M",0,0,0,0,0,null,0,0,0,0,0,null,0,0,0,0,0,null,0,0,0,0,0]
["Battery capital cost",0,0,0,0,0,null,0,0,0,0,0,null,0,0,0,0,0,null,0,0,0,0,0]
["Battery O&M",0,0,0,0,0,null,0,0,0,0,0,null,0,0,0,0,0,null,0,0,0,0,0]
["Diesel capital cost",2493.96,2493.96,2493.96,2493.96,2493.96,null,2909.62,2909.62,2909.62,2909.62,2909.62,null,3325.28,3325.28,3325.28,3325.28,3325.28,null,4987.92,4987.92,4987.92,4987.92,4987.92]
["Diesel O&M (kW)",1277.0345580000001,1277.0345580000001,1277.0345580000001,1277.0345580000001,1277.0345580000001,null,1489.8736510000001,1489.8736510000001,1489.8736510000001,1489.8736510000001,1489.8736510000001,null,1702.7127439999999,1702.7127439999999,1702.7127439999999,1702.7127439999999,1702.7127439999999,null,2554.0691160000001,2554.0691160000001,2554.0691160000001,2554.0691160000001,2554.0691160000001]
["Diesel O&M (kWh)",3858.7391275132431,3665.8021711376141,3472.865214761955,3279.9282583862901,3086.9913020106392,null,3860.1685548619098,3667.160127118842,3474.1516993757668,3281.143271632684,3088.1348438895948,null,3860.1685548619221,3667.160127118836,3474.1516993757391,3281.1432716326431,3088.134843889542,null,3861.5979822105428,3668.518083100028,3475.4381839895,3282.3582848789779,3089.2783857684481]
["Fuel cost",54302.435422047427,51587.313650945507,48872.191879843173,46157.070108740787,43441.948337638569,null,54322.551160304538,51606.423602289688,48890.296044274757,46174.168486259718,43458.040928244562,null,54322.551160304713,51606.423602289608,48890.296044274357,46174.168486259121,43458.040928243812,null,54342.666898561147,51625.533553633257,48908.400208705192,46191.266863777229,43474.133518849128]
["REopt LCC",61935.6,59027.4,56119.199999999997,53210.9,50302.7,null,62585.599999999999,59676.3,56767,53857.7,50948.4,null,63214.1,60304.800000000003,57395.5,54486.1,51576.800000000003,null,65749.5,62839.1,59928.7,57018.3,54107.9]
[]
["TMY_medPVBatt_HighDiesel_44_PBD_business",100,95,90,85,80,"TMY_medPVBatt_HighDiesel_44_PBD_nrel",100,95,90,85,80,"TMY_medPVBatt_HighDiesel_44_PBD_average",100,95,90,85,80,"TMY_medPVBatt_HighDiesel_44_PBD_residential",100,95,90,85,80]
["PV kW",10.733000000000001,10.757,10.757,10.757,10.757,null,6.2270000000000003,6.3449999999999998,6.2779999999999996,6.3449999999999998,6.3449999999999998,null,6.2670000000000003,6.2670000000000003,6.2670000000000003,6.2670000000000003,6.2670000000000003,null,4.375,4.4139999999999997,4.4139999999999997,4.4139999999999997,4.4139999999999997]
["Battery kW",0.66500000000000004,0.67200000000000004,0.67200000000000004,0.67200000000000004,0.67200000000000004,null,0.14799999999999999,0.17299999999999999,0.161,0.17299999999999999,0.17299999999999999,null,0.378,0.377,0.377,0.377,0.377,null,0.40100000000000002,0.40899999999999997,0.40899999999999997,0.40899999999999997,0.40899999999999997]
["Battery kWh",5.0019999999999998,5.0960000000000001,5.0960000000000001,5.0960000000000001,5.0960000000000001,null,0.98199999999999998,1.2370000000000001,1.0569999999999999,1.2370000000000001,1.2370000000000001,null,2.6989999999999998,2.694,2.694,2.694,2.694,null,2.484,2.5649999999999999,2.5659999999999998,2.5649999999999999,2.5649999999999999]
["Generator kW",6,6,6,6,6,null,7,7,7,7,7,null,8,8,8,8,8,null,12,12,12,12,12]
["PV capital cost",19320.12,19362.96,19362.96,19362.96,19362.96,null,11208.995999999999,11420.694,11300.814,11420.694,11420.694,null,11280.078,11280.078,11280.078,11280.078,11280.078,null,7874.6759999999986,7945.1279999999988,7945.4159999999993,7945.1279999999988,7945.1279999999988]
["PV O&M",3289.6614539609282,3296.9558753562242,3296.9558753562242,3296.9558753562242,3296.9558753562242,null,1908.570033664502,1944.616121912434,1924.204001537362,1944.616121912434,1944.616121912434,null,1920.6732563914029,1920.6732563914029,1920.6732563914029,1920.6732563914029,1920.6732563914029,null,1340.8311180070939,1352.827069831123,1352.87610795815,1352.827069831123,1352.827069831123]
["Battery capital cost",4216.0397853660197,4288.29491001113,4288.29491001113,4288.29491001113,4288.29491001113,null,846.29058831738496,1051.521219064525,911.80578137909004,1051.521219064525,1051.521219064525,null,2294.731928108125,2290.2431833616802,2290.2431833616802,2290.2431833616802,2290.2431833616802,null,2168.2911742626702,2233.4665439597002,2234.1115838522601,2233.4665439597002,2233.4665439597002]
["Battery O&M",1064.71904916878,1084.6599437919499,1084.6599437919499,1084.6599437919499,1084.6599437919499,null,208.989685164002,263.24364700426003,224.87727210008001,263.24364700426003,263.24364700426003,null,574.47612430722995,573.35233389618998,573.35233389618998,573.35233389618998,573.35233389618998,null,528.65612436618994,545.94291549964998,546.10254481940001,545.94291549964998,545.94291549964998]
["Diesel capital cost",4156.62,4156.62,4156.62,4156.62,4156.62,null,4849.3899999999994,4849.3899999999994,4849.3899999999994,4849.3899999999994,4849.3899999999994,null,5542.16,5542.16,5542.16,5542.16,5542.16,null,8313.24,8313.24,8313.24,8313.24,8313.24]
["Diesel O&M (kW)",1277.0345580000001,1277.0345580000001,1277.0345580000001,1277.0345580000001,1277.0345580000001,null,1489.8736510000001,1489.8736510000001,1489.8736510000001,1489.8736510000001,1489.8736510000001,null,1702.7127439999999,1702.7127439999999,1702.7127439999999,1702.7127439999999,1702.7127439999999,null,2554.0691160000001,2554.0691160000001,2554.0691160000001,2554.0691160000001,2554.0691160000001]
["Diesel O&M (kWh)",1774.632604217891,1576.931806595747,1383.994903668909,1191.0579433184439,998.1209641383075,null,2629.187301627444,2419.080459807104,2236.7620407544032,2033.063639320344,1840.0552867981951,null,2655.1680030296488,2462.3467636696132,2269.338293672236,2076.3299006054672,1883.321433604033,null,3032.1629684669269,2833.5356731724428,2640.4233202775472,2447.3757116970569,2254.295748317134]
["Fuel cost",51508.191596555851,45769.983846675583,40170.046745113403,34570.107976847292,28970.16866205545,null,76311.391413402889,70213.101864057695,64921.36314708172,59009.076703093102,53407.065797952637,null,77065.473662572171,71468.893662161776,65866.879347337206,60264.867265401022,54662.85303753287,null,88007.642122977675,82242.543049503307,76637.513564002715,71034.363263265899,65430.273873951381]
["REopt LCC",86608.6,80814.8,75021.8,69228.7,63435.7,null,99455,93653.7,87861.1,82063.199999999997,76268,null,103038,97242.6,91447.4,85652.2,79857,null,113822,108023,102226,96428.3,90631]
[]
["TMY_medPVBatt_HighDiesel_44_PB_business",100,95,90,85,80,"TMY_medPVBatt_HighDiesel_44_PB_nrel",100,95,90,85,80,"TMY_medPVBatt_HighDiesel_44_PB_average",100,95,90,85,80,"TMY_medPVBatt_HighDiesel_44_PB_residential",100,95,90,85,80]
["PV kW",34.201999999999998,23.837,19.173999999999999,17.707999999999998,16.274999999999999,null,36.052999999999997,24.548999999999999,19.867999999999999,18.105,16.844999999999999,null,35.987000000000002,24.553000000000001,20.192,18.302,17.064,null,36.783000000000001,24.917999999999999,21.149000000000001,19.308,17.780999999999999]
["Battery kW",4.76,4.76,4.76,3.6680000000000001,3.0670000000000002,null,6.0780000000000003,5.8639999999999999,5.5030000000000001,4.8380000000000001,4.327,null,6.78,6.78,6.2039999999999997,5.4480000000000004,4.74,null,10.62,10.62,9.3339999999999996,7.734,6.7270000000000003]
["Battery kWh",132.214,33.331000000000003,31.9,28.559000000000001,25.173999999999999,null,146.97900000000001,48.542999999999999,47.406999999999996,44.290999999999997,40.295000000000002,null,149.63999999999999,50.686,49.197000000000003,46.198,42.259,null,158.465,58.228999999999999,55.996000000000002,52.601999999999997,48.936999999999998]
["Generator kW",0,0,0,0,0,null,0,0,0,0,0,null,0,0,0,0,0,null,0,0,0,0,0]
["PV capital cost",61563.6,42906.06,34512.300000000003,31875.119999999999,29295.18,null,64895.400000000009,44187.839999999997,35762.76,32588.82,30320.82,null,64776.240000000013,44194.68,36345.599999999999,32943.42,30715.919999999998,null,66209.58,44852.759999999987,38068.92,34753.68,32005.439999999999]
["PV O&M",10482.512628651841,7305.6695156828646,5876.4533034751203,5427.4173040529286,4988.1276323773918,null,11049.82246069776,7523.9198297832963,6089.3707212613444,5548.9399125922082,5162.7646622530083,null,11029.53293564026,7525.0844853001936,6188.6116308326409,5609.3181064944483,5230.0388427684484,null,11273.58956408875,7637.1366055573444,6482.0435234316492,5917.553383689793,5449.6070565327364]
["Battery capital cost",97862.207333800005,28436.523243799998,27431.467093800002,23931.4289669067,20918.350507740852,null,109622.5484897713,40284.707246661201,39104.885808707149,36214.269533577251,32868.23183127815,null,112233.60088889999,42757.786858899999,41103.537945028853,38198.165430806701,34683.327155916653,null,122491.2868481,52115.310408099998,49187.990386514153,45111.967887386651,41473.824889385003]
["Battery O&M",28140.307841901998,7094.1610926923004,6789.4819310628009,6078.4929408962998,5358.0113271820001,null,31282.877050046998,10331.826807589699,10090.020314032399,9426.962687609499,8576.4151041628993,null,31849.241876519998,10787.8984160701,10471.0235744117,9832.655282776801,8994.3246632684004,null,33727.546872245002,12393.322410659801,11918.1591355373,11195.7194021674,10415.664126322399]
["Diesel capital cost",0,0,0,0,0,null,0,0,0,0,0,null,0,0,0,0,0,null,0,0,0,0,0]
["Diesel O&M (kW)",0,0,0,0,0,null,0,0,0,0,0,null,0,0,0,0,0,null,0,0,0,0,0]
["Diesel O&M (kWh)",0,0,0,0,0,null,0,0,0,0,0,null,0,0,0,0,0,null,0,0,0,0,0]
["Fuel cost",0,0,0,0,0,null,0,0,0,0,0,null,0,0,0,0,0,null,0,0,0,0,0]
["REopt LCC",198049,85742.7,74610,67312.7,60559.9,null,216851,102329,91047.3,83779.3,76928.399999999994,null,219889,105266,94109,86583.8,79623.7,null,233702,116999,105657,96979.1,89344.8]
[]
["TMY_medPVBatt_HighDiesel_44_D_business",100,95,90,85,80,"TMY_medPVBatt_HighDiesel_44_D_nrel",100,95,90,85,80,"TMY_medPVBatt_HighDiesel_44_D_average",100,95,90,85,80,"TMY_medPVBatt_HighDiesel_44_D_residential",100,95,90,85,80]
["PV kW",0,24.917999999999999,0,0,0,null,0,0,0,0,0,null,0,0,0,0,0,null,0,0,0,0,0]
["Battery kW",0,10.62,0,0,0,null,0,0,0,0,0,null,0,0,0,0,0,null,0,0,0,0,0]
["Battery kWh",0,58.228999999999999,0,0,0,null,0,0,0,0,0,null,0,0,0,0,0,null,0,0,0,0,0]
["Generator kW",6,0,6,6,6,null,7,7,7,7,7,null,8,8,8,8,8,null,12,12,12,12,12]
["PV capital cost",0,44852.759999999987,0,0,0,null,0,0,0,0,0,null,0,0,0,0,0,null,0,0,0,0,0]
["PV O&M",0,7637.1366055573444,0,0,0,null,0,0,0,0,0,null,0,0,0,0,0,null,0,0,0,0,0]
["Battery capital cost",0,52115.310408099998,0,0,0,null,0,0,0,0,0,null,0,0,0,0,0,null,0,0,0,0,0]
["Battery O&M",0,12393.322410659801,0,0,0,null,0,0,0,0,0,null,0,0,0,0,0,null,0,0,0,0,0]
["Diesel capital cost",4156.62,0,4156.62,4156.62,4156.62,null,4849.3899999999994,4849.3899999999994,4849.3899999999994,4849.3899999999994,4849.3899999999994,null,5542.16,5542.16,5542.16,5542.16,5542.16,null,8313.24,8313.24,8313.24,8313.24,8313.24]
["Diesel O&M (kW)",1277.0345580000001,0,1277.0345580000001,1277.0345580000001,1277.0345580000001,null,1489.8736510000001,1489.8736510000001,1489.8736510000001,1489.8736510000001,1489.8736510000001,null,1702.7127439999999,1702.7127439999999,1702.7127439999999,1702.7127439999999,1702.7127439999999,null,2554.0691160000001,2554.0691160000001,2554.0691160000001,2554.0691160000001,2554.0691160000001]
["Diesel O&M (kWh)",3858.7391275132431,0,3472.8652147619518,3279.9282583862901,3086.9913020106392,null,3860.1685548619098,3667.160127118837,3474.1516993757682,3281.1432716326872,3088.1348438895948,null,3860.1685548619221,3667.1601271188292,3474.15169937574,3281.1432716326422,3088.1348438895411,null,3861.5979822105428,3668.5180831000248,3475.4381839895,3282.358284878977,3089.2783857684472]
["Fuel cost",111998.7730579729,0,100798.8957521765,95198.957099277875,89599.018446379545,null,112040.2617681281,106438.2486797223,100836.2355913167,95234.222502910707,89632.20941450441,null,112040.2617681284,106438.24867972211,100836.2355913159,95234.222502909426,89632.209414502853,null,112081.7504782824,106477.6629543685,100873.5754304545,95269.487906540497,89665.400382626292]
["REopt LCC",121295,116999,109709,103915,98122.4,null,122243,116448,110653,104858,99062.3,null,123149,117353,111558,105763,99967.9,null,126814,121017,115219,109422,103624]
[]
["TMY_medPVBatt_HighDiesel_36_PBD_business",100,95,90,85,80,"TMY_medPVBatt_HighDiesel_36_PBD_nrel",100,95,90,85,80,"TMY_medPVBatt_HighDiesel_36_PBD_average",100,95,90,85,80,"TMY_medPVBatt_HighDiesel_36_PBD_residential",100,95,90,85,80]
["PV kW",8.4939999999999998,8.4939999999999998,8.4939999999999998,8.4939999999999998,8.4939999999999998,null,5.64,5.64,5.64,5.64,5.64,null,4.9870000000000001,4.9870000000000001,4.9870000000000001,4.9870000000000001,4.9870000000000001,null,3.5150000000000001,3.5150000000000001,3.5150000000000001,3.5150000000000001,3.5150000000000001]
["Battery kW",0,0,0,0,0,null,0,0,0,0,0,null,0,0,0,0,0,null,5.6000000000000001E-2,5.6000000000000001E-2,5.6000000000000001E-2,5.6000000000000001E-2,5.6000000000000001E-2]
["Battery kWh",0,0,0,0,0,null,0,0,0,0,0,null,0,0,0,0,0,null,0.23899999999999999,0.23899999999999999,0.23899999999999999,0.23899999999999999,0.23899999999999999]
["Generator kW",6,6,6,6,6,null,7,7,7,7,7,null,8,8,8,8,8,null,12,12,12,12,12]
["PV capital cost",15288.84,15288.84,15288.84,15288.84,15288.84,null,10151.441999999999,10151.441999999999,10151.441999999999,10151.441999999999,10151.441999999999,null,8977.1400000000012,8977.1400000000012,8977.1400000000012,8977.1400000000012,8977.1400000000012,null,6326.5499999999993,6326.5499999999993,6326.5499999999993,6326.5499999999993,6326.5499999999993]
["PV O&M",2603.2502708976958,2603.2502708976958,2603.2502708976958,2603.2502708976958,2603.2502708976958,null,1728.498966337685,1728.498966337685,1728.498966337685,1728.498966337685,1728.498966337685,null,1528.5490682672159,1528.5490682672159,1528.5490682672159,1528.5490682672159,1528.5490682672159,null,1077.2297310553199,1077.2297310553199,1077.2297310553199,1077.2297310553199,1077.2297310553199]
["Battery capital cost",1.498053612927965E-9,0,0,0,0,null,0,0,0,0,0,null,0,0,0,0,0,null,226.32651914641701,226.32651914641701,226.32651914641701,226.32651914641701,226.32651914641701]
["Battery O&M",3.6298855954778E-10,0,0,0,0,null,0,0,0,0,0,null,0,0,0,0,0,null,50.765103427802003,50.765103427802003,50.765103427802003,50.765103427802003,50.765103427802003]
["Diesel capital cost",4156.62,4156.62,4156.62,4156.62,4156.62,null,4849.3899999999994,4849.3899999999994,4849.3899999999994,4849.3899999999994,4849.3899999999994,null,5542.16,5542.16,5542.16,5542.16,5542.16,null,8313.24,8313.24,8313.24,8313.24,8313.24]
["Diesel O&M (kW)",1277.0345580000001,1277.0345580000001,1277.0345580000001,1277.0345580000001,1277.0345580000001,null,1489.8736510000001,1489.8736510000001,1489.8736510000001,1489.8736510000001,1489.8736510000001,null,1702.7127439999999,1702.7127439999999,1702.7127439999999,1702.7127439999999,1702.7127439999999,null,2554.0691160000001,2554.0691160000001,2554.0691160000001,2554.0691160000001,2554.0691160000001]
["Diesel O&M (kWh)",2122.3253292454742,1929.3883728698211,1736.4514164941611,1543.5144601184941,1350.5775277199859,null,2710.1284105668828,2517.1199828237932,2324.1115550806981,2131.1031273375961,1938.094699594491,null,2850.586396243526,2657.577968500414,2464.569540757303,2271.5611130141911,2078.5526852710791,null,3181.5869650691602,2988.5071084713891,2795.4271860063532,2602.3475420329592,2409.2676645028669]
["Fuel cost",50399.894545270967,45818.126556535921,41236.358567800708,36654.590579065363,32072.823159727279,null,64358.740959508803,59775.275705358239,55191.810451207552,50608.345197056718,46024.879942905798,null,67694.265239691042,63110.799985539947,58527.334731388873,53943.869477237793,49360.404223086683,null,75554.697159978925,70969.535649983969,66384.372575806978,61799.216115106778,57214.054108021854]
["REopt LCC",75849.899999999994,71075,66300.100000000006,61525.2,56750.3,null,85290.5,80513.8,75737.100000000006,70960.5,66183.8,null,88297.9,83521.2,78744.600000000006,73967.899999999994,69191.3,null,97287.1,92508.7,87730.2,82951.8,78173.399999999994]
[]
["TMY_medPVBatt_HighDiesel_36_PB_business",100,95,90,85,80,"TMY_medPVBatt_HighDiesel_36_PB_nrel",100,95,90,85,80,"TMY_medPVBatt_HighDiesel_36_PB_average",100,95,90,85,80,"TMY_medPVBatt_HighDiesel_36_PB_residential",100,95,90,85,80]
["PV kW",34.201999999999998,23.837,19.173999999999999,17.707999999999998,16.274999999999999,null,36.052999999999997,24.548999999999999,19.867999999999999,18.105,16.844999999999999,null,35.987000000000002,24.553000000000001,20.192,18.302,17.064,null,36.783000000000001,24.917999999999999,21.149000000000001,19.308,17.780999999999999]
["Battery kW",4.76,4.76,4.76,3.6680000000000001,3.0670000000000002,null,6.0780000000000003,5.8639999999999999,5.5030000000000001,4.8380000000000001,4.327,null,6.78,6.78,6.2039999999999997,5.4480000000000004,4.74,null,10.62,10.62,9.3339999999999996,7.734,6.7270000000000003]
["Battery kWh",132.214,33.331000000000003,31.9,28.559000000000001,25.173999999999999,null,146.97900000000001,48.542999999999999,47.406999999999996,44.290999999999997,40.295000000000002,null,149.63999999999999,50.686,49.197000000000003,46.198,42.259,null,158.465,58.228999999999999,55.996000000000002,52.601999999999997,48.936999999999998]
["Generator kW",0,0,0,0,0,null,0,0,0,0,0,null,0,0,0,0,0,null,0,0,0,0,0]
["PV capital cost",61563.6,42906.06,34512.300000000003,31875.119999999999,29295.18,null,64895.400000000009,44187.839999999997,35762.76,32588.82,30320.82,null,64776.240000000013,44194.68,36345.599999999999,32943.42,30715.919999999998,null,66209.58,44852.759999999987,38068.92,34753.68,32005.439999999999]
["PV O&M",10482.512628651841,7305.6695156828646,5876.4533034751203,5427.4173040529286,4988.1276323773918,null,11049.82246069776,7523.9198297832963,6089.3707212613444,5548.9399125922082,5162.7646622530083,null,11029.53293564026,7525.0844853001936,6188.6116308326409,5609.3181064944483,5230.0388427684484,null,11273.58956408875,7637.1366055573444,6482.0435234316492,5917.553383689793,5449.6070565327364]
["Battery capital cost",97862.207333800005,28436.523243799998,27431.467093800002,23931.4289669067,20918.350507740852,null,109622.5484897713,40284.707246661201,39104.885808707149,36214.269533577251,32868.23183127815,null,112233.60088889999,42757.786858899999,41103.537945028853,38198.165430806701,34683.327155916653,null,122491.2868481,52115.310408099998,49187.990386514153,45111.967887386651,41473.824889385003]
["Battery O&M",28140.307841901998,7094.1610926923004,6789.4819310628009,6078.4929408962998,5358.0113271820001,null,31282.877050046998,10331.826807589699,10090.020314032399,9426.962687609499,8576.4151041628993,null,31849.241876519998,10787.8984160701,10471.0235744117,9832.655282776801,8994.3246632684004,null,33727.546872245002,12393.322410659801,11918.1591355373,11195.7194021674,10415.664126322399]
["Diesel capital cost",0,0,0,0,0,null,0,0,0,0,0,null,0,0,0,0,0,null,0,0,0,0,0]
["Diesel O&M (kW)",0,0,0,0,0,null,0,0,0,0,0,null,0,0,0,0,0,null,0,0,0,0,0]
["Diesel O&M (kWh)",0,0,0,0,0,null,0,0,0,0,0,null,0,0,0,0,0,null,0,0,0,0,0]
["Fuel cost",0,0,0,0,0,null,0,0,0,0,0,null,0,0,0,0,0,null,0,0,0,0,0]
["REopt LCC",198049,85742.7,74610,67312.7,60559.9,null,216851,102329,91047.3,83779.3,76928.399999999994,null,219889,105266,94109,86583.8,79623.7,null,233702,116999,105657,96979.1,89344.8]
[]
["TMY_medPVBatt_HighDiesel_36_D_business",100,95,90,85,80,"TMY_medPVBatt_HighDiesel_36_D_nrel",100,95,90,85,80,"TMY_medPVBatt_HighDiesel_36_D_average",100,95,90,85,80,"TMY_medPVBatt_HighDiesel_36_D_residential",100,95,90,85,80]
["PV kW",0,0,0,0,0,null,0,0,0,0,0,null,0,0,0,0,0,null,0,0,0,0,0]
["Battery kW",0,0,0,0,0,null,0,0,0,0,0,null,0,0,0,0,0,null,0,0,0,0,0]
["Battery kWh",0,0,0,0,0,null,0,0,0,0,0,null,0,0,0,0,0,null,0,0,0,0,0]
["Generator kW",6,6,6,6,6,null,7,7,7,7,7,null,8,8,8,8,8,null,12,12,12,12,12]
["PV capital cost",0,0,0,0,0,null,0,0,0,0,0,null,0,0,0,0,0,null,0,0,0,0,0]
["PV O&M",0,0,0,0,0,null,0,0,0,0,0,null,0,0,0,0,0,null,0,0,0,0,0]
["Battery capital cost",0,0,0,0,0,null,0,0,0,0,0,null,0,0,0,0,0,null,0,0,0,0,0]
["Battery O&M",0,0,0,0,0,null,0,0,0,0,0,null,0,0,0,0,0,null,0,0,0,0,0]
["Diesel capital cost",4156.62,4156.62,4156.62,4156.62,4156.62,null,4849.3899999999994,4849.3899999999994,4849.3899999999994,4849.3899999999994,4849.3899999999994,null,5542.16,5542.16,5542.16,5542.16,5542.16,null,8313.24,8313.24,8313.24,8313.24,8313.24]
["Diesel O&M (kW)",1277.0345580000001,1277.0345580000001,1277.0345580000001,1277.0345580000001,1277.0345580000001,null,1489.8736510000001,1489.8736510000001,1489.8736510000001,1489.8736510000001,1489.8736510000001,null,1702.7127439999999,1702.7127439999999,1702.7127439999999,1702.7127439999999,1702.7127439999999,null,2554.0691160000001,2554.0691160000001,2554.0691160000001,2554.0691160000001,2554.0691160000001]
["Diesel O&M (kWh)",3858.7391275132431,3665.8021711376141,3472.8652147619518,3279.9282583862901,3086.9913020106392,null,3860.1685548619098,3667.1601271188401,3474.151699375765,3281.1432716326808,3088.1348438895948,null,3860.1685548619221,3667.1601271188342,3474.1516993757391,3281.1432716326431,3088.1348438895411,null,3861.5979822105428,3668.518083100028,3475.4381839895,3282.3582848789788,3089.2783857684481]
["Fuel cost",91635.359774705052,87053.591785970566,82471.823797235324,77890.055808500067,73308.287819765086,null,91669.305083013911,87085.839828863813,82502.374574713598,77918.90932056318,73335.444066412703,null,91669.305083014187,87085.839828863682,82502.374574712972,77918.909320562263,73335.444066411408,null,91703.250391321941,87118.087871756099,82532.925352190025,77947.762832624096,73362.60031305789]
["REopt LCC",100931,96156.3,91381.4,86606.6,81831.7,null,101872,97095.5,92318.9,87542.2,82765.5,null,102778,98001.1,93224.4,88447.8,83671.100000000006,null,106435,101657,96878.5,92100.1,87321.7]
[]
["TMY_medPVBatt_HighDiesel_32_PBD_business",100,95,90,85,80,"TMY_medPVBatt_HighDiesel_32_PBD_nrel",100,95,90,85,80,"TMY_medPVBatt_HighDiesel_32_PBD_average",100,95,90,85,80,"TMY_medPVBatt_HighDiesel_32_PBD_residential",100,95,90,85,80]
["PV kW",7.9809999999999999,7.9809999999999999,7.9809999999999999,7.9809999999999999,7.9809999999999999,null,5.2779999999999996,5.2779999999999996,5.2779999999999996,5.2779999999999996,5.2779999999999996,null,4.7279999999999998,4.7279999999999998,4.7279999999999998,4.7279999999999998,4.7279999999999998,null,3.3029999999999999,3.3029999999999999,3.3029999999999999,3.3029999999999999,3.3029999999999999]
["Battery kW",0,0,0,0,0,null,0,0,0,0,0,null,0,0,0,0,0,null,0,0,0,0,0]
["Battery kWh",0,0,0,0,0,null,0,0,0,0,0,null,0,0,0,0,0,null,0,0,0,0,0]
["Generator kW",6,6,6,6,6,null,7,7,7,7,7,null,8,8,8,8,8,null,12,12,12,12,12]
["PV capital cost",14365.674000000001,14365.674000000001,14365.674000000001,14365.674000000001,14365.674000000001,null,9500.1659999999993,9500.1659999999993,9500.1659999999993,9500.1659999999993,9500.1659999999993,null,8510.9040000000005,8510.9040000000005,8510.9040000000005,8510.9040000000005,8510.9040000000005,null,5945.3280000000004,5945.3280000000004,5945.3280000000004,5945.3280000000004,5945.3280000000004]
["PV O&M",2446.061619594946,2446.061619594946,2446.061619594946,2446.061619594946,2446.061619594946,null,1617.60537183155,1617.60537183155,1617.60537183155,1617.60537183155,1617.60537183155,null,1449.1624703760581,1449.1624703760581,1449.1624703760581,1449.1624703760581,1449.1624703760581,null,1012.318575286003,1012.318575286003,1012.318575286003,1012.318575286003,1012.318575286003]
["Battery capital cost",0,0,0,0,0,null,0,0,0,0,0,null,0,0,0,0,0,null,0,0,0,0,0]
["Battery O&M",0,0,0,0,0,null,0,0,0,0,0,null,0,0,0,0,0,null,0,0,0,0,0]
["Diesel capital cost",4156.62,4156.62,4156.62,4156.62,4156.62,null,4849.3899999999994,4849.3899999999994,4849.3899999999994,4849.3899999999994,4849.3899999999994,null,5542.16,5542.16,5542.16,5542.16,5542.16,null,8313.24,8313.24,8313.24,8313.24,8313.24]
["Diesel O&M (kW)",1277.0345580000001,1277.0345580000001,1277.0345580000001,1277.0345580000001,1277.0345580000001,null,1489.8736510000001,1489.8736510000001,1489.8736510000001,1489.8736510000001,1489.8736510000001,null,1702.7127439999999,1702.7127439999999,1702.7127439999999,1702.7127439999999,1702.7127439999999,null,2554.0691160000001,2554.0691160000001,2554.0691160000001,2554.0691160000001,2554.0691160000001]
["Diesel O&M (kWh)",2168.5656023328361,1975.628643822826,1782.691689581517,1589.754732030987,1396.817769003572,null,2742.8562839741799,2549.8478562310902,2356.8394284879951,2163.8310007448931,1970.8225730017889,null,2873.811862957441,2680.8034352143259,2487.7950074712148,2294.786579728112,2101.7781519850032,null,3212.896606899862,3019.8167077893258,2826.7368086787942,2633.6569095682598,2440.5770104577309]
["Fuel cost",45775.986541635437,41703.303839928201,37630.621228328448,33557.938546874757,29485.255749810149,null,57898.618425826869,53824.427088804157,49750.235751781322,45676.044414758333,41601.853077735323,null,60662.943754348671,56588.752417325442,52514.561080302272,48440.369743279247,44366.178406256149,null,67820.642215711559,63744.942198319288,59669.242180927067,55593.542163534839,51517.842146142742]
["REopt LCC",70191.899999999994,65926.100000000006,61660.3,57394.5,53128.7,null,78100.899999999994,73833.600000000006,69566.2,65298.8,61031.4,null,80744.2,76476.800000000003,72209.399999999994,67942.100000000006,63674.7,null,88861.2,84592.2,80323.199999999997,76054.3,71785.3]
[]
["TMY_medPVBatt_HighDiesel_32_PB_business",100,95,90,85,80,"TMY_medPVBatt_HighDiesel_32_PB_nrel",100,95,90,85,80,"TMY_medPVBatt_HighDiesel_32_PB_average",100,95,90,85,80,"TMY_medPVBatt_HighDiesel_32_PB_residential",100,95,90,85,80]
["PV kW",34.201999999999998,23.837,19.173999999999999,17.707999999999998,16.274999999999999,null,36.052999999999997,24.548999999999999,19.867999999999999,18.105,16.844999999999999,null,35.987000000000002,24.553000000000001,20.192,18.302,17.064,null,36.783000000000001,24.917999999999999,21.149000000000001,19.308,17.780999999999999]
["Battery kW",4.76,4.76,4.76,3.6680000000000001,3.0670000000000002,null,6.0780000000000003,5.8639999999999999,5.5030000000000001,4.8380000000000001,4.327,null,6.78,6.78,6.2039999999999997,5.4480000000000004,4.74,null,10.62,10.62,9.3339999999999996,7.734,6.7270000000000003]
["Battery kWh",132.214,33.331000000000003,31.9,28.559000000000001,25.173999999999999,null,146.97900000000001,48.542999999999999,47.406999999999996,44.290999999999997,40.295000000000002,null,149.63999999999999,50.686,49.197000000000003,46.198,42.259,null,158.465,58.228999999999999,55.996000000000002,52.601999999999997,48.936999999999998]
["Generator kW",0,0,0,0,0,null,0,0,0,0,0,null,0,0,0,0,0,null,0,0,0,0,0]
["PV capital cost",61563.6,42906.06,34512.300000000003,31875.119999999999,29295.18,null,64895.400000000009,44187.839999999997,35762.76,32588.82,30320.82,null,64776.240000000013,44194.68,36345.599999999999,32943.42,30715.919999999998,null,66209.58,44852.759999999987,38068.92,34753.68,32005.439999999999]
["PV O&M",10482.512628651841,7305.6695156828646,5876.4533034751203,5427.4173040529286,4988.1276323773918,null,11049.82246069776,7523.9198297832963,6089.3707212613444,5548.9399125922082,5162.7646622530083,null,11029.53293564026,7525.0844853001936,6188.6116308326409,5609.3181064944483,5230.0388427684484,null,11273.58956408875,7637.1366055573444,6482.0435234316492,5917.553383689793,5449.6070565327364]
["Battery capital cost",97862.207333800005,28436.523243799998,27431.467093800002,23931.4289669067,20918.350507740852,null,109622.5484897713,40284.707246661201,39104.885808707149,36214.269533577251,32868.23183127815,null,112233.60088889999,42757.786858899999,41103.537945028853,38198.165430806701,34683.327155916653,null,122491.2868481,52115.310408099998,49187.990386514153,45111.967887386651,41473.824889385003]
["Battery O&M",28140.307841901998,7094.1610926923004,6789.4819310628009,6078.4929408962998,5358.0113271820001,null,31282.877050046998,10331.826807589699,10090.020314032399,9426.962687609499,8576.4151041628993,null,31849.241876519998,10787.8984160701,10471.0235744117,9832.655282776801,8994.3246632684004,null,33727.546872245002,12393.322410659801,11918.1591355373,11195.7194021674,10415.664126322399]
["Diesel capital cost",0,0,0,0,0,null,0,0,0,0,0,null,0,0,0,0,0,null,0,0,0,0,0]
["Diesel O&M (kW)",0,0,0,0,0,null,0,0,0,0,0,null,0,0,0,0,0,null,0,0,0,0,0]
["Diesel O&M (kWh)",0,0,0,0,0,null,0,0,0,0,0,null,0,0,0,0,0,null,0,0,0,0,0]
["Fuel cost",0,0,0,0,0,null,0,0,0,0,0,null,0,0,0,0,0,null,0,0,0,0,0]
["REopt LCC",198049,85742.7,74610,67312.7,60559.9,null,216851,102329,91047.3,83779.3,76928.399999999994,null,219889,105266,94109,86583.8,79623.7,null,233702,116999,105657,96979.1,89344.8]
[]
["TMY_medPVBatt_HighDiesel_32_D_business",100,95,90,85,80,"TMY_medPVBatt_HighDiesel_32_D_nrel",100,95,90,85,80,"TMY_medPVBatt_HighDiesel_32_D_average",100,95,90,85,80,"TMY_medPVBatt_HighDiesel_32_D_residential",100,95,90,85,80]
["PV kW",0,0,0,0,0,null,0,0,0,0,0,null,0,0,0,0,0,null,0,0,0,0,0]
["Battery kW",0,0,0,0,0,null,0,0,0,0,0,null,0,0,0,0,0,null,0,0,0,0,0]
["Battery kWh",0,0,0,0,0,null,0,0,0,0,0,null,0,0,0,0,0,null,0,0,0,0,0]
["Generator kW",6,6,6,6,6,null,7,7,7,7,7,null,8,8,8,8,8,null,12,12,12,12,12]
["PV capital cost",0,0,0,0,0,null,0,0,0,0,0,null,0,0,0,0,0,null,0,0,0,0,0]
["PV O&M",0,0,0,0,0,null,0,0,0,0,0,null,0,0,0,0,0,null,0,0,0,0,0]
["Battery capital cost",0,0,0,0,0,null,0,0,0,0,0,null,0,0,0,0,0,null,0,0,0,0,0]
["Battery O&M",0,0,0,0,0,null,0,0,0,0,0,null,0,0,0,0,0,null,0,0,0,0,0]
["Diesel capital cost",4156.62,4156.62,4156.62,4156.62,4156.62,null,4849.3899999999994,4849.3899999999994,4849.3899999999994,4849.3899999999994,4849.3899999999994,null,5542.16,5542.16,5542.16,5542.16,5542.16,null,8313.24,8313.24,8313.24,8313.24,8313.24]
["Diesel O&M (kW)",1277.0345580000001,1277.0345580000001,1277.0345580000001,1277.0345580000001,1277.0345580000001,null,1489.8736510000001,1489.8736510000001,1489.8736510000001,1489.8736510000001,1489.8736510000001,null,1702.7127439999999,1702.7127439999999,1702.7127439999999,1702.7127439999999,1702.7127439999999,null,2554.0691160000001,2554.0691160000001,2554.0691160000001,2554.0691160000001,2554.0691160000001]
["Diesel O&M (kWh)",3858.7391275132431,3665.8021711376141,3472.8652147619518,3279.9282583862901,3086.9913020106392,null,3860.1685548619098,3667.1601271188488,3474.151699375765,3281.143271632684,3088.1348438895948,null,3860.1685548619221,3667.160127118836,3474.15169937574,3281.1432716326422,3088.1348438895411,null,3861.5979822105428,3668.518083100028,3475.4381839895,3282.3582848789788,3089.2783857684481]
["Fuel cost",81453.653133071144,77380.970476418268,73308.287819764737,69235.605163111191,65162.92250645785,null,81483.826740456789,77409.635403434702,73335.444066412092,69261.25272938954,65187.06139236685,null,81483.826740457065,77409.635403434397,73335.444066411583,69261.252729388681,65187.061392365707,null,81514.000347841735,77438.300330449871,73362.600313057803,69286.900295665851,65211.200278273667]
["REopt LCC",90749.5,86483.7,82217.899999999994,77952.100000000006,73686.3,null,91686.7,87419.3,83151.899999999994,78884.5,74617.2,null,92592.3,88324.9,84057.5,79790.100000000006,75522.7,null,96246.1,91977.2,87708.2,83439.3,79170.3]
[]
["TMY_medPVBatt_MedDiesel_44_PBD_business",100,95,90,85,80,"TMY_medPVBatt_MedDiesel_44_PBD_nrel",100,95,90,85,80,"TMY_medPVBatt_MedDiesel_44_PBD_average",100,95,90,85,80,"TMY_medPVBatt_MedDiesel_44_PBD_residential",100,95,90,85,80]
["PV kW",8.5540000000000003,8.5540000000000003,8.5540000000000003,8.5540000000000003,8.5540000000000003,null,5.6790000000000003,5.6790000000000003,5.6790000000000003,5.6790000000000003,5.6790000000000003,null,5.0259999999999998,5.0259999999999998,5.0259999999999998,5.0259999999999998,5.0259999999999998,null,3.5310000000000001,3.5310000000000001,3.5310000000000001,3.5310000000000001,3.5310000000000001]
["Battery kW",0,0,0,0,0,null,0,0,0,0,0,null,0,0,0,0,0,null,6.2E-2,6.2E-2,6.2E-2,6.2E-2,6.2E-2]
["Battery kWh",0,0,0,0,0,null,0,0,0,0,0,null,0,0,0,0,0,null,0.26700000000000002,0.26700000000000002,0.26700000000000002,0.26700000000000002,0.26700000000000002]
["Generator kW",6,6,6,6,6,null,7,7,7,7,7,null,8,8,8,8,8,null,12,12,12,12,12]
["PV capital cost",15396.57,15396.57,15396.57,15396.57,15396.57,null,10221.894,10221.894,10221.894,10221.894,10221.894,null,9046.0619999999999,9046.0619999999999,9046.0619999999999,9046.0619999999999,9046.0619999999999,null,6355.7459999999992,6356.34,6355.7459999999992,6355.7459999999992,6355.7459999999992]
["PV O&M",2621.593595288808,2621.593595288808,2621.593595288808,2621.593595288808,2621.593595288808,null,1740.4949181617139,1740.4949181617139,1740.4949181617139,1740.4949181617139,1740.4949181617139,null,1540.284505041413,1540.284505041413,1540.284505041413,1540.284505041413,1540.284505041413,null,1082.200971182702,1082.3021123196961,1082.200971182702,1082.200971182702,1082.200971182702]
["Battery capital cost",0,0,0,0,0,null,4.4807600739999996E-9,0,0,0,0,null,0,0,0,0,0,null,253.72697398393049,253.1376001569555,253.72697398393049,253.72697398393049,253.72697398393049]
["Battery O&M",0,0,0,0,0,null,1.35832632118042E-9,0,0,0,0,null,0,0,0,0,0,null,56.911045077270003,56.778872000516998,56.911045077270003,56.911045077270003,56.911045077270003]
["Diesel capital cost",3325.32,3325.32,3325.32,3325.32,3325.32,null,3879.54,3879.54,3879.54,3879.54,3879.54,null,4433.76,4433.76,4433.76,4433.76,4433.76,null,6650.64,6650.64,6650.64,6650.64,6650.64]
["Diesel O&M (kW)",1277.0345580000001,1277.0345580000001,1277.0345580000001,1277.0345580000001,1277.0345580000001,null,1489.8736510000001,1489.8736510000001,1489.8736510000001,1489.8736510000001,1489.8736510000001,null,1702.7127439999999,1702.7127439999999,1702.7127439999999,1702.7127439999999,1702.7127439999999,null,2554.0691160000001,2554.0691160000001,2554.0691160000001,2554.0691160000001,2554.0691160000001]
["Diesel O&M (kWh)",2117.2732293139302,1924.33627293827,1731.3993165626159,1538.4623601869521,1345.5254089023799,null,2706.8225576374261,2513.8141298943519,2320.805702151255,2127.7972744081521,1934.788846665047,null,2847.3549239527028,2654.3464962095909,2461.3380684664771,2268.3296407233652,2075.321212980255,null,3178.8750700630558,2985.804024925565,2792.715324587869,2599.635396775212,2406.5554927968119]
["Fuel cost",51211.029491661837,46544.413947579698,41877.798403497683,37211.182859415429,32544.567438472721,null,65470.60998489226,60802.265744554134,56133.921504215432,51465.57726387657,46797.233023537672,null,68869.70229676961,64201.358056430538,59533.013816091421,54864.669575752363,50196.325335413312,null,76888.264919902853,72218.406136619698,67548.12032249046,62878.046691669617,58207.973637334027]
["REopt LCC",75950.7,71091,66231.3,61371.5,56511.8,null,85511.6,80650.100000000006,75788.5,70927,66065.5,null,88442.4,83580.800000000003,78719.3,73857.8,68996.2,null,97023,92159.9,87296.4,82433,77569.7]
[]
["TMY_medPVBatt_MedDiesel_44_PB_business",100,95,90,85,80,"TMY_medPVBatt_MedDiesel_44_PB_nrel",100,95,90,85,80,"TMY_medPVBatt_MedDiesel_44_PB_average",100,95,90,85,80,"TMY_medPVBatt_MedDiesel_44_PB_residential",100,95,90,85,80]
["PV kW",34.201999999999998,23.837,19.173999999999999,17.707999999999998,16.274999999999999,null,36.052999999999997,24.548999999999999,19.867999999999999,18.105,16.844999999999999,null,35.987000000000002,24.553000000000001,20.192,18.302,17.064,null,36.783000000000001,24.917999999999999,21.149000000000001,19.308,17.780999999999999]
["Battery kW",4.76,4.76,4.76,3.6680000000000001,3.0670000000000002,null,6.0780000000000003,5.8639999999999999,5.5030000000000001,4.8380000000000001,4.327,null,6.78,6.78,6.2039999999999997,5.4480000000000004,4.74,null,10.62,10.62,9.3339999999999996,7.734,6.7270000000000003]
["Battery kWh",132.214,33.331000000000003,31.9,28.559000000000001,25.173999999999999,null,146.97900000000001,48.542999999999999,47.406999999999996,44.290999999999997,40.295000000000002,null,149.63999999999999,50.686,49.197000000000003,46.198,42.259,null,158.465,58.228999999999999,55.996000000000002,52.601999999999997,48.936999999999998]
["Generator kW",0,0,0,0,0,null,0,0,0,0,0,null,0,0,0,0,0,null,0,0,0,0,0]
["PV capital cost",61563.6,42906.06,34512.300000000003,31875.119999999999,29295.18,null,64895.400000000009,44187.839999999997,35762.76,32588.82,30320.82,null,64776.240000000013,44194.68,36345.599999999999,32943.42,30715.919999999998,null,66209.58,44852.759999999987,38068.92,34753.68,32005.439999999999]
["PV O&M",10482.512628651841,7305.6695156828646,5876.4533034751203,5427.4173040529286,4988.1276323773918,null,11049.82246069776,7523.9198297832963,6089.3707212613444,5548.9399125922082,5162.7646622530083,null,11029.53293564026,7525.0844853001936,6188.6116308326409,5609.3181064944483,5230.0388427684484,null,11273.58956408875,7637.1366055573444,6482.0435234316492,5917.553383689793,5449.6070565327364]
["Battery capital cost",97862.207333800005,28436.523243799998,27431.467093800002,23931.4289669067,20918.350507740852,null,109622.5484897713,40284.707246661201,39104.885808707149,36214.269533577251,32868.23183127815,null,112233.60088889999,42757.786858899999,41103.537945028853,38198.165430806701,34683.327155916653,null,122491.2868481,52115.310408099998,49187.990386514153,45111.967887386651,41473.824889385003]
["Battery O&M",28140.307841901998,7094.1610926923004,6789.4819310628009,6078.4929408962998,5358.0113271820001,null,31282.877050046998,10331.826807589699,10090.020314032399,9426.962687609499,8576.4151041628993,null,31849.241876519998,10787.8984160701,10471.0235744117,9832.655282776801,8994.3246632684004,null,33727.546872245002,12393.322410659801,11918.1591355373,11195.7194021674,10415.664126322399]
["Diesel capital cost",0,0,0,0,0,null,0,0,0,0,0,null,0,0,0,0,0,null,0,0,0,0,0]
["Diesel O&M (kW)",0,0,0,0,0,null,0,0,0,0,0,null,0,0,0,0,0,null,0,0,0,0,0]
["Diesel O&M (kWh)",0,0,0,0,0,null,0,0,0,0,0,null,0,0,0,0,0,null,0,0,0,0,0]
["Fuel cost",0,0,0,0,0,null,0,0,0,0,0,null,0,0,0,0,0,null,0,0,0,0,0]
["REopt LCC",198049,85742.7,74610,67312.7,60559.9,null,216851,102329,91047.3,83779.3,76928.399999999994,null,219889,105266,94109,86583.8,79623.7,null,233702,116999,105657,96979.1,89344.8]
[]
["TMY_medPVBatt_MedDiesel_44_D_business",100,95,90,85,80,"TMY_medPVBatt_MedDiesel_44_D_nrel",100,95,90,85,80,"TMY_medPVBatt_MedDiesel_44_D_average",100,95,90,85,80,"TMY_medPVBatt_MedDiesel_44_D_residential",100,95,90,85,80]
["PV kW",0,0,0,0,0,null,0,0,0,0,0,null,0,0,0,0,0,null,0,0,0,0,0]
["Battery kW",0,0,0,0,0,null,0,0,0,0,0,null,0,0,0,0,0,null,0,0,0,0,0]
["Battery kWh",0,0,0,0,0,null,0,0,0,0,0,null,0,0,0,0,0,null,0,0,0,0,0]
["Generator kW",6,6,6,6,6,null,7,7,7,7,7,null,8,8,8,8,8,null,12,12,12,12,12]
["PV capital cost",0,0,0,0,0,null,0,0,0,0,0,null,0,0,0,0,0,null,0,0,0,0,0]
["PV O&M",0,0,0,0,0,null,0,0,0,0,0,null,0,0,0,0,0,null,0,0,0,0,0]
["Battery capital cost",0,0,0,0,0,null,0,0,0,0,0,null,0,0,0,0,0,null,0,0,0,0,0]
["Battery O&M",0,0,0,0,0,null,0,0,0,0,0,null,0,0,0,0,0,null,0,0,0,0,0]
["Diesel capital cost",3325.32,3325.32,3325.32,3325.32,3325.32,null,3879.54,3879.54,3879.54,3879.54,3879.54,null,4433.76,4433.76,4433.76,4433.76,4433.76,null,6650.64,6650.64,6650.64,6650.64,6650.64]
["Diesel O&M (kW)",1277.0345580000001,1277.0345580000001,1277.0345580000001,1277.0345580000001,1277.0345580000001,null,1489.8736510000001,1489.8736510000001,1489.8736510000001,1489.8736510000001,1489.8736510000001,null,1702.7127439999999,1702.7127439999999,1702.7127439999999,1702.7127439999999,1702.7127439999999,null,2554.0691160000001,2554.0691160000001,2554.0691160000001,2554.0691160000001,2554.0691160000001]
["Diesel O&M (kWh)",3858.7391275132431,3665.8021711376141,3472.8652147619518,3279.9282583862901,3086.9913020106392,null,3860.1685548619098,3667.1601271188388,3474.151699375765,3281.1432716326822,3088.1348438895948,null,3860.1685548619221,3667.1601271188342,3474.1516993757391,3281.1432716326431,3088.1348438895411,null,3861.5979822105428,3668.518083100028,3475.4381839894991,3282.3582848789779,3089.2783857684481]
["Fuel cost",93332.310881644036,88665.695337562647,83999.079793480458,79332.464249398239,74665.848705316283,null,93366.884806773407,88698.540566435317,84030.196326097168,79361.852085758816,74693.507845420361,null,93366.884806773713,88698.540566435229,84030.196326096557,79361.852085757899,74693.507845419052,null,93401.458731901992,88731.385795307186,84061.312858712059,79391.239922117107,74721.166985521937]
["REopt LCC",101797,96937.1,92077.4,87217.7,82357.899999999994,null,102600,97738.4,92876.800000000003,88015.3,83153.8,null,103367,98505.4,93643.8,88782.3,83920.8,null,106471,101608,96744.3,91881,87017.7]
[]
["TMY_medPVBatt_MedDiesel_36_PBD_business",100,95,90,85,80,"TMY_medPVBatt_MedDiesel_36_PBD_nrel",100,95,90,85,80,"TMY_medPVBatt_MedDiesel_36_PBD_average",100,95,90,85,80,"TMY_medPVBatt_MedDiesel_36_PBD_residential",100,95,90,85,80]
["PV kW",7.7869999999999999,7.7869999999999999,7.7869999999999999,7.7869999999999999,7.7869999999999999,null,5.1619999999999999,5.1619999999999999,5.1619999999999999,5.1619999999999999,5.1619999999999999,null,4.556,4.556,4.556,4.556,4.556,null,3.2229999999999999,3.2229999999999999,3.2229999999999999,3.2229999999999999,3.2229999999999999]
["Battery kW",0,0,0,0,0,null,0,0,0,0,0,null,0,0,0,0,0,null,0,0,0,0,0]
["Battery kWh",0,0,0,0,0,null,0,0,0,0,0,null,0,0,0,0,0,null,0,0,0,0,0]
["Generator kW",6,6,6,6,6,null,7,7,7,7,7,null,8,8,8,8,8,null,12,12,12,12,12]
["PV capital cost",14017.266,14017.266,14017.266,14017.266,14017.266,null,9291.7620000000006,9291.7620000000006,9291.7620000000006,9291.7620000000006,9291.7620000000006,null,8201.25,8201.25,8201.25,8201.25,8201.25,null,5801.5259999999998,5801.5259999999998,5801.5259999999998,5801.5259999999998,5801.5259999999998]
["PV O&M",2386.7377454237908,2386.7377454237908,2386.7377454237908,2386.7377454237908,2386.7377454237908,null,1582.1201571614929,1582.1201571614929,1582.1201571614929,1582.1201571614929,1582.1201571614929,null,1396.437289173,1396.437289173,1396.437289173,1396.437289173,1396.437289173,null,987.83322548473438,987.83322548473438,987.83322548473438,987.83322548473438,987.83322548473438]
["Battery capital cost",0,0,0,0,0,null,0,0,0,0,0,null,0,0,0,0,0,null,0,0,0,0,0]
["Battery O&M",0,0,0,0,0,null,0,0,0,0,0,null,0,0,0,0,0,null,0,0,0,0,0]
["Diesel capital cost",3325.32,3325.32,3325.32,3325.32,3325.32,null,3879.54,3879.54,3879.54,3879.54,3879.54,null,4433.76,4433.76,4433.76,4433.76,4433.76,null,6650.64,6650.64,6650.64,6650.64,6650.64]
["Diesel O&M (kW)",1277.0345580000001,1277.0345580000001,1277.0345580000001,1277.0345580000001,1277.0345580000001,null,1489.8736510000001,1489.8736510000001,1489.8736510000001,1489.8736510000001,1489.8736510000001,null,1702.7127439999999,1702.7127439999999,1702.7127439999999,1702.7127439999999,1702.7127439999999,null,2554.0691160000001,2554.0691160000001,2554.0691160000001,2554.0691160000001,2554.0691160000001]
["Diesel O&M (kWh)",2187.5714302246888,1994.6344742406509,1801.6975174733691,1608.7605609606401,1415.823607463393,null,2754.2088197701378,2561.2003920270481,2368.1919642839512,2175.1835365408469,1982.175108797742,null,2890.7227733651471,2697.7143456220329,2504.7059178789168,2311.697490135808,2118.6890623926929,null,3220.7281951103878,3027.6482959998548,2834.5683968893218,2641.4884977787901,2448.4085986682612]
["Fuel cost",43291.104602064413,39472.964619201783,35654.824620839063,31836.684627513871,28018.544693863769,null,54504.616610553749,50685.062232094933,46865.507853635987,43045.95347517691,39226.399096717832,null,57206.169466414482,53386.615087955222,49567.060709495898,45747.506331036711,41927.951952577423,null,63736.83586415321,59915.867097848,56094.898331542798,52273.929565237617,48452.960798932538]
["REopt LCC",66487,62475.7,58464.5,54453.2,50441.9,null,73504.600000000006,69491.8,65479.1,61466.3,57453.599999999999,null,75833.600000000006,71820.800000000003,67808.100000000006,63795.3,59782.6,null,82954.3,78940.100000000006,74925.8,70911.600000000006,66897.399999999994]
[]
["TMY_medPVBatt_MedDiesel_36_PB_business",100,95,90,85,80,"TMY_medPVBatt_MedDiesel_36_PB_nrel",100,95,90,85,80,"TMY_medPVBatt_MedDiesel_36_PB_average",100,95,90,85,80,"TMY_medPVBatt_MedDiesel_36_PB_residential",100,95,90,85,80]
["PV kW",34.201999999999998,23.837,19.173999999999999,17.707999999999998,16.274999999999999,null,36.052999999999997,24.548999999999999,19.867999999999999,18.105,16.844999999999999,null,35.987000000000002,24.553000000000001,20.192,18.302,17.064,null,36.783000000000001,24.917999999999999,21.149000000000001,19.308,17.780999999999999]
["Battery kW",4.76,4.76,4.76,3.6680000000000001,3.0670000000000002,null,6.0780000000000003,5.8639999999999999,5.5030000000000001,4.8380000000000001,4.327,null,6.78,6.78,6.2039999999999997,5.4480000000000004,4.74,null,10.62,10.62,9.3339999999999996,7.734,6.7270000000000003]
["Battery kWh",132.214,33.331000000000003,31.9,28.559000000000001,25.173999999999999,null,146.97900000000001,48.542999999999999,47.406999999999996,44.290999999999997,40.295000000000002,null,149.63999999999999,50.686,49.197000000000003,46.198,42.259,null,158.465,58.228999999999999,55.996000000000002,52.601999999999997,48.936999999999998]
["Generator kW",0,0,0,0,0,null,0,0,0,0,0,null,0,0,0,0,0,null,0,0,0,0,0]
["PV capital cost",61563.6,42906.06,34512.300000000003,31875.119999999999,29295.18,null,64895.400000000009,44187.839999999997,35762.76,32588.82,30320.82,null,64776.240000000013,44194.68,36345.599999999999,32943.42,30715.919999999998,null,66209.58,44852.759999999987,38068.92,34753.68,32005.439999999999]
["PV O&M",10482.512628651841,7305.6695156828646,5876.4533034751203,5427.4173040529286,4988.1276323773918,null,11049.82246069776,7523.9198297832963,6089.3707212613444,5548.9399125922082,5162.7646622530083,null,11029.53293564026,7525.0844853001936,6188.6116308326409,5609.3181064944483,5230.0388427684484,null,11273.58956408875,7637.1366055573444,6482.0435234316492,5917.553383689793,5449.6070565327364]
["Battery capital cost",97862.207333800005,28436.523243799998,27431.467093800002,23931.4289669067,20918.350507740852,null,109622.5484897713,40284.707246661201,39104.885808707149,36214.269533577251,32868.23183127815,null,112233.60088889999,42757.786858899999,41103.537945028853,38198.165430806701,34683.327155916653,null,122491.2868481,52115.310408099998,49187.990386514153,45111.967887386651,41473.824889385003]
["Battery O&M",28140.307841901998,7094.1610926923004,6789.4819310628009,6078.4929408962998,5358.0113271820001,null,31282.877050046998,10331.826807589699,10090.020314032399,9426.962687609499,8576.4151041628993,null,31849.241876519998,10787.8984160701,10471.0235744117,9832.655282776801,8994.3246632684004,null,33727.546872245002,12393.322410659801,11918.1591355373,11195.7194021674,10415.664126322399]
["Diesel capital cost",0,0,0,0,0,null,0,0,0,0,0,null,0,0,0,0,0,null,0,0,0,0,0]
["Diesel O&M (kW)",0,0,0,0,0,null,0,0,0,0,0,null,0,0,0,0,0,null,0,0,0,0,0]
["Diesel O&M (kWh)",0,0,0,0,0,null,0,0,0,0,0,null,0,0,0,0,0,null,0,0,0,0,0]
["Fuel cost",0,0,0,0,0,null,0,0,0,0,0,null,0,0,0,0,0,null,0,0,0,0,0]
["REopt LCC",198049,85742.7,74610,67312.7,60559.9,null,216851,102329,91047.3,83779.3,76928.399999999994,null,219889,105266,94109,86583.8,79623.7,null,233702,116999,105657,96979.1,89344.8]
[]
["TMY_medPVBatt_MedDiesel_36_D_business",100,95,90,85,80,"TMY_medPVBatt_MedDiesel_36_D_nrel",100,95,90,85,80,"TMY_medPVBatt_MedDiesel_36_D_average",100,95,90,85,80,"TMY_medPVBatt_MedDiesel_36_D_residential",100,95,90,85,80]
["PV kW",0,0,0,0,0,null,0,0,0,0,0,null,0,0,0,0,0,null,0,0,0,0,0]
["Battery kW",0,0,0,0,0,null,0,0,0,0,0,null,0,0,0,0,0,null,0,0,0,0,0]
["Battery kWh",0,0,0,0,0,null,0,0,0,0,0,null,0,0,0,0,0,null,0,0,0,0,0]
["Generator kW",6,6,6,6,6,null,7,7,7,7,7,null,8,8,8,8,8,null,12,12,12,12,12]
["PV capital cost",0,0,0,0,0,null,0,0,0,0,0,null,0,0,0,0,0,null,0,0,0,0,0]
["PV O&M",0,0,0,0,0,null,0,0,0,0,0,null,0,0,0,0,0,null,0,0,0,0,0]
["Battery capital cost",0,0,0,0,0,null,0,0,0,0,0,null,0,0,0,0,0,null,0,0,0,0,0]
["Battery O&M",0,0,0,0,0,null,0,0,0,0,0,null,0,0,0,0,0,null,0,0,0,0,0]
["Diesel capital cost",3325.32,3325.32,3325.32,3325.32,3325.32,null,3879.54,3879.54,3879.54,3879.54,3879.54,null,4433.76,4433.76,4433.76,4433.76,4433.76,null,6650.64,6650.64,6650.64,6650.64,6650.64]
["Diesel O&M (kW)",1277.0345580000001,1277.0345580000001,1277.0345580000001,1277.0345580000001,1277.0345580000001,null,1489.8736510000001,1489.8736510000001,1489.8736510000001,1489.8736510000001,1489.8736510000001,null,1702.7127439999999,1702.7127439999999,1702.7127439999999,1702.7127439999999,1702.7127439999999,null,2554.0691160000001,2554.0691160000001,2554.0691160000001,2554.0691160000001,2554.0691160000001]
["Diesel O&M (kWh)",3858.7391275132431,3665.8021711376141,3472.8652147619518,3279.9282583862901,3086.9913020106392,null,3860.1685548619098,3667.1601271188401,3474.1516993757682,3281.143271632684,3088.1348438895948,null,3860.1685548619221,3667.160127118836,3474.15169937574,3281.1432716326431,3088.1348438895411,null,3861.5979822105428,3668.518083100028,3475.4381839895,3282.3582848789779,3089.2783857684481]
["Fuel cost",76362.79981225419,72544.659821642155,68726.519831029436,64908.379840416732,61090.239849804253,null,76391.087569178257,72571.533190719856,68751.978812261397,64932.42443380272,61112.870055343912,null,76391.087569178504,72571.533190719769,68751.978812260844,64932.424433801898,61112.870055342872,null,76419.37532610161,72598.406559796771,68777.437793491699,64956.469027186708,61135.500260881578]
["REopt LCC",84827.4,80816.100000000006,76804.800000000003,72793.600000000006,68782.3,null,85624.1,81611.399999999994,77598.600000000006,73585.899999999994,69573.100000000006,null,86391.1,82378.399999999994,78365.600000000006,74352.899999999994,70340.100000000006,null,89488.9,85474.7,81460.5,77446.2,73432]
[]
["TMY_medPVBatt_MedDiesel_32_PBD_business",100,95,90,85,80,"TMY_medPVBatt_MedDiesel_32_PBD_nrel",100,95,90,85,80,"TMY_medPVBatt_MedDiesel_32_PBD_average",100,95,90,85,80,"TMY_medPVBatt_MedDiesel_32_PBD_residential",100,95,90,85,80]
["PV kW",7.3079999999999998,7.3079999999999998,7.3079999999999998,7.3079999999999998,7.3079999999999998,null,4.9059999999999997,4.9059999999999997,4.9059999999999997,4.9059999999999997,4.9059999999999997,null,4.3579999999999997,4.3579999999999997,4.3579999999999997,4.3579999999999997,4.3579999999999997,null,3.032,3.032,3.032,3.032,3.032]
["Battery kW",0,0,0,0,0,null,0,0,0,0,0,null,0,0,0,0,0,null,0,0,0,0,0]
["Battery kWh",0,0,0,0,0,null,0,0,0,0,0,null,0,0,0,0,0,null,0,0,0,0,0]
["Generator kW",6,6,6,6,6,null,7,7,7,7,7,null,8,8,8,8,8,null,12,12,12,12,12]
["PV capital cost",13154.724,13154.724,13154.724,13154.724,13154.724,null,8830.4040000000005,8830.4040000000005,8830.4040000000005,8830.4040000000005,8830.4040000000005,null,7844.598,7844.598,7844.598,7844.598,7844.598,null,5458.3559999999998,5458.3559999999998,5458.3559999999998,5458.3559999999998,5458.3559999999998]
["PV O&M",2239.871619860266,2239.871619860266,2239.871619860266,2239.871619860266,2239.871619860266,null,1503.564142546858,1503.564142546858,1503.564142546858,1503.564142546858,1503.564142546858,null,1335.709698615691,1335.709698615691,1335.709698615691,1335.709698615691,1335.709698615691,null,929.40123224888657,929.40123224888657,929.40123224888657,929.40123224888657,929.40123224888657]
["Battery capital cost",0,0,0,0,0,null,0,0,0,0,0,null,0,0,0,0,0,null,0,0,0,0,0]
["Battery O&M",0,0,0,0,0,null,0,0,0,0,0,null,0,0,0,0,0,null,0,0,0,0,0]
["Diesel capital cost",3325.32,3325.32,3325.32,3325.32,3325.32,null,3879.54,3879.54,3879.54,3879.54,3879.54,null,4433.76,4433.76,4433.76,4433.76,4433.76,null,6650.64,6650.64,6650.64,6650.64,6650.64]
["Diesel O&M (kW)",1277.0345580000001,1277.0345580000001,1277.0345580000001,1277.0345580000001,1277.0345580000001,null,1489.8736510000001,1489.8736510000001,1489.8736510000001,1489.8736510000001,1489.8736510000001,null,1702.7127439999999,1702.7127439999999,1702.7127439999999,1702.7127439999999,1702.7127439999999,null,2554.0691160000001,2554.0691160000001,2554.0691160000001,2554.0691160000001,2554.0691160000001]
["Diesel O&M (kWh)",2238.6784038058422,2045.741446842751,1852.804491054532,1659.867534678878,1466.9305688063209,null,2781.7866127829288,2588.7781850398351,2395.7697572967418,2202.7613295536389,2009.752901810534,null,2911.9654859349371,2718.957058191826,2525.9486304487132,2332.9402027055989,2139.9317749624879,null,3241.299538711381,3048.219639600848,2855.1397404903159,2662.0598413797879,2468.979942269259]
["Fuel cost",39379.990923272693,35986.088699061424,32592.186495517009,29198.284281639179,25804.381900703898,null,48933.661653071511,45538.50220555249,42143.342758033497,38748.183310514331,35353.023862995142,null,51223.603269702427,47828.443822183122,44433.284374663781,41038.124927144432,37642.965479625142,null,57016.830196362782,53620.413515202592,50223.996834042453,46827.58015288235,43431.163471722241]
["REopt LCC",61617.599999999999,58030.6,54443.6,50856.6,47269.5,null,67421.3,63832.9,60244.6,56656.2,53067.9,null,69454.899999999994,65866.5,62278.2,58689.8,55101.5,null,75853.3,72263.600000000006,68673.899999999994,65084.2,61494.5]
[]
["TMY_medPVBatt_MedDiesel_32_PB_business",100,95,90,85,80,"TMY_medPVBatt_MedDiesel_32_PB_nrel",100,95,90,85,80,"TMY_medPVBatt_MedDiesel_32_PB_average",100,95,90,85,80,"TMY_medPVBatt_MedDiesel_32_PB_residential",100,95,90,85,80]
["PV kW",34.201999999999998,23.837,19.173999999999999,17.707999999999998,16.274999999999999,null,36.052999999999997,24.548999999999999,19.867999999999999,18.105,16.844999999999999,null,35.987000000000002,24.553000000000001,20.192,18.302,17.064,null,36.783000000000001,24.917999999999999,21.149000000000001,19.308,17.780999999999999]
["Battery kW",4.76,4.76,4.76,3.6680000000000001,3.0670000000000002,null,6.0780000000000003,5.8639999999999999,5.5030000000000001,4.8380000000000001,4.327,null,6.78,6.78,6.2039999999999997,5.4480000000000004,4.74,null,10.62,10.62,9.3339999999999996,7.734,6.7270000000000003]
["Battery kWh",132.214,33.331000000000003,31.9,28.559000000000001,25.173999999999999,null,146.97900000000001,48.542999999999999,47.406999999999996,44.290999999999997,40.295000000000002,null,149.63999999999999,50.686,49.197000000000003,46.198,42.259,null,158.465,58.228999999999999,55.996000000000002,52.601999999999997,48.936999999999998]
["Generator kW",0,0,0,0,0,null,0,0,0,0,0,null,0,0,0,0,0,null,0,0,0,0,0]
["PV capital cost",61563.6,42906.06,34512.300000000003,31875.119999999999,29295.18,null,64895.400000000009,44187.839999999997,35762.76,32588.82,30320.82,null,64776.240000000013,44194.68,36345.599999999999,32943.42,30715.919999999998,null,66209.58,44852.759999999987,38068.92,34753.68,32005.439999999999]
["PV O&M",10482.512628651841,7305.6695156828646,5876.4533034751203,5427.4173040529286,4988.1276323773918,null,11049.82246069776,7523.9198297832963,6089.3707212613444,5548.9399125922082,5162.7646622530083,null,11029.53293564026,7525.0844853001936,6188.6116308326409,5609.3181064944483,5230.0388427684484,null,11273.58956408875,7637.1366055573444,6482.0435234316492,5917.553383689793,5449.6070565327364]
["Battery capital cost",97862.207333800005,28436.523243799998,27431.467093800002,23931.4289669067,20918.350507740852,null,109622.5484897713,40284.707246661201,39104.885808707149,36214.269533577251,32868.23183127815,null,112233.60088889999,42757.786858899999,41103.537945028853,38198.165430806701,34683.327155916653,null,122491.2868481,52115.310408099998,49187.990386514153,45111.967887386651,41473.824889385003]
["Battery O&M",28140.307841901998,7094.1610926923004,6789.4819310628009,6078.4929408962998,5358.0113271820001,null,31282.877050046998,10331.826807589699,10090.020314032399,9426.962687609499,8576.4151041628993,null,31849.241876519998,10787.8984160701,10471.0235744117,9832.655282776801,8994.3246632684004,null,33727.546872245002,12393.322410659801,11918.1591355373,11195.7194021674,10415.664126322399]
["Diesel capital cost",0,0,0,0,0,null,0,0,0,0,0,null,0,0,0,0,0,null,0,0,0,0,0]
["Diesel O&M (kW)",0,0,0,0,0,null,0,0,0,0,0,null,0,0,0,0,0,null,0,0,0,0,0]
["Diesel O&M (kWh)",0,0,0,0,0,null,0,0,0,0,0,null,0,0,0,0,0,null,0,0,0,0,0]
["Fuel cost",0,0,0,0,0,null,0,0,0,0,0,null,0,0,0,0,0,null,0,0,0,0,0]
["REopt LCC",198049,85742.7,74610,67312.7,60559.9,null,216851,102329,91047.3,83779.3,76928.399999999994,null,219889,105266,94109,86583.8,79623.7,null,233702,116999,105657,96979.1,89344.8]
[]
["TMY_medPVBatt_MedDiesel_32_D_business",100,95,90,85,80,"TMY_medPVBatt_MedDiesel_32_D_nrel",100,95,90,85,80,"TMY_medPVBatt_MedDiesel_32_D_average",100,95,90,85,80,"TMY_medPVBatt_MedDiesel_32_D_residential",100,95,90,85,80]
["PV kW",0,0,0,0,0,null,0,0,0,0,0,null,0,0,0,0,0,null,0,0,0,0,0]
["Battery kW",0,0,0,0,0,null,0,0,0,0,0,null,0,0,0,0,0,null,0,0,0,0,0]
["Battery kWh",0,0,0,0,0,null,0,0,0,0,0,null,0,0,0,0,0,null,0,0,0,0,0]
["Generator kW",6,6,6,6,6,null,7,7,7,7,7,null,8,8,8,8,8,null,12,12,12,12,12]
["PV capital cost",0,0,0,0,0,null,0,0,0,0,0,null,0,0,0,0,0,null,0,0,0,0,0]
["PV O&M",0,0,0,0,0,null,0,0,0,0,0,null,0,0,0,0,0,null,0,0,0,0,0]
["Battery capital cost",0,0,0,0,0,null,0,0,0,0,0,null,0,0,0,0,0,null,0,0,0,0,0]
["Battery O&M",0,0,0,0,0,null,0,0,0,0,0,null,0,0,0,0,0,null,0,0,0,0,0]
["Diesel capital cost",3325.32,3325.32,3325.32,3325.32,3325.32,null,3879.54,3879.54,3879.54,3879.54,3879.54,null,4433.76,4433.76,4433.76,4433.76,4433.76,null,6650.64,6650.64,6650.64,6650.64,6650.64]
["Diesel O&M (kW)",1277.0345580000001,1277.0345580000001,1277.0345580000001,1277.0345580000001,1277.0345580000001,null,1489.8736510000001,1489.8736510000001,1489.8736510000001,1489.8736510000001,1489.8736510000001,null,1702.7127439999999,1702.7127439999999,1702.7127439999999,1702.7127439999999,1702.7127439999999,null,2554.0691160000001,2554.0691160000001,2554.0691160000001,2554.0691160000001,2554.0691160000001]
["Diesel O&M (kWh)",3858.7391275132431,3665.802171137615,3472.8652147619532,3279.9282583862901,3086.9913020106392,null,3860.1685548619098,3667.1601271188401,3474.1516993757668,3281.1432716326849,3088.1348438895948,null,3860.1685548619221,3667.160127118836,3474.15169937574,3281.1432716326431,3088.1348438895411,null,3861.5979822105428,3668.518083100028,3475.4381839894991,3282.3582848789788,3089.2783857684481]
["Fuel cost",67878.044277559296,64484.142063681931,61090.239849803991,57696.337635926,54302.435422048213,null,67903.188950380674,64508.029502862082,61112.870055343446,57717.710607824651,54322.551160305709,null,67903.188950380878,64508.029502862017,61112.870055342981,57717.710607823909,54322.551160304771,null,67928.333623201455,64531.916942041578,61135.500260881498,57739.083579721548,54342.666898561409]
["REopt LCC",76342.600000000006,72755.600000000006,69168.600000000006,65581.5,61994.5,null,77136.2,73547.899999999994,69959.5,66371.199999999997,62782.8,null,77903.199999999997,74314.899999999994,70726.5,67138.2,63549.8,null,80997.899999999994,77408.2,73818.5,70228.800000000003,66639.199999999997]
[]
["TMY_medPVBatt_LowDiesel_44_PBD_business",100,95,90,85,80,"TMY_medPVBatt_LowDiesel_44_PBD_nrel",100,95,90,85,80,"TMY_medPVBatt_LowDiesel_44_PBD_average",100,95,90,85,80,"TMY_medPVBatt_LowDiesel_44_PBD_residential",100,95,90,85,80]
["PV kW",7.7119999999999997,7.7119999999999997,7.7119999999999997,7.7119999999999997,7.7119999999999997,null,5.1269999999999998,5.1269999999999998,5.1269999999999998,5.1269999999999998,5.1269999999999998,null,4.5209999999999999,4.5209999999999999,4.5209999999999999,4.5209999999999999,4.5209999999999999,null,3.1949999999999998,3.1949999999999998,3.1949999999999998,3.1949999999999998,3.1949999999999998]
["Battery kW",0,0,0,0,0,null,0,0,0,0,0,null,0,0,0,0,0,null,0,0,0,0,0]
["Battery kWh",0,0,0,0,0,null,0,0,0,0,0,null,0,0,0,0,0,null,0,0,0,0,0]
["Generator kW",6,6,6,6,6,null,7,7,7,7,7,null,8,8,8,8,8,null,12,12,12,12,12]
["PV capital cost",13882.212,13882.212,13882.212,13882.212,13882.212,null,9228.4920000000002,9228.4920000000002,9228.4920000000002,9228.4920000000002,9228.4920000000002,null,8137.9980000000014,8137.9980000000014,8137.9980000000014,8137.9980000000014,8137.9980000000014,null,5751.2520000000004,5751.2520000000004,5751.2520000000004,5751.2520000000004,5751.2520000000004]
["PV O&M",2363.7419287309731,2363.7419287309731,2363.7419287309731,2363.7419287309731,2363.7419287309731,null,1571.3470936302051,1571.3470936302051,1571.3470936302051,1571.3470936302051,1571.3470936302051,null,1385.667290524651,1385.667290524651,1385.667290524651,1385.667290524651,1385.667290524651,null,979.27300743554906,979.27300743554906,979.27300743554906,979.27300743554906,979.27300743554906]
["Battery capital cost",0,0,0,0,0,null,-3.1834584025411502E-10,0,0,0,0,null,0,0,0,0,0,null,0,0,0,0,0]
["Battery O&M",0,0,0,0,0,null,0,0,0,0,0,null,0,0,0,0,0,null,0,0,0,0,0]
["Diesel capital cost",2493.96,2493.96,2493.96,2493.96,2493.96,null,2909.62,2909.62,2909.62,2909.62,2909.62,null,3325.28,3325.28,3325.28,3325.28,3325.28,null,4987.92,4987.92,4987.92,4987.92,4987.92]
["Diesel O&M (kW)",1277.0345580000001,1277.0345580000001,1277.0345580000001,1277.0345580000001,1277.0345580000001,null,1489.8736510000001,1489.8736510000001,1489.8736510000001,1489.8736510000001,1489.8736510000001,null,1702.7127439999999,1702.7127439999999,1702.7127439999999,1702.7127439999999,1702.7127439999999,null,2554.0691160000001,2554.0691160000001,2554.0691160000001,2554.0691160000001,2554.0691160000001]
["Diesel O&M (kWh)",2195.2528221790039,2002.3158658033419,1809.3789094276849,1616.441953052032,1423.505008699206,null,2757.8079352034251,2564.7995074603318,2371.7910797172381,2178.7826519741379,1985.7742242310319,null,2894.3205932813712,2701.3121655382602,2508.3037377951441,2315.295310052034,2122.286882308922,null,3223.5894845050029,3030.509585394469,2837.429686283936,2644.3497871734062,2451.269888062875]
["Fuel cost",42477.713489889516,38744.421054623759,35011.128619358089,31277.83618409251,27544.54398146629,null,53363.045089010113,49628.369696739217,45893.694304468307,42159.01891219728,38424.343519926151,null,56004.538368960617,52269.862976689386,48535.187584418047,44800.512192146824,41065.836799875571,null,62375.827124962743,58639.768775686542,54903.710426410362,51167.652077134218,47431.593727858053]
["REopt LCC",64691.9,60765.5,56839.1,52912.6,48986.2,null,71322.600000000006,67394.8,63466.9,59539,55611.199999999997,null,73453,69525.2,65597.3,61669.4,57741.599999999999,null,79874.600000000006,75945.3,72016,68086.600000000006,64157.3]
[]
["TMY_medPVBatt_LowDiesel_44_PB_business",100,95,90,85,80,"TMY_medPVBatt_LowDiesel_44_PB_nrel",100,95,90,85,80,"TMY_medPVBatt_LowDiesel_44_PB_average",100,95,90,85,80,"TMY_medPVBatt_LowDiesel_44_PB_residential",100,95,90,85,80]
["PV kW",34.201999999999998,23.837,19.173999999999999,17.707999999999998,16.274999999999999,null,36.052999999999997,24.548999999999999,19.867999999999999,18.105,16.844999999999999,null,35.987000000000002,24.553000000000001,20.192,18.302,17.064,null,36.783000000000001,24.917999999999999,21.149000000000001,19.308,17.780999999999999]
["Battery kW",4.76,4.76,4.76,3.6680000000000001,3.0670000000000002,null,6.0780000000000003,5.8639999999999999,5.5030000000000001,4.8380000000000001,4.327,null,6.78,6.78,6.2039999999999997,5.4480000000000004,4.74,null,10.62,10.62,9.3339999999999996,7.734,6.7270000000000003]
["Battery kWh",132.214,33.331000000000003,31.9,28.559000000000001,25.173999999999999,null,146.97900000000001,48.542999999999999,47.406999999999996,44.290999999999997,40.295000000000002,null,149.63999999999999,50.686,49.197000000000003,46.198,42.259,null,158.465,58.228999999999999,55.996000000000002,52.601999999999997,48.936999999999998]
["Generator kW",0,0,0,0,0,null,0,0,0,0,0,null,0,0,0,0,0,null,0,0,0,0,0]
["PV capital cost",61563.6,42906.06,34512.300000000003,31875.119999999999,29295.18,null,64895.400000000009,44187.839999999997,35762.76,32588.82,30320.82,null,64776.240000000013,44194.68,36345.599999999999,32943.42,30715.919999999998,null,66209.58,44852.759999999987,38068.92,34753.68,32005.439999999999]
["PV O&M",10482.512628651841,7305.6695156828646,5876.4533034751203,5427.4173040529286,4988.1276323773918,null,11049.82246069776,7523.9198297832963,6089.3707212613444,5548.9399125922082,5162.7646622530083,null,11029.53293564026,7525.0844853001936,6188.6116308326409,5609.3181064944483,5230.0388427684484,null,11273.58956408875,7637.1366055573444,6482.0435234316492,5917.553383689793,5449.6070565327364]
["Battery capital cost",97862.207333800005,28436.523243799998,27431.467093800002,23931.4289669067,20918.350507740852,null,109622.5484897713,40284.707246661201,39104.885808707149,36214.269533577251,32868.23183127815,null,112233.60088889999,42757.786858899999,41103.537945028853,38198.165430806701,34683.327155916653,null,122491.2868481,52115.310408099998,49187.990386514153,45111.967887386651,41473.824889385003]
["Battery O&M",28140.307841901998,7094.1610926923004,6789.4819310628009,6078.4929408962998,5358.0113271820001,null,31282.877050046998,10331.826807589699,10090.020314032399,9426.962687609499,8576.4151041628993,null,31849.241876519998,10787.8984160701,10471.0235744117,9832.655282776801,8994.3246632684004,null,33727.546872245002,12393.322410659801,11918.1591355373,11195.7194021674,10415.664126322399]
["Diesel capital cost",0,0,0,0,0,null,0,0,0,0,0,null,0,0,0,0,0,null,0,0,0,0,0]
["Diesel O&M (kW)",0,0,0,0,0,null,0,0,0,0,0,null,0,0,0,0,0,null,0,0,0,0,0]
["Diesel O&M (kWh)",0,0,0,0,0,null,0,0,0,0,0,null,0,0,0,0,0,null,0,0,0,0,0]
["Fuel cost",0,0,0,0,0,null,0,0,0,0,0,null,0,0,0,0,0,null,0,0,0,0,0]
["REopt LCC",198049,85742.7,74610,67312.7,60559.9,null,216851,102329,91047.3,83779.3,76928.399999999994,null,219889,105266,94109,86583.8,79623.7,null,233702,116999,105657,96979.1,89344.8]
[]
["TMY_medPVBatt_LowDiesel_44_D_business",100,95,90,85,80,"TMY_medPVBatt_LowDiesel_44_D_nrel",100,95,90,85,80,"TMY_medPVBatt_LowDiesel_44_D_average",100,95,90,85,80,"TMY_medPVBatt_LowDiesel_44_D_residential",100,95,90,85,80]
["PV kW",0,0,0,0,0,null,0,0,0,0,0,null,0,0,0,0,0,null,0,0,0,0,0]
["Battery kW",0,0,0,0,0,null,0,0,0,0,0,null,0,0,0,0,0,null,0,0,0,0,0]
["Battery kWh",0,0,0,0,0,null,0,0,0,0,0,null,0,0,0,0,0,null,0,0,0,0,0]
["Generator kW",6,6,6,6,6,null,7,7,7,7,7,null,8,8,8,8,8,null,12,12,12,12,12]
["PV capital cost",0,0,0,0,0,null,0,0,0,0,0,null,0,0,0,0,0,null,0,0,0,0,0]
["PV O&M",0,0,0,0,0,null,0,0,0,0,0,null,0,0,0,0,0,null,0,0,0,0,0]
["Battery capital cost",0,0,0,0,0,null,0,0,0,0,0,null,0,0,0,0,0,null,0,0,0,0,0]
["Battery O&M",0,0,0,0,0,null,0,0,0,0,0,null,0,0,0,0,0,null,0,0,0,0,0]
["Diesel capital cost",2493.96,2493.96,2493.96,2493.96,2493.96,null,2909.62,2909.62,2909.62,2909.62,2909.62,null,3325.28,3325.28,3325.28,3325.28,3325.28,null,4987.92,4987.92,4987.92,4987.92,4987.92]
["Diesel O&M (kW)",1277.0345580000001,1277.0345580000001,1277.0345580000001,1277.0345580000001,1277.0345580000001,null,1489.8736510000001,1489.8736510000001,1489.8736510000001,1489.8736510000001,1489.8736510000001,null,1702.7127439999999,1702.7127439999999,1702.7127439999999,1702.7127439999999,1702.7127439999999,null,2554.0691160000001,2554.0691160000001,2554.0691160000001,2554.0691160000001,2554.0691160000001]
["Diesel O&M (kWh)",3858.7391275132431,3665.8021711376141,3472.8652147619518,3279.9282583862901,3086.9913020106392,null,3860.1685548619098,3667.160127118841,3474.1516993757682,3281.143271632684,3088.1348438895948,null,3860.1685548619221,3667.160127118836,3474.15169937574,3281.1432716326431,3088.1348438895411,null,3861.5979822105428,3668.518083100028,3475.4381839894991,3282.3582848789788,3089.2783857684481]
["Fuel cost",74665.84870531522,70932.556270050089,67199.263834784331,63465.971399518588,59732.678964253028,null,74693.507845418717,70958.832453148309,67224.157060877813,63489.481668607114,59754.80627633629,null,74693.507845418979,70958.832453148207,67224.157060877289,63489.481668606299,59754.806276335243,null,74721.166985521588,70985.108636245728,67249.05028696965,63512.991937693703,59776.933588417538]
["REopt LCC",82299.100000000006,78372.600000000006,74446.2,70519.8,66593.399999999994,null,82956.600000000006,79028.7,75100.899999999994,71173,67245.100000000006,null,83585.100000000006,79657.2,75729.3,71801.5,67873.600000000006,null,86128,82198.7,78269.3,74340,70410.7]
[]
["TMY_medPVBatt_LowDiesel_36_PBD_business",100,95,90,85,80,"TMY_medPVBatt_LowDiesel_36_PBD_nrel",100,95,90,85,80,"TMY_medPVBatt_LowDiesel_36_PBD_average",100,95,90,85,80,"TMY_medPVBatt_LowDiesel_36_PBD_residential",100,95,90,85,80]
["PV kW",7.0869999999999997,7.0869999999999997,7.0869999999999997,7.0869999999999997,7.0869999999999997,null,4.7519999999999998,4.7519999999999998,4.7519999999999998,4.7519999999999998,4.7519999999999998,null,4.08,4.08,4.08,4.08,4.08,null,2.9049999999999998,2.9049999999999998,2.9049999999999998,2.9049999999999998,2.9049999999999998]
["Battery kW",0,0,0,0,0,null,0,0,0,0,0,null,0,0,0,0,0,null,0,0,0,0,0]
["Battery kWh",0,0,0,0,0,null,0,0,0,0,0,null,0,0,0,0,0,null,0,0,0,0,0]
["Generator kW",6,6,6,6,6,null,7,7,7,7,7,null,8,8,8,8,8,null,12,12,12,12,12]
["PV capital cost",12757.157999999999,12757.157999999999,12757.157999999999,12757.157999999999,12757.157999999999,null,8553.8700000000008,8553.8700000000008,8553.8700000000008,8553.8700000000008,8553.8700000000008,null,7343.5499999999993,7343.5499999999993,7343.5499999999993,7343.5499999999993,7343.5499999999993,null,5228.37,5228.37,5228.37,5228.37,5228.37]
["PV O&M",2172.177550382155,2172.177550382155,2172.177550382155,2172.177550382155,2172.177550382155,null,1456.4783459519281,1456.4783459519281,1456.4783459519281,1456.4783459519281,1456.4783459519281,null,1250.3956171201201,1250.3956171201201,1250.3956171201201,1250.3956171201201,1250.3956171201201,null,890.24122293472806,890.24122293472806,890.24122293472806,890.24122293472806,890.24122293472806]
["Battery capital cost",0,0,0,0,0,null,0,0,0,0,0,null,0,0,0,0,0,null,0,0,0,0,0]
["Battery O&M",0,0,0,0,0,null,0,0,0,0,0,null,0,0,0,0,0,null,0,0,0,0,0]
["Diesel capital cost",2493.96,2493.96,2493.96,2493.96,2493.96,null,2909.62,2909.62,2909.62,2909.62,2909.62,null,3325.28,3325.28,3325.28,3325.28,3325.28,null,4987.92,4987.92,4987.92,4987.92,4987.92]
["Diesel O&M (kW)",1277.0345580000001,1277.0345580000001,1277.0345580000001,1277.0345580000001,1277.0345580000001,null,1489.8736510000001,1489.8736510000001,1489.8736510000001,1489.8736510000001,1489.8736510000001,null,1702.7127439999999,1702.7127439999999,1702.7127439999999,1702.7127439999999,1702.7127439999999,null,2554.0691160000001,2554.0691160000001,2554.0691160000001,2554.0691160000001,2554.0691160000001]
["Diesel O&M (kWh)",2264.9263240557102,2071.9893676800489,1879.0524105211391,1686.1154549287289,1493.1785094402039,null,2799.947276948018,2606.9388492049302,2413.9304214618342,2220.9219937187299,2027.9135659756259,null,2945.06124705909,2752.0528193159812,2559.0443915728629,2366.03596382975,2173.0275360866422,null,3256.582458632106,3063.5025589145562,2870.422660411039,2677.3427613005042,2484.2628621899739]
["Fuel cost",35857.539938924499,32803.02794643434,29748.515941544068,26694.003961454091,23639.492141325351,null,44327.808919746982,41272.165416979973,38216.521914212834,35160.878411445578,32105.2349086783,null,46625.203728438188,43569.560225670837,40513.916722903377,37458.273220135961,34402.629717368633,null,51557.101144774097,48500.326122119877,45443.551118685777,42386.776105641598,39330.001092597471]
["REopt LCC",56824.800000000003,53577.2,50329.599999999999,47081.9,43834.3,null,61540.1,58291.199999999997,55042.400000000001,51793.599999999999,48544.7,null,63194.8,59945.9,56697.1,53448.3,50199.4,null,68477,65226.9,61976.9,58726.9,55476.800000000003]
[]
["TMY_medPVBatt_LowDiesel_36_PB_business",100,95,90,85,80,"TMY_medPVBatt_LowDiesel_36_PB_nrel",100,95,90,85,80,"TMY_medPVBatt_LowDiesel_36_PB_average",100,95,90,85,80,"TMY_medPVBatt_LowDiesel_36_PB_residential",100,95,90,85,80]
["PV kW",34.201999999999998,23.837,19.173999999999999,17.707999999999998,16.274999999999999,null,36.052999999999997,24.548999999999999,19.867999999999999,18.105,16.844999999999999,null,35.987000000000002,24.553000000000001,20.192,18.302,17.064,null,36.783000000000001,24.917999999999999,21.149000000000001,19.308,17.780999999999999]
["Battery kW",4.76,4.76,4.76,3.6680000000000001,3.0670000000000002,null,6.0780000000000003,5.8639999999999999,5.5030000000000001,4.8380000000000001,4.327,null,6.78,6.78,6.2039999999999997,5.4480000000000004,4.74,null,10.62,10.62,9.3339999999999996,7.734,6.7270000000000003]
["Battery kWh",132.214,33.331000000000003,31.9,28.559000000000001,25.173999999999999,null,146.97900000000001,48.542999999999999,47.406999999999996,44.290999999999997,40.295000000000002,null,149.63999999999999,50.686,49.197000000000003,46.198,42.259,null,158.465,58.228999999999999,55.996000000000002,52.601999999999997,48.936999999999998]
["Generator kW",0,0,0,0,0,null,0,0,0,0,0,null,0,0,0,0,0,null,0,0,0,0,0]
["PV capital cost",61563.6,42906.06,34512.300000000003,31875.119999999999,29295.18,null,64895.400000000009,44187.839999999997,35762.76,32588.82,30320.82,null,64776.240000000013,44194.68,36345.599999999999,32943.42,30715.919999999998,null,66209.58,44852.759999999987,38068.92,34753.68,32005.439999999999]
["PV O&M",10482.512628651841,7305.6695156828646,5876.4533034751203,5427.4173040529286,4988.1276323773918,null,11049.82246069776,7523.9198297832963,6089.3707212613444,5548.9399125922082,5162.7646622530083,null,11029.53293564026,7525.0844853001936,6188.6116308326409,5609.3181064944483,5230.0388427684484,null,11273.58956408875,7637.1366055573444,6482.0435234316492,5917.553383689793,5449.6070565327364]
["Battery capital cost",97862.207333800005,28436.523243799998,27431.467093800002,23931.4289669067,20918.350507740852,null,109622.5484897713,40284.707246661201,39104.885808707149,36214.269533577251,32868.23183127815,null,112233.60088889999,42757.786858899999,41103.537945028853,38198.165430806701,34683.327155916653,null,122491.2868481,52115.310408099998,49187.990386514153,45111.967887386651,41473.824889385003]
["Battery O&M",28140.307841901998,7094.1610926923004,6789.4819310628009,6078.4929408962998,5358.0113271820001,null,31282.877050046998,10331.826807589699,10090.020314032399,9426.962687609499,8576.4151041628993,null,31849.241876519998,10787.8984160701,10471.0235744117,9832.655282776801,8994.3246632684004,null,33727.546872245002,12393.322410659801,11918.1591355373,11195.7194021674,10415.664126322399]
["Diesel capital cost",0,0,0,0,0,null,0,0,0,0,0,null,0,0,0,0,0,null,0,0,0,0,0]
["Diesel O&M (kW)",0,0,0,0,0,null,0,0,0,0,0,null,0,0,0,0,0,null,0,0,0,0,0]
["Diesel O&M (kWh)",0,0,0,0,0,null,0,0,0,0,0,null,0,0,0,0,0,null,0,0,0,0,0]
["Fuel cost",0,0,0,0,0,null,0,0,0,0,0,null,0,0,0,0,0,null,0,0,0,0,0]
["REopt LCC",198049,85742.7,74610,67312.7,60559.9,null,216851,102329,91047.3,83779.3,76928.399999999994,null,219889,105266,94109,86583.8,79623.7,null,233702,116999,105657,96979.1,89344.8]
[]
["TMY_medPVBatt_LowDiesel_36_D_business",100,95,90,85,80,"TMY_medPVBatt_LowDiesel_36_D_nrel",100,95,90,85,80,"TMY_medPVBatt_LowDiesel_36_D_average",100,95,90,85,80,"TMY_medPVBatt_LowDiesel_36_D_residential",100,95,90,85,80]
["PV kW",0,0,0,0,0,null,0,0,0,0,0,null,0,0,0,0,0,null,0,0,0,0,0]
["Battery kW",0,0,0,0,0,null,0,0,0,0,0,null,0,0,0,0,0,null,0,0,0,0,0]
["Battery kWh",0,0,0,0,0,null,0,0,0,0,0,null,0,0,0,0,0,null,0,0,0,0,0]
["Generator kW",6,6,6,6,6,null,7,7,7,7,7,null,8,8,8,8,8,null,12,12,12,12,12]
["PV capital cost",0,0,0,0,0,null,0,0,0,0,0,null,0,0,0,0,0,null,0,0,0,0,0]
["PV O&M",0,0,0,0,0,null,0,0,0,0,0,null,0,0,0,0,0,null,0,0,0,0,0]
["Battery capital cost",0,0,0,0,0,null,0,0,0,0,0,null,0,0,0,0,0,null,0,0,0,0,0]
["Battery O&M",0,0,0,0,0,null,0,0,0,0,0,null,0,0,0,0,0,null,0,0,0,0,0]
["Diesel capital cost",2493.96,2493.96,2493.96,2493.96,2493.96,null,2909.62,2909.62,2909.62,2909.62,2909.62,null,3325.28,3325.28,3325.28,3325.28,3325.28,null,4987.92,4987.92,4987.92,4987.92,4987.92]
["Diesel O&M (kW)",1277.0345580000001,1277.0345580000001,1277.0345580000001,1277.0345580000001,1277.0345580000001,null,1489.8736510000001,1489.8736510000001,1489.8736510000001,1489.8736510000001,1489.8736510000001,null,1702.7127439999999,1702.7127439999999,1702.7127439999999,1702.7127439999999,1702.7127439999999,null,2554.0691160000001,2554.0691160000001,2554.0691160000001,2554.0691160000001,2554.0691160000001]
["Diesel O&M (kWh)",3858.7391275132431,3665.802171137615,3472.8652147619532,3279.9282583862901,3086.9913020106392,null,3860.1685548619098,3667.1601271188401,3474.1516993757668,3281.1432716326849,3088.1348438895948,null,3860.1685548619221,3667.160127118836,3474.1516993757391,3281.1432716326431,3088.134843889542,null,3861.5979822105428,3668.518083100028,3475.4381839895,3282.3582848789779,3089.2783857684481]
["Fuel cost",61090.239849803358,58035.727857313723,54981.215864823571,51926.703872333383,48872.191879843384,null,61112.870055342602,58057.22655257587,55001.583049809087,51945.939547042188,48890.296044275128,null,61112.870055342799,58057.226552575819,55001.583049808651,51945.939547041518,48890.296044274299,null,61135.500260881301,58078.725247837421,55021.950234793352,51965.17522174937,48908.40020870525]
["REopt LCC",68723.399999999994,65475.8,62228.2,58980.5,55732.9,null,69376,66127.100000000006,62878.3,59629.5,56380.6,null,70004.399999999994,66755.600000000006,63506.8,60257.9,57009.1,null,72542.3,69292.3,66042.2,62792.2,59542.2]
[]
["TMY_medPVBatt_LowDiesel_32_PBD_business",100,95,90,85,80,"TMY_medPVBatt_LowDiesel_32_PBD_nrel",100,95,90,85,80,"TMY_medPVBatt_LowDiesel_32_PBD_average",100,95,90,85,80,"TMY_medPVBatt_LowDiesel_32_PBD_residential",100,95,90,85,80]
["PV kW",6.91,6.91,6.91,6.91,6.91,null,4.6120000000000001,4.6120000000000001,4.6120000000000001,4.6120000000000001,4.6120000000000001,null,3.9209999999999998,3.9209999999999998,3.9209999999999998,3.9209999999999998,3.9209999999999998,null,2.552,2.552,2.552,2.552,2.552]
["Battery kW",0,0,0,0,0,null,0,0,0,0,0,null,0,0,0,0,0,null,0,0,0,0,0]
["Battery kWh",0,0,0,0,0,null,0,0,0,0,0,null,0,0,0,0,0,null,0,0,0,0,0]
["Generator kW",6,6,6,6,6,null,7,7,7,7,7,null,8,8,8,8,8,null,12,12,12,12,12]
["PV capital cost",12438.882,12438.882,12438.882,12438.882,12438.882,null,8301.5459999999985,8301.5459999999985,8301.5459999999985,8301.5459999999985,8301.5459999999985,null,7057.2779999999993,7057.2779999999993,7057.2779999999993,7057.2779999999993,7057.2779999999993,null,4593.0060000000003,4593.0060000000003,4593.0060000000003,4593.0060000000003,4593.0060000000003]
["PV O&M",2117.984290251221,2117.984290251221,2117.984290251221,2117.984290251221,2117.984290251221,null,1413.514816910222,1413.514816910222,1413.514816910222,1413.514816910222,1413.514816910222,null,1201.6517188550829,1201.6517188550829,1201.6517188550829,1201.6517188550829,1201.6517188550829,null,782.05698494684657,782.05698494684657,782.05698494684657,782.05698494684657,782.05698494684657]
["Battery capital cost",0,0,0,0,0,null,0,0,0,0,0,null,0,0,0,0,0,null,0,0,0,0,0]
["Battery O&M",0,0,0,0,0,null,0,0,0,0,0,null,0,0,0,0,0,null,0,0,0,0,0]
["Diesel capital cost",2493.96,2493.96,2493.96,2493.96,2493.96,null,2909.62,2909.62,2909.62,2909.62,2909.62,null,3325.28,3325.28,3325.28,3325.28,3325.28,null,4987.92,4987.92,4987.92,4987.92,4987.92]
["Diesel O&M (kW)",1277.0345580000001,1277.0345580000001,1277.0345580000001,1277.0345580000001,1277.0345580000001,null,1489.8736510000001,1489.8736510000001,1489.8736510000001,1489.8736510000001,1489.8736510000001,null,1702.7127439999999,1702.7127439999999,1702.7127439999999,1702.7127439999999,1702.7127439999999,null,2554.0691160000001,2554.0691160000001,2554.0691160000001,2554.0691160000001,2554.0691160000001]
["Diesel O&M (kWh)",2288.2347292261902,2095.2977742212129,1902.36081647487,1709.423860099216,1516.4868976142111,null,2818.3994686837309,2625.3910409406408,2432.3826131975461,2239.3741854544469,2046.365757711344,null,2966.0591399714631,2773.050712228352,2580.0422844852401,2387.0338567421272,2194.0254289990139,null,3303.7103286336492,3110.6304295231162,2917.550530412585,2724.4706313020538,2531.3907321915249]
["Fuel cost",32201.37835396206,29486.256602148769,26771.134811757369,24056.013040655129,21340.8911835785,null,39662.166859245903,36946.039301230732,34229.911743215511,31513.784185200231,28797.656627184901,null,41740.120174973177,39023.992616957737,36307.865058942269,33591.7375009268,30875.60994291132,null,46491.745320288988,43774.611975360851,41057.478630432728,38340.345285504627,35623.211940576541]
["REopt LCC",52819.5,49911.3,47003,44094.8,41186.5,null,56597.599999999999,53688.3,50779,47869.7,44960.3,null,57995.7,55086.400000000001,52177.1,49267.7,46358.400000000001,null,62715.199999999997,59804.800000000003,56894.400000000001,53984,51073.599999999999]
[]
["TMY_medPVBatt_LowDiesel_32_PB_business",100,95,90,85,80,"TMY_medPVBatt_LowDiesel_32_PB_nrel",100,95,90,85,80,"TMY_medPVBatt_LowDiesel_32_PB_average",100,95,90,85,80,"TMY_medPVBatt_LowDiesel_32_PB_residential",100,95,90,85,80]
["PV kW",34.201999999999998,23.837,19.173999999999999,17.707999999999998,16.274999999999999,null,36.052999999999997,24.548999999999999,19.867999999999999,18.105,16.844999999999999,null,35.987000000000002,24.553000000000001,20.192,18.302,17.064,null,36.783000000000001,24.917999999999999,21.149000000000001,19.308,17.780999999999999]
["Battery kW",4.76,4.76,4.76,3.6680000000000001,3.0670000000000002,null,6.0780000000000003,5.8639999999999999,5.5030000000000001,4.8380000000000001,4.327,null,6.78,6.78,6.2039999999999997,5.4480000000000004,4.74,null,10.62,10.62,9.3339999999999996,7.734,6.7270000000000003]
["Battery kWh",132.214,33.331000000000003,31.9,28.559000000000001,25.173999999999999,null,146.97900000000001,48.542999999999999,47.406999999999996,44.290999999999997,40.295000000000002,null,149.63999999999999,50.686,49.197000000000003,46.198,42.259,null,158.465,58.228999999999999,55.996000000000002,52.601999999999997,48.936999999999998]
["Generator kW",0,0,0,0,0,null,0,0,0,0,0,null,0,0,0,0,0,null,0,0,0,0,0]
["PV capital cost",61563.6,42906.06,34512.300000000003,31875.119999999999,29295.18,null,64895.400000000009,44187.839999999997,35762.76,32588.82,30320.82,null,64776.240000000013,44194.68,36345.599999999999,32943.42,30715.919999999998,null,66209.58,44852.759999999987,38068.92,34753.68,32005.439999999999]
["PV O&M",10482.512628651841,7305.6695156828646,5876.4533034751203,5427.4173040529286,4988.1276323773918,null,11049.82246069776,7523.9198297832963,6089.3707212613444,5548.9399125922082,5162.7646622530083,null,11029.53293564026,7525.0844853001936,6188.6116308326409,5609.3181064944483,5230.0388427684484,null,11273.58956408875,7637.1366055573444,6482.0435234316492,5917.553383689793,5449.6070565327364]
["Battery capital cost",97862.207333800005,28436.523243799998,27431.467093800002,23931.4289669067,20918.350507740852,null,109622.5484897713,40284.707246661201,39104.885808707149,36214.269533577251,32868.23183127815,null,112233.60088889999,42757.786858899999,41103.537945028853,38198.165430806701,34683.327155916653,null,122491.2868481,52115.310408099998,49187.990386514153,45111.967887386651,41473.824889385003]
["Battery O&M",28140.307841901998,7094.1610926923004,6789.4819310628009,6078.4929408962998,5358.0113271820001,null,31282.877050046998,10331.826807589699,10090.020314032399,9426.962687609499,8576.4151041628993,null,31849.241876519998,10787.8984160701,10471.0235744117,9832.655282776801,8994.3246632684004,null,33727.546872245002,12393.322410659801,11918.1591355373,11195.7194021674,10415.664126322399]
["Diesel capital cost",0,0,0,0,0,null,0,0,0,0,0,null,0,0,0,0,0,null,0,0,0,0,0]
["Diesel O&M (kW)",0,0,0,0,0,null,0,0,0,0,0,null,0,0,0,0,0,null,0,0,0,0,0]
["Diesel O&M (kWh)",0,0,0,0,0,null,0,0,0,0,0,null,0,0,0,0,0,null,0,0,0,0,0]
["Fuel cost",0,0,0,0,0,null,0,0,0,0,0,null,0,0,0,0,0,null,0,0,0,0,0]
["REopt LCC",198049,85742.7,74610,67312.7,60559.9,null,216851,102329,91047.3,83779.3,76928.399999999994,null,219889,105266,94109,86583.8,79623.7,null,233702,116999,105657,96979.1,89344.8]
[]
["TMY_medPVBatt_LowDiesel_32_D_business",100,95,90,85,80,"TMY_medPVBatt_LowDiesel_32_D_nrel",100,95,90,85,80,"TMY_medPVBatt_LowDiesel_32_D_average",100,95,90,85,80,"TMY_medPVBatt_LowDiesel_32_D_residential",100,95,90,85,80]
["PV kW",0,0,0,0,0,null,0,0,0,0,0,null,0,0,0,0,0,null,0,0,0,0,0]
["Battery kW",0,0,0,0,0,null,0,0,0,0,0,null,0,0,0,0,0,null,0,0,0,0,0]
["Battery kWh",0,0,0,0,0,null,0,0,0,0,0,null,0,0,0,0,0,null,0,0,0,0,0]
["Generator kW",6,6,6,6,6,null,7,7,7,7,7,null,8,8,8,8,8,null,12,12,12,12,12]
["PV capital cost",0,0,0,0,0,null,0,0,0,0,0,null,0,0,0,0,0,null,0,0,0,0,0]
["PV O&M",0,0,0,0,0,null,0,0,0,0,0,null,0,0,0,0,0,null,0,0,0,0,0]
["Battery capital cost",0,0,0,0,0,null,0,0,0,0,0,null,0,0,0,0,0,null,0,0,0,0,0]
["Battery O&M",0,0,0,0,0,null,0,0,0,0,0,null,0,0,0,0,0,null,0,0,0,0,0]
["Diesel capital cost",2493.96,2493.96,2493.96,2493.96,2493.96,null,2909.62,2909.62,2909.62,2909.62,2909.62,null,3325.28,3325.28,3325.28,3325.28,3325.28,null,4987.92,4987.92,4987.92,4987.92,4987.92]
["Diesel O&M (kW)",1277.0345580000001,1277.0345580000001,1277.0345580000001,1277.0345580000001,1277.0345580000001,null,1489.8736510000001,1489.8736510000001,1489.8736510000001,1489.8736510000001,1489.8736510000001,null,1702.7127439999999,1702.7127439999999,1702.7127439999999,1702.7127439999999,1702.7127439999999,null,2554.0691160000001,2554.0691160000001,2554.0691160000001,2554.0691160000001,2554.0691160000001]
["Diesel O&M (kWh)",3858.7391275132431,3665.8021711376141,3472.865214761955,3279.9282583862901,3086.9913020106392,null,3860.1685548619098,3667.160127118842,3474.1516993757668,3281.143271632684,3088.1348438895948,null,3860.1685548619221,3667.160127118836,3474.1516993757391,3281.1432716326431,3088.134843889542,null,3861.5979822105428,3668.518083100028,3475.4381839895,3282.3582848789779,3089.2783857684481]
["Fuel cost",54302.435422047427,51587.313650945507,48872.191879843173,46157.070108740787,43441.948337638569,null,54322.551160304538,51606.423602289688,48890.296044274757,46174.168486259718,43458.040928244562,null,54322.551160304713,51606.423602289608,48890.296044274357,46174.168486259121,43458.040928243812,null,54342.666898561147,51625.533553633257,48908.400208705192,46191.266863777229,43474.133518849128]
["REopt LCC",61935.6,59027.4,56119.199999999997,53210.9,50302.7,null,62585.599999999999,59676.3,56767,53857.7,50948.4,null,63214.1,60304.800000000003,57395.5,54486.1,51576.800000000003,null,65749.5,62839.1,59928.7,57018.3,54107.9]
[]
["TMY_lowPVBatt_HighDiesel_44_PBD_business",100,95,90,85,80,"TMY_lowPVBatt_HighDiesel_44_PBD_nrel",100,95,90,85,80,"TMY_lowPVBatt_HighDiesel_44_PBD_average",100,95,90,85,80,"TMY_lowPVBatt_HighDiesel_44_PBD_residential",100,95,90,85,80]
["PV kW",18.974,19.030999999999999,19.006,17.565000000000001,16.166,null,19.422000000000001,19.440999999999999,19.440999999999999,18.007000000000001,16.745999999999999,null,19.236999999999998,19.244,19.244,18.172999999999998,16.922999999999998,null,18.436,18.420999999999999,18.436,18.436,17.722999999999999]
["Battery kW",4.76,4.76,4.76,3.754,3.1619999999999999,null,5.532,5.5339999999999998,5.5339999999999998,4.95,4.41,null,5.93,5.93,5.93,5.5570000000000004,4.8010000000000002,null,7.05,7.05,7.05,7.05,6.7510000000000003]
["Battery kWh",31.978999999999999,31.963999999999999,31.971,28.797999999999998,25.321000000000002,null,47.042999999999999,47.08,47.08,44.4,40.436999999999998,null,48.372999999999998,48.438000000000002,48.438000000000002,46.381,42.527999999999999,null,50.48,50.465000000000003,50.53,50.53,49.045000000000002]
["Generator kW",6,6,6,6,6,null,7,7,7,7,7,null,8,8,8,8,8,null,12,12,12,12,12]
["PV capital cost",26564.16,26643.4,26608.54,24591.14,22632.68,null,27190.799999999999,27217.54,27217.54,25210.22,23444.54,null,26931.24,26941.18,26941.18,25442.48,23692.76,null,25809.98,25788.84,25810.54,25810.54,24812.62]
["PV O&M",4523.113376565504,4536.6056723489601,4530.6700157233763,4187.1647467488156,3853.6952666873922,null,4629.8121679555206,4634.3652218329753,4634.3652218329753,4292.5762873043686,3991.9317035217759,null,4585.6165559722558,4587.309052439793,4587.309052439793,4332.1234934965123,4034.196439253345,null,4394.6981868385128,4391.0986520976958,4394.7935387521757,4394.7935387521757,4224.8764286029282]
["Battery capital cost",20196.217740248001,20188.266382247999,20191.741810248001,17811.73834105732,15563.49275217552,null,28672.880879851898,28693.524536703961,28693.524536703961,26870.469502577369,24403.271829708188,null,29653.888302914002,29687.90537091401,29687.90537091401,28341.583116908041,25780.16931632546,null,31553.21097109,31544.996323089999,31579.224023089999,31579.224023089999,30586.726983142631]
["Battery O&M",5445.1731925473596,5442.6020963039209,5443.7258867149603,4903.5402686809612,4311.4389390823999,null,8010.1056158540796,8016.388625879441,8016.388625879441,7560.0616104874407,6885.3276314225604,null,8236.5664108060791,8247.5659351323211,8247.5659351323211,7897.3179236915203,7241.3648661929601,null,8595.3450130943202,8592.6887812136811,8603.7564140496797,8603.7564140496797,8350.9205986931211]
["Diesel capital cost",4156.62,4156.62,4156.62,4156.62,4156.62,null,4849.3899999999994,4849.3899999999994,4849.3899999999994,4849.3899999999994,4849.3899999999994,null,5542.16,5542.16,5542.16,5542.16,5542.16,null,8313.24,8313.24,8313.24,8313.24,8313.24]
["Diesel O&M (kW)",1277.0345580000001,1277.0345580000001,1277.0345580000001,1277.0345580000001,1277.0345580000001,null,1489.8736510000001,1489.8736510000001,1489.8736510000001,1489.8736510000001,1489.8736510000001,null,1702.7127439999999,1702.7127439999999,1702.7127439999999,1702.7127439999999,1702.7127439999999,null,2554.0691160000001,2554.0691160000001,2554.0691160000001,2554.0691160000001,2554.0691160000001]
["Diesel O&M (kWh)",394.77534927128369,199.1155047977779,7.3893708635231752,0,0,null,417.37669467312492,222.40344899745321,29.404130395666101,0,0,null,459.79301351545229,264.81486300147247,71.821460834727986,0,0,null,690.05368930671523,498.25696234787279,302.71867969790571,109.63877702217241,0]
["Fuel cost",11458.23889380424,5779.2692113243893,214.47432517115359,0,0,null,12114.236324782931,6455.1949713244021,853.44627307665701,0,0,null,13345.35755661338,7686.173841659448,2084.5968662060518,0,0,null,20028.606234463419,14461.762406446271,8786.3210202925384,3182.233392899358,0]
["REopt LCC",74015.8,68223.3,62430.400000000001,56927.3,51795.1,null,87375,81579,75784.100000000006,70272.7,65064.5,null,90457.8,84660.1,78865.399999999994,73258.399999999994,67993.399999999994,null,101940,96145.3,90344.9,84547.6,78842.3]
[]
["TMY_lowPVBatt_HighDiesel_44_PB_business",100,95,90,85,80,"TMY_lowPVBatt_HighDiesel_44_PB_nrel",100,95,90,85,80,"TMY_lowPVBatt_HighDiesel_44_PB_average",100,95,90,85,80,"TMY_lowPVBatt_HighDiesel_44_PB_residential",100,95,90,85,80]
["PV kW",34.201999999999998,23.824000000000002,19.155000000000001,17.565000000000001,16.166,null,36.052999999999997,24.526,19.72,18.006,16.745999999999999,null,35.987000000000002,24.553000000000001,20.056000000000001,18.172999999999998,16.922000000000001,null,36.783000000000001,24.917999999999999,21.09,19.198,17.722999999999999]
["Battery kW",4.76,4.76,4.76,3.754,3.1619999999999999,null,6.0780000000000003,5.9139999999999997,5.6719999999999997,4.9489999999999998,4.41,null,6.78,6.78,6.3570000000000002,5.5570000000000004,4.8010000000000002,null,10.62,10.62,9.3940000000000001,7.8010000000000002,6.7510000000000003]
["Battery kWh",132.214,33.356000000000002,31.942,28.798999999999999,25.321000000000002,null,146.97900000000001,48.542999999999999,47.567999999999998,44.399000000000001,40.436999999999998,null,149.63999999999999,50.686,49.344000000000001,46.381,42.526000000000003,null,158.465,58.228999999999999,56.07,52.784999999999997,49.045000000000002]
["Generator kW",0,0,0,0,0,null,0,0,0,0,0,null,0,0,0,0,0,null,0,0,0,0,0]
["PV capital cost",47882.8,33353.46,26817.14,24591.14,22632.68,null,50474.2,34335.980000000003,27608.560000000001,25208.959999999999,23444.54,null,50381.52,34373.64,28078.26,25442.48,23690.66,null,51496.34,34885.480000000003,29526.14,26877.759999999998,24812.62]
["PV O&M",8153.0653778403203,5679.1361398494237,4566.188603563216,4187.1647467488156,3853.6952666873922,null,8594.3063583204821,5846.4310723729122,4700.9446955488638,4292.3617454986243,3991.9317035217759,null,8578.5256166090894,5852.8434885668166,4780.9211131345446,4332.1234934965123,4033.838869577105,null,8768.3474387356964,5939.9951376557119,5027.4534859128162,4576.5104482173447,4224.8764286029282]
["Battery capital cost",72977.753408247998,20921.160426248,20176.628964248001,17812.357046544861,15563.49275217552,null,81681.930211965344,29732.305029318701,29048.09229348334,26869.769933163028,24403.271829708188,null,83578.335791243997,31470.980497244,30466.17166615068,28341.583116908041,25778.742427795471,null,90933.17326327601,38150.689751275997,36148.999010498002,33296.622169133952,30586.726983142631]
["Battery O&M",22512.2462735216,5679.58565601384,5438.8391011396807,4903.67648570048,4311.4389390823999,null,25026.3016400376,8265.4614460717603,8099.4299264043202,7559.9083663404808,6885.3276314225604,null,25479.393501216,8630.3187328560798,8401.9508996307995,7897.3179236915203,7241.0243236441602,null,26982.037497795998,9914.6579285278422,9547.0592742256813,8987.7862463314414,8350.9205986931211]
["Diesel capital cost",0,0,0,0,0,null,0,0,0,0,0,null,0,0,0,0,0,null,0,0,0,0,0]
["Diesel O&M (kW)",0,0,0,0,0,null,0,0,0,0,0,null,0,0,0,0,0,null,0,0,0,0,0]
["Diesel O&M (kWh)",0,0,0,0,0,null,0,0,0,0,0,null,0,0,0,0,0,null,0,0,0,0,0]
["Fuel cost",0,0,0,0,0,null,0,0,0,0,0,null,0,0,0,0,0,null,0,0,0,0,0]
["REopt LCC",151527,65633.7,56999.199999999997,51494.7,46361.7,null,165778,78180.600000000006,69457.399999999994,63931.5,58725.5,null,168019,80328.2,71727.7,66013.8,60744.6,null,178181,88891.3,80250.100000000006,73739.100000000006,67975.5]
[]
["TMY_lowPVBatt_HighDiesel_44_D_business",100,95,90,85,80,"TMY_lowPVBatt_HighDiesel_44_D_nrel",100,95,90,85,80,"TMY_lowPVBatt_HighDiesel_44_D_average",100,95,90,85,80,"TMY_lowPVBatt_HighDiesel_44_D_residential",100,95,90,85,80]
["PV kW",0,0,0,0,0,null,0,0,0,0,0,null,0,0,0,0,0,null,0,0,0,0,0]
["Battery kW",0,0,0,0,0,null,0,0,0,0,0,null,0,0,0,0,0,null,0,0,0,0,0]
["Battery kWh",0,0,0,0,0,null,0,0,0,0,0,null,0,0,0,0,0,null,0,0,0,0,0]
["Generator kW",6,6,6,6,6,null,7,7,7,7,7,null,8,8,8,8,8,null,12,12,12,12,12]
["PV capital cost",0,0,0,0,0,null,0,0,0,0,0,null,0,0,0,0,0,null,0,0,0,0,0]
["PV O&M",0,0,0,0,0,null,0,0,0,0,0,null,0,0,0,0,0,null,0,0,0,0,0]
["Battery capital cost",0,0,0,0,0,null,0,0,0,0,0,null,0,0,0,0,0,null,0,0,0,0,0]
["Battery O&M",0,0,0,0,0,null,0,0,0,0,0,null,0,0,0,0,0,null,0,0,0,0,0]
["Diesel capital cost",4156.62,4156.62,4156.62,4156.62,4156.62,null,4849.3899999999994,4849.3899999999994,4849.3899999999994,4849.3899999999994,4849.3899999999994,null,5542.16,5542.16,5542.16,5542.16,5542.16,null,8313.24,8313.24,8313.24,8313.24,8313.24]
["Diesel O&M (kW)",1277.0345580000001,1277.0345580000001,1277.0345580000001,1277.0345580000001,1277.0345580000001,null,1489.8736510000001,1489.8736510000001,1489.8736510000001,1489.8736510000001,1489.8736510000001,null,1702.7127439999999,1702.7127439999999,1702.7127439999999,1702.7127439999999,1702.7127439999999,null,2554.0691160000001,2554.0691160000001,2554.0691160000001,2554.0691160000001,2554.0691160000001]
["Diesel O&M (kWh)",3858.7391275132431,3665.8021711376141,3472.8652147619518,3279.9282583862901,3086.9913020106392,null,3860.1685548619098,3667.160127118837,3474.1516993757682,3281.1432716326872,3088.1348438895948,null,3860.1685548619221,3667.1601271188292,3474.15169937574,3281.1432716326422,3088.1348438895411,null,3861.5979822105428,3668.5180831000248,3475.4381839895,3282.358284878977,3089.2783857684472]
["Fuel cost",111998.7730579729,106398.8344050751,100798.8957521765,95198.957099277875,89599.018446379545,null,112040.2617681281,106438.2486797223,100836.2355913167,95234.222502910707,89632.20941450441,null,112040.2617681284,106438.24867972211,100836.2355913159,95234.222502909426,89632.209414502853,null,112081.7504782824,106477.6629543685,100873.5754304545,95269.487906540497,89665.400382626292]
["REopt LCC",121295,115502,109709,103915,98122.4,null,122243,116448,110653,104858,99062.3,null,123149,117353,111558,105763,99967.9,null,126814,121017,115219,109422,103624]
[]
["TMY_lowPVBatt_HighDiesel_36_PBD_business",100,95,90,85,80,"TMY_lowPVBatt_HighDiesel_36_PBD_nrel",100,95,90,85,80,"TMY_lowPVBatt_HighDiesel_36_PBD_average",100,95,90,85,80,"TMY_lowPVBatt_HighDiesel_36_PBD_residential",100,95,90,85,80]
["PV kW",12.67,12.67,12.67,12.67,12.67,null,7.7450000000000001,7.7450000000000001,7.7450000000000001,7.7450000000000001,7.7450000000000001,null,7.67,7.67,7.67,7.67,7.67,null,6.9480000000000004,6.9480000000000004,6.9480000000000004,6.9480000000000004,6.9480000000000004]
["Battery kW",1.6579999999999999,1.6579999999999999,1.6579999999999999,1.6579999999999999,1.6579999999999999,null,0.81499999999999995,0.81499999999999995,0.81499999999999995,0.81499999999999995,0.81499999999999995,null,1.0580000000000001,1.0580000000000001,1.0580000000000001,1.0580000000000001,1.0580000000000001,null,1.3879999999999999,1.3879999999999999,1.3879999999999999,1.3879999999999999,1.3879999999999999]
["Battery kWh",13.324,13.324,13.324,13.324,13.324,null,6.4580000000000002,6.4580000000000002,6.4580000000000002,6.4580000000000002,6.4580000000000002,null,8.3379999999999992,8.3379999999999992,8.3379999999999992,8.3379999999999992,8.3379999999999992,null,10.868,10.868,10.868,10.868,10.868]
["Generator kW",6,6,6,6,6,null,7,7,7,7,7,null,8,8,8,8,8,null,12,12,12,12,12]
["PV capital cost",17737.72,17737.72,17737.72,17737.72,17737.72,null,10842.468000000001,10842.468000000001,10842.468000000001,10842.468000000001,10842.468000000001,null,10738.63,10738.63,10738.63,10738.63,10738.63,null,9727.7040000000015,9727.7040000000015,9727.7040000000015,9727.7040000000015,9727.7040000000015]
["PV O&M",3020.2241893503679,3020.2241893503679,3020.2241893503679,3020.2241893503679,3020.2241893503679,null,1846.1608440012189,1846.1608440012189,1846.1608440012189,1846.1608440012189,1846.1608440012189,null,1828.4802154100721,1828.4802154100721,1828.4802154100721,1828.4802154100721,1828.4802154100721,null,1656.348557065978,1656.348557065978,1656.348557065978,1656.348557065978,1656.348557065978]
["Battery capital cost",8185.1399606382129,8185.1399606382129,8185.1399606382129,8185.1399606382129,8185.1399606382129,null,3975.6584005579962,3975.6584005579962,3975.6584005579962,3975.6584005579962,3975.6584005579962,null,5136.2762856536883,5136.2762856536883,5136.2762856536883,5136.2762856536883,5136.2762856536883,null,6701.5790008712675,6701.5790008712675,6701.5790008712675,6701.5790008712675,6701.5790008712675]
["Battery O&M",2268.6604058507201,2268.6604058507201,2268.6604058507201,2268.6604058507201,2268.6604058507201,null,1099.627214489896,1099.627214489896,1099.627214489896,1099.627214489896,1099.627214489896,null,1419.6946425432959,1419.6946425432959,1419.6946425432959,1419.6946425432959,1419.6946425432959,null,1850.4571287968799,1850.4571287968799,1850.4571287968799,1850.4571287968799,1850.4571287968799]
["Diesel capital cost",4156.62,4156.62,4156.62,4156.62,4156.62,null,4849.3899999999994,4849.3899999999994,4849.3899999999994,4849.3899999999994,4849.3899999999994,null,5542.16,5542.16,5542.16,5542.16,5542.16,null,8313.24,8313.24,8313.24,8313.24,8313.24]
["Diesel O&M (kW)",1277.0345580000001,1277.0345580000001,1277.0345580000001,1277.0345580000001,1277.0345580000001,null,1489.8736510000001,1489.8736510000001,1489.8736510000001,1489.8736510000001,1489.8736510000001,null,1702.7127439999999,1702.7127439999999,1702.7127439999999,1702.7127439999999,1702.7127439999999,null,2554.0691160000001,2554.0691160000001,2554.0691160000001,2554.0691160000001,2554.0691160000001]
["Diesel O&M (kWh)",1370.336356987011,1177.399411514526,984.46251780649789,791.52557014444744,598.58858782722405,null,2345.3175987149971,2152.3091729397929,1959.300787687896,1766.2923443659949,1573.2838999220851,null,2374.940492773791,2181.9320038842829,1988.92361163994,1795.915186638206,1602.906770747599,null,2587.020901381793,2393.941023607154,2200.8611165779889,2007.7812216460909,1814.7013367534789]
["Fuel cost",32542.045713721909,27960.277983909749,23378.51148337335,18796.743701564479,14214.97509678232,null,55695.400710515773,51111.935503097542,46528.471258006073,41945.005633897883,37361.539983144787,null,56398.870021330498,51815.403315106123,47231.9389039616,42648.473714911357,38065.008742227481,null,61435.246905529173,56850.084892636813,52264.922185022959,47679.759764688817,43094.597582762493]
["REopt LCC",70559.199999999997,65784.3,61009.4,56234.5,51459.6,null,82146,77369.399999999994,72592.7,67816.100000000006,63039.4,null,85143.9,80367.199999999997,75590.600000000006,70813.899999999994,66037.3,null,94827.8,90049.4,85271,80492.600000000006,75714.100000000006]
[]
["TMY_lowPVBatt_HighDiesel_36_PB_business",100,95,90,85,80,"TMY_lowPVBatt_HighDiesel_36_PB_nrel",100,95,90,85,80,"TMY_lowPVBatt_HighDiesel_36_PB_average",100,95,90,85,80,"TMY_lowPVBatt_HighDiesel_36_PB_residential",100,95,90,85,80]
["PV kW",34.201999999999998,23.824000000000002,19.155000000000001,17.565000000000001,16.166,null,36.052999999999997,24.526,19.72,18.006,16.745999999999999,null,35.987000000000002,24.553000000000001,20.056000000000001,18.172999999999998,16.922000000000001,null,36.783000000000001,24.917999999999999,21.09,19.198,17.722999999999999]
["Battery kW",4.76,4.76,4.76,3.754,3.1619999999999999,null,6.0780000000000003,5.9139999999999997,5.6719999999999997,4.9489999999999998,4.41,null,6.78,6.78,6.3570000000000002,5.5570000000000004,4.8010000000000002,null,10.62,10.62,9.3940000000000001,7.8010000000000002,6.7510000000000003]
["Battery kWh",132.214,33.356000000000002,31.942,28.798999999999999,25.321000000000002,null,146.97900000000001,48.542999999999999,47.567999999999998,44.399000000000001,40.436999999999998,null,149.63999999999999,50.686,49.344000000000001,46.381,42.526000000000003,null,158.465,58.228999999999999,56.07,52.784999999999997,49.045000000000002]
["Generator kW",0,0,0,0,0,null,0,0,0,0,0,null,0,0,0,0,0,null,0,0,0,0,0]
["PV capital cost",47882.8,33353.46,26817.14,24591.14,22632.68,null,50474.2,34335.980000000003,27608.560000000001,25208.959999999999,23444.54,null,50381.52,34373.64,28078.26,25442.48,23690.66,null,51496.34,34885.480000000003,29526.14,26877.759999999998,24812.62]
["PV O&M",8153.0653778403203,5679.1361398494237,4566.188603563216,4187.1647467488156,3853.6952666873922,null,8594.3063583204821,5846.4310723729122,4700.9446955488638,4292.3617454986243,3991.9317035217759,null,8578.5256166090894,5852.8434885668166,4780.9211131345446,4332.1234934965123,4033.838869577105,null,8768.3474387356964,5939.9951376557119,5027.4534859128162,4576.5104482173447,4224.8764286029282]
["Battery capital cost",72977.753408247998,20921.160426248,20176.628964248001,17812.357046544861,15563.49275217552,null,81681.930211965344,29732.305029318701,29048.09229348334,26869.769933163028,24403.271829708188,null,83578.335791243997,31470.980497244,30466.17166615068,28341.583116908041,25778.742427795471,null,90933.17326327601,38150.689751275997,36148.999010498002,33296.622169133952,30586.726983142631]
["Battery O&M",22512.2462735216,5679.58565601384,5438.8391011396807,4903.67648570048,4311.4389390823999,null,25026.3016400376,8265.4614460717603,8099.4299264043202,7559.9083663404808,6885.3276314225604,null,25479.393501216,8630.3187328560798,8401.9508996307995,7897.3179236915203,7241.0243236441602,null,26982.037497795998,9914.6579285278422,9547.0592742256813,8987.7862463314414,8350.9205986931211]
["Diesel capital cost",0,0,0,0,0,null,0,0,0,0,0,null,0,0,0,0,0,null,0,0,0,0,0]
["Diesel O&M (kW)",0,0,0,0,0,null,0,0,0,0,0,null,0,0,0,0,0,null,0,0,0,0,0]
["Diesel O&M (kWh)",0,0,0,0,0,null,0,0,0,0,0,null,0,0,0,0,0,null,0,0,0,0,0]
["Fuel cost",0,0,0,0,0,null,0,0,0,0,0,null,0,0,0,0,0,null,0,0,0,0,0]
["REopt LCC",151527,65633.7,56999.199999999997,51494.7,46361.7,null,165778,78180.600000000006,69457.399999999994,63931.5,58725.5,null,168019,80328.2,71727.7,66013.8,60744.6,null,178181,88891.3,80250.100000000006,73739.100000000006,67975.5]
[]
["TMY_lowPVBatt_HighDiesel_36_D_business",100,95,90,85,80,"TMY_lowPVBatt_HighDiesel_36_D_nrel",100,95,90,85,80,"TMY_lowPVBatt_HighDiesel_36_D_average",100,95,90,85,80,"TMY_lowPVBatt_HighDiesel_36_D_residential",100,95,90,85,80]
["PV kW",0,0,0,0,0,null,0,0,0,0,0,null,0,0,0,0,0,null,0,0,0,0,0]
["Battery kW",0,0,0,0,0,null,0,0,0,0,0,null,0,0,0,0,0,null,0,0,0,0,0]
["Battery kWh",0,0,0,0,0,null,0,0,0,0,0,null,0,0,0,0,0,null,0,0,0,0,0]
["Generator kW",6,6,6,6,6,null,7,7,7,7,7,null,8,8,8,8,8,null,12,12,12,12,12]
["PV capital cost",0,0,0,0,0,null,0,0,0,0,0,null,0,0,0,0,0,null,0,0,0,0,0]
["PV O&M",0,0,0,0,0,null,0,0,0,0,0,null,0,0,0,0,0,null,0,0,0,0,0]
["Battery capital cost",0,0,0,0,0,null,0,0,0,0,0,null,0,0,0,0,0,null,0,0,0,0,0]
["Battery O&M",0,0,0,0,0,null,0,0,0,0,0,null,0,0,0,0,0,null,0,0,0,0,0]
["Diesel capital cost",4156.62,4156.62,4156.62,4156.62,4156.62,null,4849.3899999999994,4849.3899999999994,4849.3899999999994,4849.3899999999994,4849.3899999999994,null,5542.16,5542.16,5542.16,5542.16,5542.16,null,8313.24,8313.24,8313.24,8313.24,8313.24]
["Diesel O&M (kW)",1277.0345580000001,1277.0345580000001,1277.0345580000001,1277.0345580000001,1277.0345580000001,null,1489.8736510000001,1489.8736510000001,1489.8736510000001,1489.8736510000001,1489.8736510000001,null,1702.7127439999999,1702.7127439999999,1702.7127439999999,1702.7127439999999,1702.7127439999999,null,2554.0691160000001,2554.0691160000001,2554.0691160000001,2554.0691160000001,2554.0691160000001]
["Diesel O&M (kWh)",3858.7391275132431,3665.8021711376141,3472.8652147619518,3279.9282583862901,3086.9913020106392,null,3860.1685548619098,3667.1601271188401,3474.151699375765,3281.1432716326808,3088.1348438895948,null,3860.1685548619221,3667.1601271188342,3474.1516993757391,3281.1432716326431,3088.1348438895411,null,3861.5979822105428,3668.518083100028,3475.4381839895,3282.3582848789788,3089.2783857684481]
["Fuel cost",91635.359774705052,87053.591785970566,82471.823797235324,77890.055808500067,73308.287819765086,null,91669.305083013911,87085.839828863813,82502.374574713598,77918.90932056318,73335.444066412703,null,91669.305083014187,87085.839828863682,82502.374574712972,77918.909320562263,73335.444066411408,null,91703.250391321941,87118.087871756099,82532.925352190025,77947.762832624096,73362.60031305789]
["REopt LCC",100931,96156.3,91381.4,86606.6,81831.7,null,101872,97095.5,92318.9,87542.2,82765.5,null,102778,98001.1,93224.4,88447.8,83671.100000000006,null,106435,101657,96878.5,92100.1,87321.7]
[]
["TMY_lowPVBatt_HighDiesel_32_PBD_business",100,95,90,85,80,"TMY_lowPVBatt_HighDiesel_32_PBD_nrel",100,95,90,85,80,"TMY_lowPVBatt_HighDiesel_32_PBD_average",100,95,90,85,80,"TMY_lowPVBatt_HighDiesel_32_PBD_residential",100,95,90,85,80]
["PV kW",9.6219999999999999,9.6389999999999993,9.6389999999999993,9.6389999999999993,9.6389999999999993,null,6.0030000000000001,6.0640000000000001,6.0659999999999998,6.0640000000000001,6.0659999999999998,null,5.8419999999999996,5.867,5.8860000000000001,5.8689999999999998,5.8630000000000004,null,4.0940000000000003,4.101,4.093,4.0979999999999999,4.093]
["Battery kW",0.34100000000000003,0.34599999999999997,0.34599999999999997,0.34599999999999997,0.34599999999999997,null,0,6.2E-2,6.0999999999999999E-2,6.2E-2,6.0999999999999999E-2,null,0.23300000000000001,0.23499999999999999,0.24099999999999999,0.24099999999999999,0.23899999999999999,null,0.3,0.30199999999999999,0.3,0.30099999999999999,0.3]
["Battery kWh",2.3980000000000001,2.468,2.468,2.468,2.468,null,0,0.37,0.36799999999999999,0.37,0.36799999999999999,null,1.58,1.5780000000000001,1.655,1.637,1.6160000000000001,null,1.7150000000000001,1.7270000000000001,1.7130000000000001,1.722,1.7130000000000001]
["Generator kW",6,6,6,6,6,null,7,7,7,7,7,null,8,8,8,8,8,null,12,12,12,12,12]
["PV capital cost",13470.548000000001,13495.188,13495.188,13495.188,13495.188,null,8404.1020000000008,8489.7960000000003,8492.2739999999994,8489.7960000000003,8492.2739999999994,null,8179.4160000000002,8213.9680000000008,8240.0499999999993,8216.3339999999989,8207.6959999999999,null,5731.7679999999991,5741.2039999999997,5730.1019999999999,5737.326,5730.1019999999999]
["PV O&M",2293.6473748263711,2297.8428590275871,2297.8428590275871,2297.8428590275871,2297.8428590275871,null,1430.977157727589,1445.568384316023,1445.9903165339861,1445.568384316023,1445.9903165339861,null,1392.719586167751,1398.602799240819,1403.04381461972,1399.00566107605,1397.5348578077819,null,975.9554419251391,977.56212167037756,975.67176998198886,976.90180966825449,975.67176998198886]
["Battery capital cost",1502.998527605766,1543.4105027115791,1543.4105027115791,1543.4105027115791,1543.4105027115791,null,0,238.20800587718881,236.85151506600039,238.20800587718881,236.85151506600039,null,995.94538808551533,996.42493206377867,1041.4343067478551,1032.196956986797,1019.3501562478079,null,1115.029285307488,1122.4450388544089,1113.729323448058,1119.3911862070031,1113.729323448058]
["Battery O&M",408.32243500040812,420.27547846328798,420.27547846328798,420.27547846328798,420.27547846328798,null,0,62.966998358217609,62.685199399085597,62.966998358217609,62.685199399085597,null,268.95539690400813,268.71531440710402,281.75979673888799,278.75280603298398,275.20435267448801,null,292.09696580771202,294.03976104861613,291.75642325891198,293.23948605893611,291.75642325891198]
["Diesel capital cost",4156.62,4156.62,4156.62,4156.62,4156.62,null,4849.3899999999994,4849.3899999999994,4849.3899999999994,4849.3899999999994,4849.3899999999994,null,5542.16,5542.16,5542.16,5542.16,5542.16,null,8313.24,8313.24,8313.24,8313.24,8313.24]
["Diesel O&M (kW)",1277.0345580000001,1277.0345580000001,1277.0345580000001,1277.0345580000001,1277.0345580000001,null,1489.8736510000001,1489.8736510000001,1489.8736510000001,1489.8736510000001,1489.8736510000001,null,1702.7127439999999,1702.7127439999999,1702.7127439999999,1702.7127439999999,1702.7127439999999,null,2554.0691160000001,2554.0691160000001,2554.0691160000001,2554.0691160000001,2554.0691160000001]
["Diesel O&M (kWh)",1946.5802577080999,1749.8939565233291,1556.9570481548849,1364.020081105692,1171.083093668158,null,2681.0710220330948,2469.7662803230692,2276.7038880055902,2083.7494769032992,1890.6869544452391,null,2725.7584392838439,2530.8813615812728,2333.8598663335652,2142.6675693798252,1950.8669348033129,null,3079.6985732416119,2885.6906999836742,2693.6854541649882,2499.91105793406,2307.5252973280249]
["Fuel cost",41090.125003920897,36938.297885445623,32865.616242170581,28792.933360210769,24720.25004787595,null,56594.400874813437,52133.99488004134,48058.664411406317,43985.613305059393,39910.280089302723,null,57537.702109717357,53424.06566884154,49265.162979815243,45229.30812589531,41180.61194736763,null,65008.981185234443,60913.692674860104,56860.677382602153,52770.317310285951,48709.269777838519]
["REopt LCC",66147.7,61880.2,57614.400000000001,53348.6,49082.8,null,75452.2,71181.8,66914.5,62647,58379.7,null,78347.8,74079.8,69812.2,65545,61277.8,null,87073.4,82804.3,78535.100000000006,74266.399999999994,69997.2]
[]
["TMY_lowPVBatt_HighDiesel_32_PB_business",100,95,90,85,80,"TMY_lowPVBatt_HighDiesel_32_PB_nrel",100,95,90,85,80,"TMY_lowPVBatt_HighDiesel_32_PB_average",100,95,90,85,80,"TMY_lowPVBatt_HighDiesel_32_PB_residential",100,95,90,85,80]
["PV kW",34.201999999999998,23.824000000000002,19.155000000000001,17.565000000000001,16.166,null,36.052999999999997,24.526,19.72,18.006,16.745999999999999,null,35.987000000000002,24.553000000000001,20.056000000000001,18.172999999999998,16.922000000000001,null,36.783000000000001,24.917999999999999,21.09,19.198,17.722999999999999]
["Battery kW",4.76,4.76,4.76,3.754,3.1619999999999999,null,6.0780000000000003,5.9139999999999997,5.6719999999999997,4.9489999999999998,4.41,null,6.78,6.78,6.3570000000000002,5.5570000000000004,4.8010000000000002,null,10.62,10.62,9.3940000000000001,7.8010000000000002,6.7510000000000003]
["Battery kWh",132.214,33.356000000000002,31.942,28.798999999999999,25.321000000000002,null,146.97900000000001,48.542999999999999,47.567999999999998,44.399000000000001,40.436999999999998,null,149.63999999999999,50.686,49.344000000000001,46.381,42.526000000000003,null,158.465,58.228999999999999,56.07,52.784999999999997,49.045000000000002]
["Generator kW",0,0,0,0,0,null,0,0,0,0,0,null,0,0,0,0,0,null,0,0,0,0,0]
["PV capital cost",47882.8,33353.46,26817.14,24591.14,22632.68,null,50474.2,34335.980000000003,27608.560000000001,25208.959999999999,23444.54,null,50381.52,34373.64,28078.26,25442.48,23690.66,null,51496.34,34885.480000000003,29526.14,26877.759999999998,24812.62]
["PV O&M",8153.0653778403203,5679.1361398494237,4566.188603563216,4187.1647467488156,3853.6952666873922,null,8594.3063583204821,5846.4310723729122,4700.9446955488638,4292.3617454986243,3991.9317035217759,null,8578.5256166090894,5852.8434885668166,4780.9211131345446,4332.1234934965123,4033.838869577105,null,8768.3474387356964,5939.9951376557119,5027.4534859128162,4576.5104482173447,4224.8764286029282]
["Battery capital cost",72977.753408247998,20921.160426248,20176.628964248001,17812.357046544861,15563.49275217552,null,81681.930211965344,29732.305029318701,29048.09229348334,26869.769933163028,24403.271829708188,null,83578.335791243997,31470.980497244,30466.17166615068,28341.583116908041,25778.742427795471,null,90933.17326327601,38150.689751275997,36148.999010498002,33296.622169133952,30586.726983142631]
["Battery O&M",22512.2462735216,5679.58565601384,5438.8391011396807,4903.67648570048,4311.4389390823999,null,25026.3016400376,8265.4614460717603,8099.4299264043202,7559.9083663404808,6885.3276314225604,null,25479.393501216,8630.3187328560798,8401.9508996307995,7897.3179236915203,7241.0243236441602,null,26982.037497795998,9914.6579285278422,9547.0592742256813,8987.7862463314414,8350.9205986931211]
["Diesel capital cost",0,0,0,0,0,null,0,0,0,0,0,null,0,0,0,0,0,null,0,0,0,0,0]
["Diesel O&M (kW)",0,0,0,0,0,null,0,0,0,0,0,null,0,0,0,0,0,null,0,0,0,0,0]
["Diesel O&M (kWh)",0,0,0,0,0,null,0,0,0,0,0,null,0,0,0,0,0,null,0,0,0,0,0]
["Fuel cost",0,0,0,0,0,null,0,0,0,0,0,null,0,0,0,0,0,null,0,0,0,0,0]
["REopt LCC",151527,65633.7,56999.199999999997,51494.7,46361.7,null,165778,78180.600000000006,69457.399999999994,63931.5,58725.5,null,168019,80328.2,71727.7,66013.8,60744.6,null,178181,88891.3,80250.100000000006,73739.100000000006,67975.5]
[]
["TMY_lowPVBatt_HighDiesel_32_D_business",100,95,90,85,80,"TMY_lowPVBatt_HighDiesel_32_D_nrel",100,95,90,85,80,"TMY_lowPVBatt_HighDiesel_32_D_average",100,95,90,85,80,"TMY_lowPVBatt_HighDiesel_32_D_residential",100,95,90,85,80]
["PV kW",0,0,0,0,0,null,0,0,0,0,0,null,0,0,0,0,0,null,0,0,0,0,0]
["Battery kW",0,0,0,0,0,null,0,0,0,0,0,null,0,0,0,0,0,null,0,0,0,0,0]
["Battery kWh",0,0,0,0,0,null,0,0,0,0,0,null,0,0,0,0,0,null,0,0,0,0,0]
["Generator kW",6,6,6,6,6,null,7,7,7,7,7,null,8,8,8,8,8,null,12,12,12,12,12]
["PV capital cost",0,0,0,0,0,null,0,0,0,0,0,null,0,0,0,0,0,null,0,0,0,0,0]
["PV O&M",0,0,0,0,0,null,0,0,0,0,0,null,0,0,0,0,0,null,0,0,0,0,0]
["Battery capital cost",0,0,0,0,0,null,0,0,0,0,0,null,0,0,0,0,0,null,0,0,0,0,0]
["Battery O&M",0,0,0,0,0,null,0,0,0,0,0,null,0,0,0,0,0,null,0,0,0,0,0]
["Diesel capital cost",4156.62,4156.62,4156.62,4156.62,4156.62,null,4849.3899999999994,4849.3899999999994,4849.3899999999994,4849.3899999999994,4849.3899999999994,null,5542.16,5542.16,5542.16,5542.16,5542.16,null,8313.24,8313.24,8313.24,8313.24,8313.24]
["Diesel O&M (kW)",1277.0345580000001,1277.0345580000001,1277.0345580000001,1277.0345580000001,1277.0345580000001,null,1489.8736510000001,1489.8736510000001,1489.8736510000001,1489.8736510000001,1489.8736510000001,null,1702.7127439999999,1702.7127439999999,1702.7127439999999,1702.7127439999999,1702.7127439999999,null,2554.0691160000001,2554.0691160000001,2554.0691160000001,2554.0691160000001,2554.0691160000001]
["Diesel O&M (kWh)",3858.7391275132431,3665.8021711376141,3472.8652147619518,3279.9282583862901,3086.9913020106392,null,3860.1685548619098,3667.1601271188488,3474.151699375765,3281.143271632684,3088.1348438895948,null,3860.1685548619221,3667.160127118836,3474.15169937574,3281.1432716326422,3088.1348438895411,null,3861.5979822105428,3668.518083100028,3475.4381839895,3282.3582848789788,3089.2783857684481]
["Fuel cost",81453.653133071144,77380.970476418268,73308.287819764737,69235.605163111191,65162.92250645785,null,81483.826740456789,77409.635403434702,73335.444066412092,69261.25272938954,65187.06139236685,null,81483.826740457065,77409.635403434397,73335.444066411583,69261.252729388681,65187.061392365707,null,81514.000347841735,77438.300330449871,73362.600313057803,69286.900295665851,65211.200278273667]
["REopt LCC",90749.5,86483.7,82217.899999999994,77952.100000000006,73686.3,null,91686.7,87419.3,83151.899999999994,78884.5,74617.2,null,92592.3,88324.9,84057.5,79790.100000000006,75522.7,null,96246.1,91977.2,87708.2,83439.3,79170.3]
[]
["TMY_lowPVBatt_MedDiesel_44_PBD_business",100,95,90,85,80,"TMY_lowPVBatt_MedDiesel_44_PBD_nrel",100,95,90,85,80,"TMY_lowPVBatt_MedDiesel_44_PBD_average",100,95,90,85,80,"TMY_lowPVBatt_MedDiesel_44_PBD_residential",100,95,90,85,80]
["PV kW",13.974,13.974,13.974,13.974,13.974,null,8.8140000000000001,8.8140000000000001,8.8140000000000001,8.8140000000000001,8.8059999999999992,null,8.718,8.718,8.718,8.718,8.718,null,8.1219999999999999,8.1219999999999999,8.1219999999999999,8.1219999999999999,8.1219999999999999]
["Battery kW",2.1739999999999999,2.1739999999999999,2.1739999999999999,2.1739999999999999,2.1739999999999999,null,1.2470000000000001,1.2470000000000001,1.2470000000000001,1.2470000000000001,1.2450000000000001,null,1.484,1.484,1.484,1.484,1.484,null,1.831,1.831,1.831,1.831,1.831]
["Battery kWh",17.995999999999999,17.995999999999999,17.995999999999999,17.995999999999999,17.995999999999999,null,10.099,10.099,10.099,10.099,10.074999999999999,null,11.974,11.974,11.974,11.974,11.974,null,14.87,14.87,14.87,14.87,14.87]
["Generator kW",6,6,6,6,6,null,7,7,7,7,7,null,8,8,8,8,8,null,12,12,12,12,12]
["PV capital cost",19563.599999999999,19563.599999999999,19563.599999999999,19563.599999999999,19563.599999999999,null,12338.984,12338.984,12338.984,12338.984,12328.582,null,12205.13,12205.13,12205.13,12205.13,12205.13,null,11371.023999999999,11371.023999999999,11371.023999999999,11371.023999999999,11371.023999999999]
["PV O&M",3331.11910385184,3331.11910385184,3331.11910385184,3331.11910385184,3331.11910385184,null,2100.97453048121,2100.97453048121,2100.97453048121,2100.97453048121,2099.2033686849009,null,2078.183039317672,2078.183039317672,2078.183039317672,2078.183039317672,2078.183039317672,null,1936.158747712986,1936.158747712986,1936.158747712986,1936.158747712986,1936.158747712986]
["Battery capital cost",11009.33569402954,11009.33569402954,11009.33569402954,11009.33569402954,11009.33569402954,null,6197.3118096732378,6197.3118096732378,6197.3118096732378,6197.3118096732378,6182.987673096477,null,7351.7868265073494,7351.7868265073494,7351.7868265073494,7351.7868265073494,7351.7868265073494,null,9121.9444540985132,9121.9444540985132,9121.9444540985132,9121.9444540985132,9121.9444540985132]
["Battery O&M",3064.2529354847211,3064.2529354847211,3064.2529354847211,3064.2529354847211,3064.2529354847211,null,1719.5185187832799,1719.5185187832799,1719.5185187832799,1719.5185187832799,1715.5001167074399,null,2038.79418541072,2038.79418541072,2038.79418541072,2038.79418541072,2038.79418541072,null,2532.0189859652,2532.0189859652,2532.0189859652,2532.0189859652,2532.0189859652]
["Diesel capital cost",3325.32,3325.32,3325.32,3325.32,3325.32,null,3879.54,3879.54,3879.54,3879.54,3879.54,null,4433.76,4433.76,4433.76,4433.76,4433.76,null,6650.64,6650.64,6650.64,6650.64,6650.64]
["Diesel O&M (kW)",1277.0345580000001,1277.0345580000001,1277.0345580000001,1277.0345580000001,1277.0345580000001,null,1489.8736510000001,1489.8736510000001,1489.8736510000001,1489.8736510000001,1489.8736510000001,null,1702.7127439999999,1702.7127439999999,1702.7127439999999,1702.7127439999999,1702.7127439999999,null,2554.0691160000001,2554.0691160000001,2554.0691160000001,2554.0691160000001,2554.0691160000001]
["Diesel O&M (kWh)",1139.9479838217751,947.01105404028431,754.07411698438818,561.13716545214015,368.20019458542049,null,2161.4680407766809,1968.459629301618,1775.4511898000139,1582.4427794665521,1390.647599977528,null,2192.748194730696,1999.739770420183,1806.731342737784,1613.7229270038349,1420.71453661187,null,2385.9182674014201,2192.8382575670489,1999.7583537707389,1806.678443197377,1613.598574545402]
["Fuel cost",27572.21364262647,22905.598741784299,18238.98366499423,13572.368238060921,8905.7523434798077,null,52279.980707717572,47611.636860857951,42943.292336113227,38274.948516865807,33635.949422566737,null,53036.561797236107,48368.217639922193,43699.873401051591,39031.529451181217,34363.186114263903,null,57708.815784810693,53038.740170109631,48368.667120178281,43698.593906328679,39028.521706442363]
["REopt LCC",70283.899999999994,65424.1,60564.4,55704.7,50844.9,null,82169.7,77308.100000000006,72446.600000000006,67585.100000000006,62723.5,null,85041.7,80180.100000000006,75318.600000000006,70457.100000000006,65595.5,null,94262.6,89399.3,84535.9,79672.600000000006,74809.2]
[]
["TMY_lowPVBatt_MedDiesel_44_PB_business",100,95,90,85,80,"TMY_lowPVBatt_MedDiesel_44_PB_nrel",100,95,90,85,80,"TMY_lowPVBatt_MedDiesel_44_PB_average",100,95,90,85,80,"TMY_lowPVBatt_MedDiesel_44_PB_residential",100,95,90,85,80]
["PV kW",34.201999999999998,23.824000000000002,19.155000000000001,17.565000000000001,16.166,null,36.052999999999997,24.526,19.72,18.006,16.745999999999999,null,35.987000000000002,24.553000000000001,20.056000000000001,18.172999999999998,16.922000000000001,null,36.783000000000001,24.917999999999999,21.09,19.198,17.722999999999999]
["Battery kW",4.76,4.76,4.76,3.754,3.1619999999999999,null,6.0780000000000003,5.9139999999999997,5.6719999999999997,4.9489999999999998,4.41,null,6.78,6.78,6.3570000000000002,5.5570000000000004,4.8010000000000002,null,10.62,10.62,9.3940000000000001,7.8010000000000002,6.7510000000000003]
["Battery kWh",132.214,33.356000000000002,31.942,28.798999999999999,25.321000000000002,null,146.97900000000001,48.542999999999999,47.567999999999998,44.399000000000001,40.436999999999998,null,149.63999999999999,50.686,49.344000000000001,46.381,42.526000000000003,null,158.465,58.228999999999999,56.07,52.784999999999997,49.045000000000002]
["Generator kW",0,0,0,0,0,null,0,0,0,0,0,null,0,0,0,0,0,null,0,0,0,0,0]
["PV capital cost",47882.8,33353.46,26817.14,24591.14,22632.68,null,50474.2,34335.980000000003,27608.560000000001,25208.959999999999,23444.54,null,50381.52,34373.64,28078.26,25442.48,23690.66,null,51496.34,34885.480000000003,29526.14,26877.759999999998,24812.62]
["PV O&M",8153.0653778403203,5679.1361398494237,4566.188603563216,4187.1647467488156,3853.6952666873922,null,8594.3063583204821,5846.4310723729122,4700.9446955488638,4292.3617454986243,3991.9317035217759,null,8578.5256166090894,5852.8434885668166,4780.9211131345446,4332.1234934965123,4033.838869577105,null,8768.3474387356964,5939.9951376557119,5027.4534859128162,4576.5104482173447,4224.8764286029282]
["Battery capital cost",72977.753408247998,20921.160426248,20176.628964248001,17812.357046544861,15563.49275217552,null,81681.930211965344,29732.305029318701,29048.09229348334,26869.769933163028,24403.271829708188,null,83578.335791243997,31470.980497244,30466.17166615068,28341.583116908041,25778.742427795471,null,90933.17326327601,38150.689751275997,36148.999010498002,33296.622169133952,30586.726983142631]
["Battery O&M",22512.2462735216,5679.58565601384,5438.8391011396807,4903.67648570048,4311.4389390823999,null,25026.3016400376,8265.4614460717603,8099.4299264043202,7559.9083663404808,6885.3276314225604,null,25479.393501216,8630.3187328560798,8401.9508996307995,7897.3179236915203,7241.0243236441602,null,26982.037497795998,9914.6579285278422,9547.0592742256813,8987.7862463314414,8350.9205986931211]
["Diesel capital cost",0,0,0,0,0,null,0,0,0,0,0,null,0,0,0,0,0,null,0,0,0,0,0]
["Diesel O&M (kW)",0,0,0,0,0,null,0,0,0,0,0,null,0,0,0,0,0,null,0,0,0,0,0]
["Diesel O&M (kWh)",0,0,0,0,0,null,0,0,0,0,0,null,0,0,0,0,0,null,0,0,0,0,0]
["Fuel cost",0,0,0,0,0,null,0,0,0,0,0,null,0,0,0,0,0,null,0,0,0,0,0]
["REopt LCC",151527,65633.7,56999.199999999997,51494.7,46361.7,null,165778,78180.600000000006,69457.399999999994,63931.5,58725.5,null,168019,80328.2,71727.7,66013.8,60744.6,null,178181,88891.3,80250.100000000006,73739.100000000006,67975.5]
[]
["TMY_lowPVBatt_MedDiesel_44_D_business",100,95,90,85,80,"TMY_lowPVBatt_MedDiesel_44_D_nrel",100,95,90,85,80,"TMY_lowPVBatt_MedDiesel_44_D_average",100,95,90,85,80,"TMY_lowPVBatt_MedDiesel_44_D_residential",100,95,90,85,80]
["PV kW",0,0,0,0,0,null,0,0,0,0,0,null,0,0,0,0,0,null,0,0,0,0,0]
["Battery kW",0,0,0,0,0,null,0,0,0,0,0,null,0,0,0,0,0,null,0,0,0,0,0]
["Battery kWh",0,0,0,0,0,null,0,0,0,0,0,null,0,0,0,0,0,null,0,0,0,0,0]
["Generator kW",6,6,6,6,6,null,7,7,7,7,7,null,8,8,8,8,8,null,12,12,12,12,12]
["PV capital cost",0,0,0,0,0,null,0,0,0,0,0,null,0,0,0,0,0,null,0,0,0,0,0]
["PV O&M",0,0,0,0,0,null,0,0,0,0,0,null,0,0,0,0,0,null,0,0,0,0,0]
["Battery capital cost",0,0,0,0,0,null,0,0,0,0,0,null,0,0,0,0,0,null,0,0,0,0,0]
["Battery O&M",0,0,0,0,0,null,0,0,0,0,0,null,0,0,0,0,0,null,0,0,0,0,0]
["Diesel capital cost",3325.32,3325.32,3325.32,3325.32,3325.32,null,3879.54,3879.54,3879.54,3879.54,3879.54,null,4433.76,4433.76,4433.76,4433.76,4433.76,null,6650.64,6650.64,6650.64,6650.64,6650.64]
["Diesel O&M (kW)",1277.0345580000001,1277.0345580000001,1277.0345580000001,1277.0345580000001,1277.0345580000001,null,1489.8736510000001,1489.8736510000001,1489.8736510000001,1489.8736510000001,1489.8736510000001,null,1702.7127439999999,1702.7127439999999,1702.7127439999999,1702.7127439999999,1702.7127439999999,null,2554.0691160000001,2554.0691160000001,2554.0691160000001,2554.0691160000001,2554.0691160000001]
["Diesel O&M (kWh)",3858.7391275132431,3665.8021711376141,3472.8652147619518,3279.9282583862901,3086.9913020106392,null,3860.1685548619098,3667.1601271188388,3474.151699375765,3281.1432716326822,3088.1348438895948,null,3860.1685548619221,3667.1601271188342,3474.1516993757391,3281.1432716326431,3088.1348438895411,null,3861.5979822105428,3668.518083100028,3475.4381839894991,3282.3582848789779,3089.2783857684481]
["Fuel cost",93332.310881644036,88665.695337562647,83999.079793480458,79332.464249398239,74665.848705316283,null,93366.884806773407,88698.540566435317,84030.196326097168,79361.852085758816,74693.507845420361,null,93366.884806773713,88698.540566435229,84030.196326096557,79361.852085757899,74693.507845419052,null,93401.458731901992,88731.385795307186,84061.312858712059,79391.239922117107,74721.166985521937]
["REopt LCC",101797,96937.1,92077.4,87217.7,82357.899999999994,null,102600,97738.4,92876.800000000003,88015.3,83153.8,null,103367,98505.4,93643.8,88782.3,83920.8,null,106471,101608,96744.3,91881,87017.7]
[]
["TMY_lowPVBatt_MedDiesel_36_PBD_business",100,95,90,85,80,"TMY_lowPVBatt_MedDiesel_36_PBD_nrel",100,95,90,85,80,"TMY_lowPVBatt_MedDiesel_36_PBD_average",100,95,90,85,80,"TMY_lowPVBatt_MedDiesel_36_PBD_residential",100,95,90,85,80]
["PV kW",8.7780000000000005,8.7780000000000005,8.7780000000000005,8.7780000000000005,8.7780000000000005,null,5.8760000000000003,5.8760000000000003,5.8760000000000003,5.8760000000000003,5.8760000000000003,null,5.1959999999999997,5.1959999999999997,5.1959999999999997,5.1959999999999997,5.1959999999999997,null,3.69,3.6989999999999998,3.698,3.698,3.694]
["Battery kW",0,0,0,0,0,null,0,0,0,0,0,null,0,0,0,0,0,null,0.14000000000000001,0.14599999999999999,0.13600000000000001,0.13600000000000001,0.13500000000000001]
["Battery kWh",0,0,0,0,0,null,0,0,0,0,0,null,0,0,0,0,0,null,0.68100000000000005,0.74199999999999999,0.69,0.69,0.68400000000000005]
["Generator kW",6,6,6,6,6,null,7,7,7,7,7,null,8,8,8,8,8,null,12,12,12,12,12]
["PV capital cost",12289.843999999999,12289.843999999999,12289.843999999999,12289.843999999999,12289.843999999999,null,8226.33,8226.33,8226.33,8226.33,8226.33,null,7274.4699999999993,7274.4699999999993,7274.4699999999993,7274.4699999999993,7274.4699999999993,null,5165.6639999999998,5179.1179999999986,5177.0879999999997,5177.0879999999997,5171.6979999999994]
["PV O&M",2092.6074000571939,2092.6074000571939,2092.6074000571939,2092.6074000571939,2092.6074000571939,null,1400.7076927349519,1400.7076927349519,1400.7076927349519,1400.7076927349519,1400.7076927349519,null,1238.633277484568,1238.633277484568,1238.633277484568,1238.633277484568,1238.633277484568,null,879.56419240220157,881.85502212797917,881.50937144094723,881.50937144094723,880.59160927193113]
["Battery capital cost",0,0,0,0,0,null,-2.6165682878427761E-10,0,0,0,0,null,2.1842907005999999E-10,0,0,0,0,null,457.11694274047551,494.06892394938109,459.32292506366969,459.32292506366969,455.27495188675738]
["Battery O&M",0,0,0,0,0,null,-5.0676647500751203E-11,0,0,0,0,null,7.0629716520040797E-11,0,0,0,0,null,115.9630811588456,126.39032373182719,117.547625638412,117.547625638412,116.4870058701744]
["Diesel capital cost",3325.32,3325.32,3325.32,3325.32,3325.32,null,3879.54,3879.54,3879.54,3879.54,3879.54,null,4433.76,4433.76,4433.76,4433.76,4433.76,null,6650.64,6650.64,6650.64,6650.64,6650.64]
["Diesel O&M (kW)",1277.0345580000001,1277.0345580000001,1277.0345580000001,1277.0345580000001,1277.0345580000001,null,1489.8736510000001,1489.8736510000001,1489.8736510000001,1489.8736510000001,1489.8736510000001,null,1702.7127439999999,1702.7127439999999,1702.7127439999999,1702.7127439999999,1702.7127439999999,null,2554.0691160000001,2554.0691160000001,2554.0691160000001,2554.0691160000001,2554.0691160000001]
["Diesel O&M (kWh)",2099.0732263812602,1906.1362700055979,1713.1993136299379,1520.2623572542709,1327.325401074401,null,2690.8201177729088,2497.8116900298169,2304.803262286724,2111.794834543618,1918.7864068005119,null,2833.4970554481811,2640.48862770507,2447.480199961954,2254.471772218842,2061.4633444757328,null,3149.307163291875,2953.0684863707911,2762.0050227115571,2568.9225063782851,2376.389950627723]
["Fuel cost",41539.762933057857,37721.622942445167,33903.482951832499,30085.3429612197,26267.202974481628,null,53250.181262369813,49430.626883910969,45611.072505452088,41791.518126992982,37971.963748533868,null,56073.696941840913,52254.142563381683,48434.588184922388,44615.033806463107,40795.479428003957,null,62323.444138277067,58439.964507767909,54658.900138109777,50837.879578084037,47027.74250317979]
["REopt LCC",62625.599999999999,58614.3,54603.1,50591.8,46580.6,null,70939.899999999994,66927.100000000006,62914.400000000001,58901.599999999999,54888.9,null,73559.3,69546.5,65533.8,61521.1,57508.3,null,81298.399999999994,77281.600000000006,73263.3,69249,65234.8]
[]
["TMY_lowPVBatt_MedDiesel_36_PB_business",100,95,90,85,80,"TMY_lowPVBatt_MedDiesel_36_PB_nrel",100,95,90,85,80,"TMY_lowPVBatt_MedDiesel_36_PB_average",100,95,90,85,80,"TMY_lowPVBatt_MedDiesel_36_PB_residential",100,95,90,85,80]
["PV kW",34.201999999999998,23.824000000000002,19.155000000000001,17.565000000000001,16.166,null,36.052999999999997,24.526,19.72,18.006,16.745999999999999,null,35.987000000000002,24.553000000000001,20.056000000000001,18.172999999999998,16.922000000000001,null,36.783000000000001,24.917999999999999,21.09,19.198,17.722999999999999]
["Battery kW",4.76,4.76,4.76,3.754,3.1619999999999999,null,6.0780000000000003,5.9139999999999997,5.6719999999999997,4.9489999999999998,4.41,null,6.78,6.78,6.3570000000000002,5.5570000000000004,4.8010000000000002,null,10.62,10.62,9.3940000000000001,7.8010000000000002,6.7510000000000003]
["Battery kWh",132.214,33.356000000000002,31.942,28.798999999999999,25.321000000000002,null,146.97900000000001,48.542999999999999,47.567999999999998,44.399000000000001,40.436999999999998,null,149.63999999999999,50.686,49.344000000000001,46.381,42.526000000000003,null,158.465,58.228999999999999,56.07,52.784999999999997,49.045000000000002]
["Generator kW",0,0,0,0,0,null,0,0,0,0,0,null,0,0,0,0,0,null,0,0,0,0,0]
["PV capital cost",47882.8,33353.46,26817.14,24591.14,22632.68,null,50474.2,34335.980000000003,27608.560000000001,25208.959999999999,23444.54,null,50381.52,34373.64,28078.26,25442.48,23690.66,null,51496.34,34885.480000000003,29526.14,26877.759999999998,24812.62]
["PV O&M",8153.0653778403203,5679.1361398494237,4566.188603563216,4187.1647467488156,3853.6952666873922,null,8594.3063583204821,5846.4310723729122,4700.9446955488638,4292.3617454986243,3991.9317035217759,null,8578.5256166090894,5852.8434885668166,4780.9211131345446,4332.1234934965123,4033.838869577105,null,8768.3474387356964,5939.9951376557119,5027.4534859128162,4576.5104482173447,4224.8764286029282]
["Battery capital cost",72977.753408247998,20921.160426248,20176.628964248001,17812.357046544861,15563.49275217552,null,81681.930211965344,29732.305029318701,29048.09229348334,26869.769933163028,24403.271829708188,null,83578.335791243997,31470.980497244,30466.17166615068,28341.583116908041,25778.742427795471,null,90933.17326327601,38150.689751275997,36148.999010498002,33296.622169133952,30586.726983142631]
["Battery O&M",22512.2462735216,5679.58565601384,5438.8391011396807,4903.67648570048,4311.4389390823999,null,25026.3016400376,8265.4614460717603,8099.4299264043202,7559.9083663404808,6885.3276314225604,null,25479.393501216,8630.3187328560798,8401.9508996307995,7897.3179236915203,7241.0243236441602,null,26982.037497795998,9914.6579285278422,9547.0592742256813,8987.7862463314414,8350.9205986931211]
["Diesel capital cost",0,0,0,0,0,null,0,0,0,0,0,null,0,0,0,0,0,null,0,0,0,0,0]
["Diesel O&M (kW)",0,0,0,0,0,null,0,0,0,0,0,null,0,0,0,0,0,null,0,0,0,0,0]
["Diesel O&M (kWh)",0,0,0,0,0,null,0,0,0,0,0,null,0,0,0,0,0,null,0,0,0,0,0]
["Fuel cost",0,0,0,0,0,null,0,0,0,0,0,null,0,0,0,0,0,null,0,0,0,0,0]
["REopt LCC",151527,65633.7,56999.199999999997,51494.7,46361.7,null,165778,78180.600000000006,69457.399999999994,63931.5,58725.5,null,168019,80328.2,71727.7,66013.8,60744.6,null,178181,88891.3,80250.100000000006,73739.100000000006,67975.5]
[]
["TMY_lowPVBatt_MedDiesel_36_D_business",100,95,90,85,80,"TMY_lowPVBatt_MedDiesel_36_D_nrel",100,95,90,85,80,"TMY_lowPVBatt_MedDiesel_36_D_average",100,95,90,85,80,"TMY_lowPVBatt_MedDiesel_36_D_residential",100,95,90,85,80]
["PV kW",0,0,0,0,0,null,0,0,0,0,0,null,0,0,0,0,0,null,0,0,0,0,0]
["Battery kW",0,0,0,0,0,null,0,0,0,0,0,null,0,0,0,0,0,null,0,0,0,0,0]
["Battery kWh",0,0,0,0,0,null,0,0,0,0,0,null,0,0,0,0,0,null,0,0,0,0,0]
["Generator kW",6,6,6,6,6,null,7,7,7,7,7,null,8,8,8,8,8,null,12,12,12,12,12]
["PV capital cost",0,0,0,0,0,null,0,0,0,0,0,null,0,0,0,0,0,null,0,0,0,0,0]
["PV O&M",0,0,0,0,0,null,0,0,0,0,0,null,0,0,0,0,0,null,0,0,0,0,0]
["Battery capital cost",0,0,0,0,0,null,0,0,0,0,0,null,0,0,0,0,0,null,0,0,0,0,0]
["Battery O&M",0,0,0,0,0,null,0,0,0,0,0,null,0,0,0,0,0,null,0,0,0,0,0]
["Diesel capital cost",3325.32,3325.32,3325.32,3325.32,3325.32,null,3879.54,3879.54,3879.54,3879.54,3879.54,null,4433.76,4433.76,4433.76,4433.76,4433.76,null,6650.64,6650.64,6650.64,6650.64,6650.64]
["Diesel O&M (kW)",1277.0345580000001,1277.0345580000001,1277.0345580000001,1277.0345580000001,1277.0345580000001,null,1489.8736510000001,1489.8736510000001,1489.8736510000001,1489.8736510000001,1489.8736510000001,null,1702.7127439999999,1702.7127439999999,1702.7127439999999,1702.7127439999999,1702.7127439999999,null,2554.0691160000001,2554.0691160000001,2554.0691160000001,2554.0691160000001,2554.0691160000001]
["Diesel O&M (kWh)",3858.7391275132431,3665.8021711376141,3472.8652147619518,3279.9282583862901,3086.9913020106392,null,3860.1685548619098,3667.1601271188401,3474.1516993757682,3281.143271632684,3088.1348438895948,null,3860.1685548619221,3667.160127118836,3474.15169937574,3281.1432716326431,3088.1348438895411,null,3861.5979822105428,3668.518083100028,3475.4381839895,3282.3582848789779,3089.2783857684481]
["Fuel cost",76362.79981225419,72544.659821642155,68726.519831029436,64908.379840416732,61090.239849804253,null,76391.087569178257,72571.533190719856,68751.978812261397,64932.42443380272,61112.870055343912,null,76391.087569178504,72571.533190719769,68751.978812260844,64932.424433801898,61112.870055342872,null,76419.37532610161,72598.406559796771,68777.437793491699,64956.469027186708,61135.500260881578]
["REopt LCC",84827.4,80816.100000000006,76804.800000000003,72793.600000000006,68782.3,null,85624.1,81611.399999999994,77598.600000000006,73585.899999999994,69573.100000000006,null,86391.1,82378.399999999994,78365.600000000006,74352.899999999994,70340.100000000006,null,89488.9,85474.7,81460.5,77446.2,73432]
[]
["TMY_lowPVBatt_MedDiesel_32_PBD_business",100,95,90,85,80,"TMY_lowPVBatt_MedDiesel_32_PBD_nrel",100,95,90,85,80,"TMY_lowPVBatt_MedDiesel_32_PBD_average",100,95,90,85,80,"TMY_lowPVBatt_MedDiesel_32_PBD_residential",100,95,90,85,80]
["PV kW",8.3420000000000005,8.3420000000000005,8.3420000000000005,8.3420000000000005,8.3420000000000005,null,5.548,5.548,5.548,5.548,5.548,null,4.8940000000000001,4.8940000000000001,4.8940000000000001,4.8940000000000001,4.8940000000000001,null,3.48,3.48,3.48,3.48,3.48]
["Battery kW",0,0,0,0,0,null,0,0,0,0,0,null,0,0,0,0,0,null,0.06,0.06,0.06,0.06,0.06]
["Battery kWh",0,0,0,0,0,null,0,0,0,0,0,null,0,0,0,0,0,null,0.25600000000000001,0.25600000000000001,0.25600000000000001,0.25600000000000001,0.25600000000000001]
["Generator kW",6,6,6,6,6,null,7,7,7,7,7,null,8,8,8,8,8,null,12,12,12,12,12]
["PV capital cost",11678.534,11678.534,11678.534,11678.534,11678.534,null,7767.3539999999994,7767.3539999999994,7767.3539999999994,7767.3539999999994,7767.3539999999994,null,6852.2439999999997,6852.2439999999997,6852.2439999999997,6852.2439999999997,6852.2439999999997,null,4872.1540000000005,4872.1540000000005,4872.1540000000005,4872.1540000000005,4872.1540000000005]
["PV O&M",1988.5188673037301,1988.5188673037301,1988.5188673037301,1988.5188673037301,1988.5188673037301,null,1322.557264295938,1322.557264295938,1322.557264295938,1322.557264295938,1322.557264295938,null,1166.740318379753,1166.740318379753,1166.740318379753,1166.740318379753,1166.740318379753,null,829.58787065305762,829.58787065305762,829.58787065305762,829.58787065305762,829.58787065305762]
["Battery capital cost",2.8621939952E-9,0,0,0,0,null,2.6575070833999998E-10,0,0,0,0,null,0,0,0,0,0,null,176.99778207596921,176.99778207596921,176.99778207596921,176.99778207596921,176.99778207596921]
["Battery O&M",9.2549929572473618E-10,0,0,0,0,null,8.5931314865271184E-11,0,0,0,0,null,0,0,0,0,0,null,43.577356985917611,43.577356985917611,43.577356985917611,43.577356985917611,43.577356985917611]
["Diesel capital cost",3325.32,3325.32,3325.32,3325.32,3325.32,null,3879.54,3879.54,3879.54,3879.54,3879.54,null,4433.76,4433.76,4433.76,4433.76,4433.76,null,6650.64,6650.64,6650.64,6650.64,6650.64]
["Diesel O&M (kW)",1277.0345580000001,1277.0345580000001,1277.0345580000001,1277.0345580000001,1277.0345580000001,null,1489.8736510000001,1489.8736510000001,1489.8736510000001,1489.8736510000001,1489.8736510000001,null,1702.7127439999999,1702.7127439999999,1702.7127439999999,1702.7127439999999,1702.7127439999999,null,2554.0691160000001,2554.0691160000001,2554.0691160000001,2554.0691160000001,2554.0691160000001]
["Diesel O&M (kWh)",2135.4998399231381,1942.5628835474861,1749.625927171825,1556.6889707961591,1363.752022233374,null,2718.071330341153,2525.0629025980638,2332.0544748549678,2139.0460471118672,1946.03761936876,null,2858.611140159464,2665.6027124163529,2472.594284673241,2279.5858569301272,2086.5774291870121,null,3183.766676625035,2990.686688655037,2797.6068403635959,2604.5269728042422,2411.4469479236959]
["Fuel cost",37565.004499912531,34171.102286034751,30777.2000721568,27383.297858278769,23989.395781835021,null,47812.863221297957,44417.703773779023,41022.544326259987,37627.384878740871,34232.225431221617,null,50285.061293872714,46889.901846353423,43494.742398834089,40099.582951314718,36704.423503795348,null,56004.785061653587,52608.366817390423,49211.951030175267,45815.534904023407,42419.11601047669]
["REopt LCC",57971.9,54384.9,50797.9,47210.8,43623.8,null,64992.7,61404.4,57816,54227.7,50639.3,null,67301.7,63713.3,60125,56536.6,52948.2,null,74318.2,70728.600000000006,67138.899999999994,63549.2,59959.5]
[]
["TMY_lowPVBatt_MedDiesel_32_PB_business",100,95,90,85,80,"TMY_lowPVBatt_MedDiesel_32_PB_nrel",100,95,90,85,80,"TMY_lowPVBatt_MedDiesel_32_PB_average",100,95,90,85,80,"TMY_lowPVBatt_MedDiesel_32_PB_residential",100,95,90,85,80]
["PV kW",34.201999999999998,23.824000000000002,19.155000000000001,17.565000000000001,16.166,null,36.052999999999997,24.526,19.72,18.006,16.745999999999999,null,35.987000000000002,24.553000000000001,20.056000000000001,18.172999999999998,16.922000000000001,null,36.783000000000001,24.917999999999999,21.09,19.198,17.722999999999999]
["Battery kW",4.76,4.76,4.76,3.754,3.1619999999999999,null,6.0780000000000003,5.9139999999999997,5.6719999999999997,4.9489999999999998,4.41,null,6.78,6.78,6.3570000000000002,5.5570000000000004,4.8010000000000002,null,10.62,10.62,9.3940000000000001,7.8010000000000002,6.7510000000000003]
["Battery kWh",132.214,33.356000000000002,31.942,28.798999999999999,25.321000000000002,null,146.97900000000001,48.542999999999999,47.567999999999998,44.399000000000001,40.436999999999998,null,149.63999999999999,50.686,49.344000000000001,46.381,42.526000000000003,null,158.465,58.228999999999999,56.07,52.784999999999997,49.045000000000002]
["Generator kW",0,0,0,0,0,null,0,0,0,0,0,null,0,0,0,0,0,null,0,0,0,0,0]
["PV capital cost",47882.8,33353.46,26817.14,24591.14,22632.68,null,50474.2,34335.980000000003,27608.560000000001,25208.959999999999,23444.54,null,50381.52,34373.64,28078.26,25442.48,23690.66,null,51496.34,34885.480000000003,29526.14,26877.759999999998,24812.62]
["PV O&M",8153.0653778403203,5679.1361398494237,4566.188603563216,4187.1647467488156,3853.6952666873922,null,8594.3063583204821,5846.4310723729122,4700.9446955488638,4292.3617454986243,3991.9317035217759,null,8578.5256166090894,5852.8434885668166,4780.9211131345446,4332.1234934965123,4033.838869577105,null,8768.3474387356964,5939.9951376557119,5027.4534859128162,4576.5104482173447,4224.8764286029282]
["Battery capital cost",72977.753408247998,20921.160426248,20176.628964248001,17812.357046544861,15563.49275217552,null,81681.930211965344,29732.305029318701,29048.09229348334,26869.769933163028,24403.271829708188,null,83578.335791243997,31470.980497244,30466.17166615068,28341.583116908041,25778.742427795471,null,90933.17326327601,38150.689751275997,36148.999010498002,33296.622169133952,30586.726983142631]
["Battery O&M",22512.2462735216,5679.58565601384,5438.8391011396807,4903.67648570048,4311.4389390823999,null,25026.3016400376,8265.4614460717603,8099.4299264043202,7559.9083663404808,6885.3276314225604,null,25479.393501216,8630.3187328560798,8401.9508996307995,7897.3179236915203,7241.0243236441602,null,26982.037497795998,9914.6579285278422,9547.0592742256813,8987.7862463314414,8350.9205986931211]
["Diesel capital cost",0,0,0,0,0,null,0,0,0,0,0,null,0,0,0,0,0,null,0,0,0,0,0]
["Diesel O&M (kW)",0,0,0,0,0,null,0,0,0,0,0,null,0,0,0,0,0,null,0,0,0,0,0]
["Diesel O&M (kWh)",0,0,0,0,0,null,0,0,0,0,0,null,0,0,0,0,0,null,0,0,0,0,0]
["Fuel cost",0,0,0,0,0,null,0,0,0,0,0,null,0,0,0,0,0,null,0,0,0,0,0]
["REopt LCC",151527,65633.7,56999.199999999997,51494.7,46361.7,null,165778,78180.600000000006,69457.399999999994,63931.5,58725.5,null,168019,80328.2,71727.7,66013.8,60744.6,null,178181,88891.3,80250.100000000006,73739.100000000006,67975.5]
[]
["TMY_lowPVBatt_MedDiesel_32_D_business",100,95,90,85,80,"TMY_lowPVBatt_MedDiesel_32_D_nrel",100,95,90,85,80,"TMY_lowPVBatt_MedDiesel_32_D_average",100,95,90,85,80,"TMY_lowPVBatt_MedDiesel_32_D_residential",100,95,90,85,80]
["PV kW",0,0,0,0,0,null,0,0,0,0,0,null,0,0,0,0,0,null,0,0,0,0,0]
["Battery kW",0,0,0,0,0,null,0,0,0,0,0,null,0,0,0,0,0,null,0,0,0,0,0]
["Battery kWh",0,0,0,0,0,null,0,0,0,0,0,null,0,0,0,0,0,null,0,0,0,0,0]
["Generator kW",6,6,6,6,6,null,7,7,7,7,7,null,8,8,8,8,8,null,12,12,12,12,12]
["PV capital cost",0,0,0,0,0,null,0,0,0,0,0,null,0,0,0,0,0,null,0,0,0,0,0]
["PV O&M",0,0,0,0,0,null,0,0,0,0,0,null,0,0,0,0,0,null,0,0,0,0,0]
["Battery capital cost",0,0,0,0,0,null,0,0,0,0,0,null,0,0,0,0,0,null,0,0,0,0,0]
["Battery O&M",0,0,0,0,0,null,0,0,0,0,0,null,0,0,0,0,0,null,0,0,0,0,0]
["Diesel capital cost",3325.32,3325.32,3325.32,3325.32,3325.32,null,3879.54,3879.54,3879.54,3879.54,3879.54,null,4433.76,4433.76,4433.76,4433.76,4433.76,null,6650.64,6650.64,6650.64,6650.64,6650.64]
["Diesel O&M (kW)",1277.0345580000001,1277.0345580000001,1277.0345580000001,1277.0345580000001,1277.0345580000001,null,1489.8736510000001,1489.8736510000001,1489.8736510000001,1489.8736510000001,1489.8736510000001,null,1702.7127439999999,1702.7127439999999,1702.7127439999999,1702.7127439999999,1702.7127439999999,null,2554.0691160000001,2554.0691160000001,2554.0691160000001,2554.0691160000001,2554.0691160000001]
["Diesel O&M (kWh)",3858.7391275132431,3665.802171137615,3472.8652147619532,3279.9282583862901,3086.9913020106392,null,3860.1685548619098,3667.1601271188401,3474.1516993757668,3281.1432716326849,3088.1348438895948,null,3860.1685548619221,3667.160127118836,3474.15169937574,3281.1432716326431,3088.1348438895411,null,3861.5979822105428,3668.518083100028,3475.4381839894991,3282.3582848789788,3089.2783857684481]
["Fuel cost",67878.044277559296,64484.142063681931,61090.239849803991,57696.337635926,54302.435422048213,null,67903.188950380674,64508.029502862082,61112.870055343446,57717.710607824651,54322.551160305709,null,67903.188950380878,64508.029502862017,61112.870055342981,57717.710607823909,54322.551160304771,null,67928.333623201455,64531.916942041578,61135.500260881498,57739.083579721548,54342.666898561409]
["REopt LCC",76342.600000000006,72755.600000000006,69168.600000000006,65581.5,61994.5,null,77136.2,73547.899999999994,69959.5,66371.199999999997,62782.8,null,77903.199999999997,74314.899999999994,70726.5,67138.2,63549.8,null,80997.899999999994,77408.2,73818.5,70228.800000000003,66639.199999999997]
[]
["TMY_lowPVBatt_LowDiesel_44_PBD_business",100,95,90,85,80,"TMY_lowPVBatt_LowDiesel_44_PBD_nrel",100,95,90,85,80,"TMY_lowPVBatt_LowDiesel_44_PBD_average",100,95,90,85,80,"TMY_lowPVBatt_LowDiesel_44_PBD_residential",100,95,90,85,80]
["PV kW",8.6829999999999998,8.6829999999999998,8.6829999999999998,8.6829999999999998,8.6829999999999998,null,5.819,5.819,5.819,5.819,5.819,null,5.1429999999999998,5.1429999999999998,5.1429999999999998,5.1429999999999998,5.1429999999999998,null,3.6269999999999998,3.6739999999999999,3.629,3.6280000000000001,3.6520000000000001]
["Battery kW",0,0,0,0,0,null,0,0,0,0,0,null,0,0,0,0,0,null,0.106,0.11600000000000001,0.106,0.106,0.111]
["Battery kWh",0,0,0,0,0,null,0,0,0,0,0,null,0,0,0,0,0,null,0.50900000000000001,0.57299999999999995,0.51200000000000001,0.51,0.53900000000000003]
["Generator kW",6,6,6,6,6,null,7,7,7,7,7,null,8,8,8,8,8,null,12,12,12,12,12]
["PV capital cost",12155.541999999999,12155.541999999999,12155.541999999999,12155.541999999999,12155.541999999999,null,8146.4319999999998,8146.4319999999998,8146.4319999999998,8146.4319999999998,8146.4319999999998,null,7200.0039999999999,7200.0039999999999,7200.0039999999999,7200.0039999999999,7200.0039999999999,null,5077.7439999999997,5143.6559999999999,5080.3899999999994,5078.7939999999999,5112.6320000000014]
["PV O&M",2069.7396273627251,2069.7396273627251,2069.7396273627251,2069.7396273627251,2069.7396273627251,null,1387.1033584529409,1387.1033584529409,1387.1033584529409,1387.1033584529409,1387.1033584529409,null,1225.953856765098,1225.953856765098,1225.953856765098,1225.953856765098,1225.953856765098,null,864.59394195695359,875.81686219520645,865.04447974901598,864.77272679507359,870.53436617822092]
["Battery capital cost",4.2244614656488222E-10,0,0,0,0,null,9.8965971779999999E-9,0,0,0,0,null,0,0,0,0,0,null,342.85111065513962,383.58740670275768,344.48109090194617,343.50001105132651,361.79467848863442]
["Battery O&M",1.106654309984384E-10,0,0,0,0,null,3.2000953582010399E-9,0,0,0,0,null,0,0,0,0,0,null,86.692257190564789,97.490861413012809,87.124235413717599,86.864231177708817,91.762935742196802]
["Diesel capital cost",2493.96,2493.96,2493.96,2493.96,2493.96,null,2909.62,2909.62,2909.62,2909.62,2909.62,null,3325.28,3325.28,3325.28,3325.28,3325.28,null,4987.92,4987.92,4987.92,4987.92,4987.92]
["Diesel O&M (kW)",1277.0345580000001,1277.0345580000001,1277.0345580000001,1277.0345580000001,1277.0345580000001,null,1489.8736510000001,1489.8736510000001,1489.8736510000001,1489.8736510000001,1489.8736510000001,null,1702.7127439999999,1702.7127439999999,1702.7127439999999,1702.7127439999999,1702.7127439999999,null,2554.0691160000001,2554.0691160000001,2554.0691160000001,2554.0691160000001,2554.0691160000001]
["Diesel O&M (kWh)",2106.7000164186288,1913.763060042967,1720.826103667315,1527.889147291643,1334.9521990206169,null,2695.3582231622181,2502.3497954191412,2309.341367676046,2116.3329399329441,1923.324512189841,null,2837.743572885915,2644.735145142804,2451.7267173996879,2258.7182896565751,2065.7098619134631,null,3160.9907579924579,2961.6859759711961,2774.5835050383321,2581.6514743834291,2385.5651983943858]
["Fuel cost",40764.233988206703,37030.94155294096,33297.649117675377,29564.356682409431,25831.0644039668,null,52154.655354209797,48419.979961939229,44685.304569668289,40950.629177397241,37215.953785126148,null,54909.78407087284,51175.10867860158,47440.43328633027,43705.757894058966,39971.082501787721,null,61164.553989236883,57308.045371035572,53687.64908991487,49954.451966384077,46160.220811498541]
["REopt LCC",60869.2,56942.8,53016.4,49089.9,45163.5,null,68785.5,64857.599999999999,60929.7,57001.9,53074,null,71204,67276.100000000006,63348.3,59420.4,55492.5,null,78242.100000000006,74314.7,70383.5,66454.100000000006,62526.400000000001]
[]
["TMY_lowPVBatt_LowDiesel_44_PB_business",100,95,90,85,80,"TMY_lowPVBatt_LowDiesel_44_PB_nrel",100,95,90,85,80,"TMY_lowPVBatt_LowDiesel_44_PB_average",100,95,90,85,80,"TMY_lowPVBatt_LowDiesel_44_PB_residential",100,95,90,85,80]
["PV kW",34.201999999999998,23.824000000000002,19.155000000000001,17.565000000000001,16.166,null,36.052999999999997,24.526,19.72,18.006,16.745999999999999,null,35.987000000000002,24.553000000000001,20.056000000000001,18.172999999999998,16.922000000000001,null,36.783000000000001,24.917999999999999,21.09,19.198,17.722999999999999]
["Battery kW",4.76,4.76,4.76,3.754,3.1619999999999999,null,6.0780000000000003,5.9139999999999997,5.6719999999999997,4.9489999999999998,4.41,null,6.78,6.78,6.3570000000000002,5.5570000000000004,4.8010000000000002,null,10.62,10.62,9.3940000000000001,7.8010000000000002,6.7510000000000003]
["Battery kWh",132.214,33.356000000000002,31.942,28.798999999999999,25.321000000000002,null,146.97900000000001,48.542999999999999,47.567999999999998,44.399000000000001,40.436999999999998,null,149.63999999999999,50.686,49.344000000000001,46.381,42.526000000000003,null,158.465,58.228999999999999,56.07,52.784999999999997,49.045000000000002]
["Generator kW",0,0,0,0,0,null,0,0,0,0,0,null,0,0,0,0,0,null,0,0,0,0,0]
["PV capital cost",47882.8,33353.46,26817.14,24591.14,22632.68,null,50474.2,34335.980000000003,27608.560000000001,25208.959999999999,23444.54,null,50381.52,34373.64,28078.26,25442.48,23690.66,null,51496.34,34885.480000000003,29526.14,26877.759999999998,24812.62]
["PV O&M",8153.0653778403203,5679.1361398494237,4566.188603563216,4187.1647467488156,3853.6952666873922,null,8594.3063583204821,5846.4310723729122,4700.9446955488638,4292.3617454986243,3991.9317035217759,null,8578.5256166090894,5852.8434885668166,4780.9211131345446,4332.1234934965123,4033.838869577105,null,8768.3474387356964,5939.9951376557119,5027.4534859128162,4576.5104482173447,4224.8764286029282]
["Battery capital cost",72977.753408247998,20921.160426248,20176.628964248001,17812.357046544861,15563.49275217552,null,81681.930211965344,29732.305029318701,29048.09229348334,26869.769933163028,24403.271829708188,null,83578.335791243997,31470.980497244,30466.17166615068,28341.583116908041,25778.742427795471,null,90933.17326327601,38150.689751275997,36148.999010498002,33296.622169133952,30586.726983142631]
["Battery O&M",22512.2462735216,5679.58565601384,5438.8391011396807,4903.67648570048,4311.4389390823999,null,25026.3016400376,8265.4614460717603,8099.4299264043202,7559.9083663404808,6885.3276314225604,null,25479.393501216,8630.3187328560798,8401.9508996307995,7897.3179236915203,7241.0243236441602,null,26982.037497795998,9914.6579285278422,9547.0592742256813,8987.7862463314414,8350.9205986931211]
["Diesel capital cost",0,0,0,0,0,null,0,0,0,0,0,null,0,0,0,0,0,null,0,0,0,0,0]
["Diesel O&M (kW)",0,0,0,0,0,null,0,0,0,0,0,null,0,0,0,0,0,null,0,0,0,0,0]
["Diesel O&M (kWh)",0,0,0,0,0,null,0,0,0,0,0,null,0,0,0,0,0,null,0,0,0,0,0]
["Fuel cost",0,0,0,0,0,null,0,0,0,0,0,null,0,0,0,0,0,null,0,0,0,0,0]
["REopt LCC",151527,65633.7,56999.199999999997,51494.7,46361.7,null,165778,78180.600000000006,69457.399999999994,63931.5,58725.5,null,168019,80328.2,71727.7,66013.8,60744.6,null,178181,88891.3,80250.100000000006,73739.100000000006,67975.5]
[]
["TMY_lowPVBatt_LowDiesel_44_D_business",100,95,90,85,80,"TMY_lowPVBatt_LowDiesel_44_D_nrel",100,95,90,85,80,"TMY_lowPVBatt_LowDiesel_44_D_average",100,95,90,85,80,"TMY_lowPVBatt_LowDiesel_44_D_residential",100,95,90,85,80]
["PV kW",0,0,0,0,0,null,0,0,0,0,0,null,0,0,0,0,0,null,0,0,0,0,0]
["Battery kW",0,0,0,0,0,null,0,0,0,0,0,null,0,0,0,0,0,null,0,0,0,0,0]
["Battery kWh",0,0,0,0,0,null,0,0,0,0,0,null,0,0,0,0,0,null,0,0,0,0,0]
["Generator kW",6,6,6,6,6,null,7,7,7,7,7,null,8,8,8,8,8,null,12,12,12,12,12]
["PV capital cost",0,0,0,0,0,null,0,0,0,0,0,null,0,0,0,0,0,null,0,0,0,0,0]
["PV O&M",0,0,0,0,0,null,0,0,0,0,0,null,0,0,0,0,0,null,0,0,0,0,0]
["Battery capital cost",0,0,0,0,0,null,0,0,0,0,0,null,0,0,0,0,0,null,0,0,0,0,0]
["Battery O&M",0,0,0,0,0,null,0,0,0,0,0,null,0,0,0,0,0,null,0,0,0,0,0]
["Diesel capital cost",2493.96,2493.96,2493.96,2493.96,2493.96,null,2909.62,2909.62,2909.62,2909.62,2909.62,null,3325.28,3325.28,3325.28,3325.28,3325.28,null,4987.92,4987.92,4987.92,4987.92,4987.92]
["Diesel O&M (kW)",1277.0345580000001,1277.0345580000001,1277.0345580000001,1277.0345580000001,1277.0345580000001,null,1489.8736510000001,1489.8736510000001,1489.8736510000001,1489.8736510000001,1489.8736510000001,null,1702.7127439999999,1702.7127439999999,1702.7127439999999,1702.7127439999999,1702.7127439999999,null,2554.0691160000001,2554.0691160000001,2554.0691160000001,2554.0691160000001,2554.0691160000001]
["Diesel O&M (kWh)",3858.7391275132431,3665.8021711376141,3472.8652147619518,3279.9282583862901,3086.9913020106392,null,3860.1685548619098,3667.160127118841,3474.1516993757682,3281.143271632684,3088.1348438895948,null,3860.1685548619221,3667.160127118836,3474.15169937574,3281.1432716326431,3088.1348438895411,null,3861.5979822105428,3668.518083100028,3475.4381839894991,3282.3582848789788,3089.2783857684481]
["Fuel cost",74665.84870531522,70932.556270050089,67199.263834784331,63465.971399518588,59732.678964253028,null,74693.507845418717,70958.832453148309,67224.157060877813,63489.481668607114,59754.80627633629,null,74693.507845418979,70958.832453148207,67224.157060877289,63489.481668606299,59754.806276335243,null,74721.166985521588,70985.108636245728,67249.05028696965,63512.991937693703,59776.933588417538]
["REopt LCC",82299.100000000006,78372.600000000006,74446.2,70519.8,66593.399999999994,null,82956.600000000006,79028.7,75100.899999999994,71173,67245.100000000006,null,83585.100000000006,79657.2,75729.3,71801.5,67873.600000000006,null,86128,82198.7,78269.3,74340,70410.7]
[]
["TMY_lowPVBatt_LowDiesel_36_PBD_business",100,95,90,85,80,"TMY_lowPVBatt_LowDiesel_36_PBD_nrel",100,95,90,85,80,"TMY_lowPVBatt_LowDiesel_36_PBD_average",100,95,90,85,80,"TMY_lowPVBatt_LowDiesel_36_PBD_residential",100,95,90,85,80]
["PV kW",7.9059999999999997,7.9059999999999997,7.9059999999999997,7.9059999999999997,7.9059999999999997,null,5.2329999999999997,5.2329999999999997,5.2329999999999997,5.2329999999999997,5.2329999999999997,null,4.6719999999999997,4.6719999999999997,4.6719999999999997,4.6719999999999997,4.6719999999999997,null,3.2669999999999999,3.2810000000000001,3.2810000000000001,3.2810000000000001,3.2810000000000001]
["Battery kW",0,0,0,0,0,null,0,0,0,0,0,null,0,0,0,0,0,null,0,0.01,0.01,0.01,0.01]
["Battery kWh",0,0,0,0,0,null,0,0,0,0,0,null,0,0,0,0,0,null,0,1.4E-2,1.4E-2,1.4E-2,1.4E-2]
["Generator kW",6,6,6,6,6,null,7,7,7,7,7,null,8,8,8,8,8,null,12,12,12,12,12]
["PV capital cost",11068.371999999999,11068.371999999999,11068.371999999999,11068.371999999999,11068.371999999999,null,7325.5839999999989,7325.5839999999989,7325.5839999999989,7325.5839999999989,7325.5839999999989,null,6541.2060000000001,6541.2060000000001,6541.2060000000001,6541.2060000000001,6541.2060000000001,null,4574.1360000000004,4593.8059999999996,4593.8059999999996,4593.8059999999996,4593.8059999999996]
["PV O&M",1884.625805973277,1884.625805973277,1884.625805973277,1884.625805973277,1884.625805973277,null,1247.3365234042501,1247.3365234042501,1247.3365234042501,1247.3365234042501,1247.3365234042501,null,1113.7794817329259,1113.7794817329259,1113.7794817329259,1113.7794817329259,1113.7794817329259,null,778.84396599891841,782.19320196636659,782.19320196636659,782.19320196636659,782.19320196636659]
["Battery capital cost",2.129505163905812E-10,0,0,0,0,null,0,0,0,0,0,null,8.1884243160000016E-10,0,0,0,0,null,0,14.38582875935203,14.38582875935203,14.38582875935203,14.38582875935203]
["Battery O&M",0,0,0,0,0,null,0,0,0,0,0,null,2.6477523711748808E-10,0,0,0,0,null,0,2.4010292945692799,2.4010292945692799,2.4010292945692799,2.4010292945692799]
["Diesel capital cost",2493.96,2493.96,2493.96,2493.96,2493.96,null,2909.62,2909.62,2909.62,2909.62,2909.62,null,3325.28,3325.28,3325.28,3325.28,3325.28,null,4987.92,4987.92,4987.92,4987.92,4987.92]
["Diesel O&M (kW)",1277.0345580000001,1277.0345580000001,1277.0345580000001,1277.0345580000001,1277.0345580000001,null,1489.8736510000001,1489.8736510000001,1489.8736510000001,1489.8736510000001,1489.8736510000001,null,1702.7127439999999,1702.7127439999999,1702.7127439999999,1702.7127439999999,1702.7127439999999,null,2554.0691160000001,2554.0691160000001,2554.0691160000001,2554.0691160000001,2554.0691160000001]
["Diesel O&M (kWh)",2175.771742763457,1982.8347863878,1789.897830012141,1596.960872461611,1404.0239275703011,null,2747.2233548055392,2554.2149270624482,2361.2064993193521,2168.1980715762511,1975.189643833143,null,2879.207606251714,2686.199178508607,2493.190750765491,2300.1823230223799,2107.1738952792662,null,3216.335947868632,3020.8788152375778,2827.7989500861258,2634.719046422972,2441.6391502887991]
["Fuel cost",34446.075060146199,31391.56306765612,28337.051075166,25282.539064075729,22228.027253401891,null,43493.101793126043,40437.458290358984,37381.814787591829,34326.171284824617,31270.527782057299,null,45582.631380589948,42526.987877822627,39471.344375055189,36415.700872287787,33360.057369520378,null,50919.932133236704,47825.521571079596,44768.747095664003,41711.972010544298,38655.197044620872]
["REopt LCC",53347.9,50100.2,46852.6,43605,40357.300000000003,null,59215.199999999997,55966.400000000001,52717.5,49468.7,46219.9,null,61147.4,57898.5,54649.7,51400.9,48152,null,67033.899999999994,63783.7,60533.599999999999,57283.6,54033.599999999999]
[]
["TMY_lowPVBatt_LowDiesel_36_PB_business",100,95,90,85,80,"TMY_lowPVBatt_LowDiesel_36_PB_nrel",100,95,90,85,80,"TMY_lowPVBatt_LowDiesel_36_PB_average",100,95,90,85,80,"TMY_lowPVBatt_LowDiesel_36_PB_residential",100,95,90,85,80]
["PV kW",34.201999999999998,23.824000000000002,19.155000000000001,17.565000000000001,16.166,null,36.052999999999997,24.526,19.72,18.006,16.745999999999999,null,35.987000000000002,24.553000000000001,20.056000000000001,18.172999999999998,16.922000000000001,null,36.783000000000001,24.917999999999999,21.09,19.198,17.722999999999999]
["Battery kW",4.76,4.76,4.76,3.754,3.1619999999999999,null,6.0780000000000003,5.9139999999999997,5.6719999999999997,4.9489999999999998,4.41,null,6.78,6.78,6.3570000000000002,5.5570000000000004,4.8010000000000002,null,10.62,10.62,9.3940000000000001,7.8010000000000002,6.7510000000000003]
["Battery kWh",132.214,33.356000000000002,31.942,28.798999999999999,25.321000000000002,null,146.97900000000001,48.542999999999999,47.567999999999998,44.399000000000001,40.436999999999998,null,149.63999999999999,50.686,49.344000000000001,46.381,42.526000000000003,null,158.465,58.228999999999999,56.07,52.784999999999997,49.045000000000002]
["Generator kW",0,0,0,0,0,null,0,0,0,0,0,null,0,0,0,0,0,null,0,0,0,0,0]
["PV capital cost",47882.8,33353.46,26817.14,24591.14,22632.68,null,50474.2,34335.980000000003,27608.560000000001,25208.959999999999,23444.54,null,50381.52,34373.64,28078.26,25442.48,23690.66,null,51496.34,34885.480000000003,29526.14,26877.759999999998,24812.62]
["PV O&M",8153.0653778403203,5679.1361398494237,4566.188603563216,4187.1647467488156,3853.6952666873922,null,8594.3063583204821,5846.4310723729122,4700.9446955488638,4292.3617454986243,3991.9317035217759,null,8578.5256166090894,5852.8434885668166,4780.9211131345446,4332.1234934965123,4033.838869577105,null,8768.3474387356964,5939.9951376557119,5027.4534859128162,4576.5104482173447,4224.8764286029282]
["Battery capital cost",72977.753408247998,20921.160426248,20176.628964248001,17812.357046544861,15563.49275217552,null,81681.930211965344,29732.305029318701,29048.09229348334,26869.769933163028,24403.271829708188,null,83578.335791243997,31470.980497244,30466.17166615068,28341.583116908041,25778.742427795471,null,90933.17326327601,38150.689751275997,36148.999010498002,33296.622169133952,30586.726983142631]
["Battery O&M",22512.2462735216,5679.58565601384,5438.8391011396807,4903.67648570048,4311.4389390823999,null,25026.3016400376,8265.4614460717603,8099.4299264043202,7559.9083663404808,6885.3276314225604,null,25479.393501216,8630.3187328560798,8401.9508996307995,7897.3179236915203,7241.0243236441602,null,26982.037497795998,9914.6579285278422,9547.0592742256813,8987.7862463314414,8350.9205986931211]
["Diesel capital cost",0,0,0,0,0,null,0,0,0,0,0,null,0,0,0,0,0,null,0,0,0,0,0]
["Diesel O&M (kW)",0,0,0,0,0,null,0,0,0,0,0,null,0,0,0,0,0,null,0,0,0,0,0]
["Diesel O&M (kWh)",0,0,0,0,0,null,0,0,0,0,0,null,0,0,0,0,0,null,0,0,0,0,0]
["Fuel cost",0,0,0,0,0,null,0,0,0,0,0,null,0,0,0,0,0,null,0,0,0,0,0]
["REopt LCC",151527,65633.7,56999.199999999997,51494.7,46361.7,null,165778,78180.600000000006,69457.399999999994,63931.5,58725.5,null,168019,80328.2,71727.7,66013.8,60744.6,null,178181,88891.3,80250.100000000006,73739.100000000006,67975.5]
[]
["TMY_lowPVBatt_LowDiesel_36_D_business",100,95,90,85,80,"TMY_lowPVBatt_LowDiesel_36_D_nrel",100,95,90,85,80,"TMY_lowPVBatt_LowDiesel_36_D_average",100,95,90,85,80,"TMY_lowPVBatt_LowDiesel_36_D_residential",100,95,90,85,80]
["PV kW",0,0,0,0,0,null,0,0,0,0,0,null,0,0,0,0,0,null,0,0,0,0,0]
["Battery kW",0,0,0,0,0,null,0,0,0,0,0,null,0,0,0,0,0,null,0,0,0,0,0]
["Battery kWh",0,0,0,0,0,null,0,0,0,0,0,null,0,0,0,0,0,null,0,0,0,0,0]
["Generator kW",6,6,6,6,6,null,7,7,7,7,7,null,8,8,8,8,8,null,12,12,12,12,12]
["PV capital cost",0,0,0,0,0,null,0,0,0,0,0,null,0,0,0,0,0,null,0,0,0,0,0]
["PV O&M",0,0,0,0,0,null,0,0,0,0,0,null,0,0,0,0,0,null,0,0,0,0,0]
["Battery capital cost",0,0,0,0,0,null,0,0,0,0,0,null,0,0,0,0,0,null,0,0,0,0,0]
["Battery O&M",0,0,0,0,0,null,0,0,0,0,0,null,0,0,0,0,0,null,0,0,0,0,0]
["Diesel capital cost",2493.96,2493.96,2493.96,2493.96,2493.96,null,2909.62,2909.62,2909.62,2909.62,2909.62,null,3325.28,3325.28,3325.28,3325.28,3325.28,null,4987.92,4987.92,4987.92,4987.92,4987.92]
["Diesel O&M (kW)",1277.0345580000001,1277.0345580000001,1277.0345580000001,1277.0345580000001,1277.0345580000001,null,1489.8736510000001,1489.8736510000001,1489.8736510000001,1489.8736510000001,1489.8736510000001,null,1702.7127439999999,1702.7127439999999,1702.7127439999999,1702.7127439999999,1702.7127439999999,null,2554.0691160000001,2554.0691160000001,2554.0691160000001,2554.0691160000001,2554.0691160000001]
["Diesel O&M (kWh)",3858.7391275132431,3665.802171137615,3472.8652147619532,3279.9282583862901,3086.9913020106392,null,3860.1685548619098,3667.1601271188401,3474.1516993757668,3281.1432716326849,3088.1348438895948,null,3860.1685548619221,3667.160127118836,3474.1516993757391,3281.1432716326431,3088.134843889542,null,3861.5979822105428,3668.518083100028,3475.4381839895,3282.3582848789779,3089.2783857684481]
["Fuel cost",61090.239849803358,58035.727857313723,54981.215864823571,51926.703872333383,48872.191879843384,null,61112.870055342602,58057.22655257587,55001.583049809087,51945.939547042188,48890.296044275128,null,61112.870055342799,58057.226552575819,55001.583049808651,51945.939547041518,48890.296044274299,null,61135.500260881301,58078.725247837421,55021.950234793352,51965.17522174937,48908.40020870525]
["REopt LCC",68723.399999999994,65475.8,62228.2,58980.5,55732.9,null,69376,66127.100000000006,62878.3,59629.5,56380.6,null,70004.399999999994,66755.600000000006,63506.8,60257.9,57009.1,null,72542.3,69292.3,66042.2,62792.2,59542.2]
[]
["TMY_lowPVBatt_LowDiesel_32_PBD_business",100,95,90,85,80,"TMY_lowPVBatt_LowDiesel_32_PBD_nrel",100,95,90,85,80,"TMY_lowPVBatt_LowDiesel_32_PBD_average",100,95,90,85,80,"TMY_lowPVBatt_LowDiesel_32_PBD_residential",100,95,90,85,80]
["PV kW",7.4359999999999999,7.4359999999999999,7.4359999999999999,7.4359999999999999,7.4359999999999999,null,5.0179999999999998,5.0179999999999998,5.0179999999999998,5.0179999999999998,5.0179999999999998,null,4.43,4.43,4.43,4.43,4.43,null,3.1190000000000002,3.1190000000000002,3.1190000000000002,3.1190000000000002,3.1190000000000002]
["Battery kW",0,0,0,0,0,null,0,0,0,0,0,null,0,0,0,0,0,null,0,0,0,0,0]
["Battery kWh",0,0,0,0,0,null,0,0,0,0,0,null,0,0,0,0,0,null,0,0,0,0,0]
["Generator kW",6,6,6,6,6,null,7,7,7,7,7,null,8,8,8,8,8,null,12,12,12,12,12]
["PV capital cost",10410.567999999999,10410.567999999999,10410.567999999999,10410.567999999999,10410.567999999999,null,7025.5919999999996,7025.5919999999996,7025.5919999999996,7025.5919999999996,7025.5919999999996,null,6201.8039999999992,6201.8039999999992,6201.8039999999992,6201.8039999999992,6201.8039999999992,null,4367.16,4367.16,4367.16,4367.16,4367.16]
["PV O&M",1772.6206805878589,1772.6206805878589,1772.6206805878589,1772.6206805878589,1772.6206805878589,null,1196.2565032544451,1196.2565032544451,1196.2565032544451,1196.2565032544451,1196.2565032544451,null,1055.9890706590179,1055.9890706590179,1055.9890706590179,1055.9890706590179,1055.9890706590179,null,743.60189870870408,743.60189870870408,743.60189870870408,743.60189870870408,743.60189870870408]
["Battery capital cost",0,0,0,0,0,null,0,0,0,0,0,null,0,0,0,0,0,null,0,0,0,0,0]
["Battery O&M",0,0,0,0,0,null,0,0,0,0,0,null,0,0,0,0,0,null,0,0,0,0,0]
["Diesel capital cost",2493.96,2493.96,2493.96,2493.96,2493.96,null,2909.62,2909.62,2909.62,2909.62,2909.62,null,3325.28,3325.28,3325.28,3325.28,3325.28,null,4987.92,4987.92,4987.92,4987.92,4987.92]
["Diesel O&M (kW)",1277.0345580000001,1277.0345580000001,1277.0345580000001,1277.0345580000001,1277.0345580000001,null,1489.8736510000001,1489.8736510000001,1489.8736510000001,1489.8736510000001,1489.8736510000001,null,1702.7127439999999,1702.7127439999999,1702.7127439999999,1702.7127439999999,1702.7127439999999,null,2554.0691160000001,2554.0691160000001,2554.0691160000001,2554.0691160000001,2554.0691160000001]
["Diesel O&M (kWh)",2224.4806207067741,2031.5436655059871,1838.606709521956,1645.669751579803,1452.7328002364929,null,2769.307369980319,2576.2989422372289,2383.290514494131,2190.28208675103,1997.273659007928,null,2903.997634930462,2710.9892071873542,2517.9807794442399,2324.9723517011271,2131.9639239580129,null,3231.6592627762561,3038.579363665724,2845.499464555191,2652.4195654446589,2459.33966633413]
["Fuel cost",31304.19322525477,28589.071470685929,25873.949705094819,23158.827911947879,20443.706211663721,null,38971.314113962522,36255.186555947374,33539.05899793213,30822.931439916811,28106.803881901491,null,40866.754353050957,38150.626795035547,35434.499237020078,32718.371679004591,30002.244120989119,null,45477.800551928303,42760.667207000151,40043.533862072021,37326.400517143913,34609.267172215819]
["REopt LCC",49484.9,46576.7,43668.4,40760.199999999997,37851.9,null,54364.4,51455.1,48545.8,45636.5,42727.199999999997,null,56059.1,53149.8,50240.5,47331.1,44421.8,null,61364.9,58454.5,55544.1,52633.7,49723.3]
[]
["TMY_lowPVBatt_LowDiesel_32_PB_business",100,95,90,85,80,"TMY_lowPVBatt_LowDiesel_32_PB_nrel",100,95,90,85,80,"TMY_lowPVBatt_LowDiesel_32_PB_average",100,95,90,85,80,"TMY_lowPVBatt_LowDiesel_32_PB_residential",100,95,90,85,80]
["PV kW",34.201999999999998,23.824000000000002,19.155000000000001,17.565000000000001,16.166,null,36.052999999999997,24.526,19.72,18.006,16.745999999999999,null,35.987000000000002,24.553000000000001,20.056000000000001,18.172999999999998,16.922000000000001,null,36.783000000000001,24.917999999999999,21.09,19.198,17.722999999999999]
["Battery kW",4.76,4.76,4.76,3.754,3.1619999999999999,null,6.0780000000000003,5.9139999999999997,5.6719999999999997,4.9489999999999998,4.41,null,6.78,6.78,6.3570000000000002,5.5570000000000004,4.8010000000000002,null,10.62,10.62,9.3940000000000001,7.8010000000000002,6.7510000000000003]
["Battery kWh",132.214,33.356000000000002,31.942,28.798999999999999,25.321000000000002,null,146.97900000000001,48.542999999999999,47.567999999999998,44.399000000000001,40.436999999999998,null,149.63999999999999,50.686,49.344000000000001,46.381,42.526000000000003,null,158.465,58.228999999999999,56.07,52.784999999999997,49.045000000000002]
["Generator kW",0,0,0,0,0,null,0,0,0,0,0,null,0,0,0,0,0,null,0,0,0,0,0]
["PV capital cost",47882.8,33353.46,26817.14,24591.14,22632.68,null,50474.2,34335.980000000003,27608.560000000001,25208.959999999999,23444.54,null,50381.52,34373.64,28078.26,25442.48,23690.66,null,51496.34,34885.480000000003,29526.14,26877.759999999998,24812.62]
["PV O&M",8153.0653778403203,5679.1361398494237,4566.188603563216,4187.1647467488156,3853.6952666873922,null,8594.3063583204821,5846.4310723729122,4700.9446955488638,4292.3617454986243,3991.9317035217759,null,8578.5256166090894,5852.8434885668166,4780.9211131345446,4332.1234934965123,4033.838869577105,null,8768.3474387356964,5939.9951376557119,5027.4534859128162,4576.5104482173447,4224.8764286029282]
["Battery capital cost",72977.753408247998,20921.160426248,20176.628964248001,17812.357046544861,15563.49275217552,null,81681.930211965344,29732.305029318701,29048.09229348334,26869.769933163028,24403.271829708188,null,83578.335791243997,31470.980497244,30466.17166615068,28341.583116908041,25778.742427795471,null,90933.17326327601,38150.689751275997,36148.999010498002,33296.622169133952,30586.726983142631]
["Battery O&M",22512.2462735216,5679.58565601384,5438.8391011396807,4903.67648570048,4311.4389390823999,null,25026.3016400376,8265.4614460717603,8099.4299264043202,7559.9083663404808,6885.3276314225604,null,25479.393501216,8630.3187328560798,8401.9508996307995,7897.3179236915203,7241.0243236441602,null,26982.037497795998,9914.6579285278422,9547.0592742256813,8987.7862463314414,8350.9205986931211]
["Diesel capital cost",0,0,0,0,0,null,0,0,0,0,0,null,0,0,0,0,0,null,0,0,0,0,0]
["Diesel O&M (kW)",0,0,0,0,0,null,0,0,0,0,0,null,0,0,0,0,0,null,0,0,0,0,0]
["Diesel O&M (kWh)",0,0,0,0,0,null,0,0,0,0,0,null,0,0,0,0,0,null,0,0,0,0,0]
["Fuel cost",0,0,0,0,0,null,0,0,0,0,0,null,0,0,0,0,0,null,0,0,0,0,0]
["REopt LCC",151527,65633.7,56999.199999999997,51494.7,46361.7,null,165778,78180.600000000006,69457.399999999994,63931.5,58725.5,null,168019,80328.2,71727.7,66013.8,60744.6,null,178181,88891.3,80250.100000000006,73739.100000000006,67975.5]
[]
["TMY_lowPVBatt_LowDiesel_32_D_business",100,95,90,85,80,"TMY_lowPVBatt_LowDiesel_32_D_nrel",100,95,90,85,80,"TMY_lowPVBatt_LowDiesel_32_D_average",100,95,90,85,80,"TMY_lowPVBatt_LowDiesel_32_D_residential",100,95,90,85,80]
["PV kW",0,0,0,0,0,null,0,0,0,0,0,null,0,0,0,0,0,null,0,0,0,0,0]
["Battery kW",0,0,0,0,0,null,0,0,0,0,0,null,0,0,0,0,0,null,0,0,0,0,0]
["Battery kWh",0,0,0,0,0,null,0,0,0,0,0,null,0,0,0,0,0,null,0,0,0,0,0]
["Generator kW",6,6,6,6,6,null,7,7,7,7,7,null,8,8,8,8,8,null,12,12,12,12,12]
["PV capital cost",0,0,0,0,0,null,0,0,0,0,0,null,0,0,0,0,0,null,0,0,0,0,0]
["PV O&M",0,0,0,0,0,null,0,0,0,0,0,null,0,0,0,0,0,null,0,0,0,0,0]
["Battery capital cost",0,0,0,0,0,null,0,0,0,0,0,null,0,0,0,0,0,null,0,0,0,0,0]
["Battery O&M",0,0,0,0,0,null,0,0,0,0,0,null,0,0,0,0,0,null,0,0,0,0,0]
["Diesel capital cost",2493.96,2493.96,2493.96,2493.96,2493.96,null,2909.62,2909.62,2909.62,2909.62,2909.62,null,3325.28,3325.28,3325.28,3325.28,3325.28,null,4987.92,4987.92,4987.92,4987.92,4987.92]
["Diesel O&M (kW)",1277.0345580000001,1277.0345580000001,1277.0345580000001,1277.0345580000001,1277.0345580000001,null,1489.8736510000001,1489.8736510000001,1489.8736510000001,1489.8736510000001,1489.8736510000001,null,1702.7127439999999,1702.7127439999999,1702.7127439999999,1702.7127439999999,1702.7127439999999,null,2554.0691160000001,2554.0691160000001,2554.0691160000001,2554.0691160000001,2554.0691160000001]
["Diesel O&M (kWh)",3858.7391275132431,3665.8021711376141,3472.865214761955,3279.9282583862901,3086.9913020106392,null,3860.1685548619098,3667.160127118842,3474.1516993757668,3281.143271632684,3088.1348438895948,null,3860.1685548619221,3667.160127118836,3474.1516993757391,3281.1432716326431,3088.134843889542,null,3861.5979822105428,3668.518083100028,3475.4381839895,3282.3582848789779,3089.2783857684481]
["Fuel cost",54302.435422047427,51587.313650945507,48872.191879843173,46157.070108740787,43441.948337638569,null,54322.551160304538,51606.423602289688,48890.296044274757,46174.168486259718,43458.040928244562,null,54322.551160304713,51606.423602289608,48890.296044274357,46174.168486259121,43458.040928243812,null,54342.666898561147,51625.533553633257,48908.400208705192,46191.266863777229,43474.133518849128]
["REopt LCC",61935.6,59027.4,56119.199999999997,53210.9,50302.7,null,62585.599999999999,59676.3,56767,53857.7,50948.4,null,63214.1,60304.800000000003,57395.5,54486.1,51576.800000000003,null,65749.5,62839.1,59928.7,57018.3,54107.9]

{"sheet":"Accra_15","index":7,"n_rows":1214,"n_cols":24,"rows_kept":1214,"cut":false,"hidden":false,"merged":[]}
["TMY_highPVBatt_HighDiesel_44_PBD_business",100,95,90,85,80,"TMY_highPVBatt_HighDiesel_44_PBD_nrel",100,95,90,85,80,"TMY_highPVBatt_HighDiesel_44_PBD_average",100,95,90,85,80,"TMY_highPVBatt_HighDiesel_44_PBD_residential",100,95,90,85,80]
["PV kW",8.7420000000000009,8.7420000000000009,8.7420000000000009,8.7420000000000009,8.7420000000000009,null,5.726,5.726,5.726,5.726,5.726,null,5.0209999999999999,5.0209999999999999,5.0209999999999999,5.0209999999999999,5.0209999999999999,null,3.2509999999999999,3.2509999999999999,3.2509999999999999,3.2509999999999999,3.2509999999999999]
["Battery kW",0,0,0,0,0,null,0,0,0,0,0,null,0,0,0,0,0,null,0,0,0,0,0]
["Battery kWh",0,0,0,0,0,null,0,0,0,0,0,null,0,0,0,0,0,null,0,0,0,0,0]
["Generator kW",6,6,6,6,6,null,7,7,7,7,7,null,8,8,8,8,8,null,12,12,12,12,12]
["PV capital cost",19232.400000000001,19232.400000000001,19232.400000000001,19232.400000000001,19232.400000000001,null,12597.64,12597.64,12597.64,12597.64,12597.64,null,11047.124,11047.124,11047.124,11047.124,11047.124,null,7152.4640000000009,7152.4640000000009,7152.4640000000009,7152.4640000000009,7152.4640000000009]
["PV O&M",2407.6393328111521,2407.6393328111521,2407.6393328111521,2407.6393328111521,2407.6393328111521,null,1577.0560910024269,1577.0560910024269,1577.0560910024269,1577.0560910024269,1577.0560910024269,null,1382.952219007615,1382.952219007615,1382.952219007615,1382.952219007615,1382.952219007615,null,895.39286063703878,895.39286063703878,895.39286063703878,895.39286063703878,895.39286063703878]
["Battery capital cost",3.5130200676999999E-10,0,0,0,0,null,1.4651468468999999E-9,0,0,0,0,null,0,0,0,0,0,null,0,0,0,0,0]
["Battery O&M",8.7458696800409207E-11,0,0,0,0,null,3.6475690824902338E-10,0,0,0,0,null,0,0,0,0,0,null,0,0,0,0,0]
["Diesel capital cost",3741.54,3741.54,3741.54,3741.54,3741.54,null,4365.13,4365.13,4365.13,4365.13,4365.13,null,4988.72,4988.72,4988.72,4988.72,4988.72,null,7483.08,7483.08,7483.08,7483.08,7483.08]
["Diesel O&M (kW)",938.89972109999997,938.89972109999997,938.89972109999997,938.89972109999997,938.89972109999997,null,1095.3830079500001,1095.3830079500001,1095.3830079500001,1095.3830079500001,1095.3830079500001,null,1251.8662948000001,1251.8662948000001,1251.8662948000001,1251.8662948000001,1251.8662948000001,null,1877.7994421999999,1877.7994421999999,1877.7994421999999,1877.7994421999999,1877.7994421999999]
["Diesel O&M (kWh)",1471.723873697385,1329.8730103858361,1188.0221470742899,1046.171284194618,904.32042342805414,null,1950.493014559341,1808.5896041600629,1666.68619376078,1524.7827833614899,1382.8793729621941,null,2056.27416122471,1914.370750825417,1772.46734042612,1630.5639300268219,1488.6605196275309,null,2353.8119924533348,2211.8560349663212,2069.9000774793049,1927.944119992291,1785.988162505279]
["Fuel cost",41217.128116923777,37244.450013986017,33271.771911048301,29299.093820205711,25326.415788542829,null,54625.546210842913,50651.396473119697,46677.246735396337,42703.096997672787,38728.947259949047,null,57588.055111040398,53613.905373316731,49639.755635592992,45665.605897869231,41691.456160145637,null,65920.905538051637,61945.284165542747,57969.66279303388,53994.041420525013,50018.420048016204]
["REopt LCC",69009.7,64895.199999999997,60780.6,56666,52551.5,null,76211.8,72095.7,67979.600000000006,63863.5,59747.4,null,78315.600000000006,74199.5,70083.399999999994,65967.3,61851.199999999997,null,85684.2,81566.600000000006,77449,73331.399999999994,69213.8]
[]
["TMY_highPVBatt_HighDiesel_44_PB_business",100,95,90,85,80,"TMY_highPVBatt_HighDiesel_44_PB_nrel",100,95,90,85,80,"TMY_highPVBatt_HighDiesel_44_PB_average",100,95,90,85,80,"TMY_highPVBatt_HighDiesel_44_PB_residential",100,95,90,85,80]
["PV kW",25.024999999999999,19.289000000000001,17.984999999999999,16.876000000000001,15.782,null,25.52,20.059000000000001,18.817,17.681000000000001,16.55,null,25.71,20.239999999999998,18.986000000000001,17.838000000000001,16.704999999999998,null,25.93,21.206,19.596,18.273,17.119]
["Battery kW",5.2220000000000004,4.3719999999999999,3.335,2.7509999999999999,2.3119999999999998,null,6.915,5.2009999999999996,4.6399999999999997,4.2430000000000003,3.8479999999999999,null,6.9390000000000001,5.93,5.032,4.46,4.069,null,10.62,9.0739999999999998,7.5529999999999999,6.5469999999999997,5.6360000000000001]
["Battery kWh",36.819000000000003,30.238,26.922000000000001,23.315000000000001,19.632000000000001,null,54.398000000000003,45.622,42.098999999999997,38.17,34.258000000000003,null,56.481999999999999,47.491,44.002000000000002,40.305999999999997,36.412999999999997,null,64.989000000000004,54.195999999999998,50.962000000000003,47.421999999999997,43.618000000000002]
["Generator kW",0,0,0,0,0,null,0,0,0,0,0,null,0,0,0,0,0,null,0,0,0,0,0]
["PV capital cost",55054.78,42436.02,39565.9,37127.86,34721.06,null,56143.56,44129.36,41397.620000000003,38899.300000000003,36411.1,null,56561.56,44528.44,41768.54,39242.719999999987,36750.559999999998,null,57046.66,46652.98,43112.3,40200.82,37662.68]
["PV O&M",6892.1223449629133,5312.4223123458696,4953.1216633427321,4647.9116532053122,4346.6124733728484,null,7028.4230434081483,5524.4058395095326,5182.4285162938377,4869.6722561313636,4558.182884659228,null,7080.7510545307896,5574.3653196024106,5228.8627409005594,4912.6638484273853,4600.6787379025081,null,7141.4790884915355,5840.3293213978504,5397.0835261306038,5032.6051581321744,4714.8639663838057]
["Battery capital cost",34710.573680930444,28617.026340030439,24738.443747494421,21242.171423598818,17880.069592089319,null,50220.357993939702,41322.623813250502,37919.896010254517,34429.599044665301,30953.332600911141,null,51823.924861773259,43701.653704620003,39876.926864162713,36328.510935046601,32872.800563193261,null,63132.795822079992,52937.888409709398,48477.106748117367,44469.182009326578,40390.062346254759]
["Battery O&M",6913.7946542584914,5677.9960633522496,5055.5055482629496,4378.1081774837212,3686.420752949351,null,10214.947295651669,8566.8215032271528,7905.2915377345134,7167.6543608495094,6432.9841070831817,null,10606.11169745635,8917.8197749631745,8262.7118835628607,7568.6208757424756,6837.668664871705,null,12203.61201691916,10176.99696892481,9569.6978513229042,8904.8066248287287,8190.6043849823809]
["Diesel capital cost",0,0,0,0,0,null,0,0,0,0,0,null,0,0,0,0,0,null,0,0,0,0,0]
["Diesel O&M (kW)",0,0,0,0,0,null,0,0,0,0,0,null,0,0,0,0,0,null,0,0,0,0,0]
["Diesel O&M (kWh)",0,0,0,0,0,null,0,0,0,0,0,null,0,0,0,0,0,null,0,0,0,0,0]
["Fuel cost",0,0,0,0,0,null,0,0,0,0,0,null,0,0,0,0,0,null,0,0,0,0,0]
["REopt LCC",103571,82043.399999999994,74312.7,67395.899999999994,60633.9,null,123607,99543.1,92405,85366,78355.5,null,126072,102722,95136.8,88052.4,81061.5,null,139524,115608,106556,98607.3,90957.9]
[]
["TMY_highPVBatt_HighDiesel_44_D_business",100,95,90,85,80,"TMY_highPVBatt_HighDiesel_44_D_nrel",100,95,90,85,80,"TMY_highPVBatt_HighDiesel_44_D_average",100,95,90,85,80,"TMY_highPVBatt_HighDiesel_44_D_residential",100,95,90,85,80]
["PV kW",0,0,0,0,0,null,0,0,0,0,0,null,0,0,0,0,0,null,0,0,0,0,0]
["Battery kW",0,0,0,0,0,null,0,0,0,0,0,null,0,0,0,0,0,null,0,0,0,0,0]
["Battery kWh",0,0,0,0,0,null,0,0,0,0,0,null,0,0,0,0,0,null,0,0,0,0,0]
["Generator kW",6,6,6,6,6,null,7,7,7,7,7,null,8,8,8,8,8,null,12,12,12,12,12]
["PV capital cost",0,0,0,0,0,null,0,0,0,0,0,null,0,0,0,0,0,null,0,0,0,0,0]
["PV O&M",0,0,0,0,0,null,0,0,0,0,0,null,0,0,0,0,0,null,0,0,0,0,0]
["Battery capital cost",0,0,0,0,0,null,0,0,0,0,0,null,0,0,0,0,0,null,0,0,0,0,0]
["Battery O&M",0,0,0,0,0,null,0,0,0,0,0,null,0,0,0,0,0,null,0,0,0,0,0]
["Diesel capital cost",3741.54,3741.54,3741.54,3741.54,3741.54,null,4365.13,4365.13,4365.13,4365.13,4365.13,null,4988.72,4988.72,4988.72,4988.72,4988.72,null,7483.08,7483.08,7483.08,7483.08,7483.08]
["Diesel O&M (kW)",938.89972109999997,938.89972109999997,938.89972109999997,938.89972109999997,938.89972109999997,null,1095.3830079500001,1095.3830079500001,1095.3830079500001,1095.3830079500001,1095.3830079500001,null,1251.8662948000001,1251.8662948000001,1251.8662948000001,1251.8662948000001,1251.8662948000001,null,1877.7994421999999,1877.7994421999999,1877.7994421999999,1877.7994421999999,1877.7994421999999]
["Diesel O&M (kWh)",2837.0172662311311,2695.166402919599,2553.3155396080419,2411.4646762964858,2269.6138129849369,null,2838.0682079856738,2696.1647975864089,2554.2613871871422,2412.3579767878691,2270.4545663885879,null,2838.0682079856829,2696.1647975864062,2554.2613871871208,2412.3579767878368,2270.4545663885478,null,2839.119149740191,2697.1631922531901,2555.207234766181,2413.2512772791752,2271.2953197921629]
["Fuel cost",79453.562058759693,75480.883955822384,71508.205852884392,67535.527749946414,63562.849647008647,null,79482.994754467451,75508.845016744599,71534.695279021733,67560.545541298663,63586.395803575353,null,79482.994754467712,75508.845016744526,71534.695279021122,67560.545541297761,63586.395803574247,null,79512.427450174524,75536.806077666057,71561.184705157313,67585.5633326487,63609.941960139899]
["REopt LCC",86971.8,82857.3,78742.7,74628.100000000006,70513.600000000006,null,87782.399999999994,83666.3,79550.2,75434.100000000006,71318,null,88562.5,84446.399999999994,80330.3,76214.2,72098.100000000006,null,91713.3,87595.7,83478.100000000006,79360.5,75242.899999999994]
[]
["TMY_highPVBatt_HighDiesel_36_PBD_business",100,95,90,85,80,"TMY_highPVBatt_HighDiesel_36_PBD_nrel",100,95,90,85,80,"TMY_highPVBatt_HighDiesel_36_PBD_average",100,95,90,85,80,"TMY_highPVBatt_HighDiesel_36_PBD_residential",100,95,90,85,80]
["PV kW",8.2799999999999994,8.2799999999999994,8.2799999999999994,8.2799999999999994,8.2799999999999994,null,5.3579999999999997,5.3579999999999997,5.3579999999999997,5.3579999999999997,5.3579999999999997,null,4.7229999999999999,4.7229999999999999,4.7229999999999999,4.7229999999999999,4.7229999999999999,null,2.8439999999999999,2.8439999999999999,2.8439999999999999,2.8439999999999999,2.8439999999999999]
["Battery kW",0,0,0,0,0,null,0,0,0,0,0,null,0,0,0,0,0,null,0,0,0,0,0]
["Battery kWh",0,0,0,0,0,null,0,0,0,0,0,null,0,0,0,0,0,null,0,0,0,0,0]
["Generator kW",6,6,6,6,6,null,7,7,7,7,7,null,8,8,8,8,8,null,12,12,12,12,12]
["PV capital cost",18215.054,18215.054,18215.054,18215.054,18215.054,null,11788.634,11788.634,11788.634,11788.634,11788.634,null,10391.018,10391.018,10391.018,10391.018,10391.018,null,6257.6360000000004,6257.6360000000004,6257.6360000000004,6257.6360000000004,6257.6360000000004]
["PV O&M",2280.2812160561921,2280.2812160561921,2280.2812160561921,2280.2812160561921,2280.2812160561921,null,1475.7793566333301,1475.7793566333301,1475.7793566333301,1475.7793566333301,1475.7793566333301,null,1300.81652028601,1300.81652028601,1300.81652028601,1300.81652028601,1300.81652028601,null,783.37235935270928,783.37235935270928,783.37235935270928,783.37235935270928,783.37235935270928]
["Battery capital cost",0,0,0,0,0,null,0,0,0,0,0,null,0,0,0,0,0,null,0,0,0,0,0]
["Battery O&M",0,0,0,0,0,null,0,0,0,0,0,null,0,0,0,0,0,null,0,0,0,0,0]
["Diesel capital cost",3741.54,3741.54,3741.54,3741.54,3741.54,null,4365.13,4365.13,4365.13,4365.13,4365.13,null,4988.72,4988.72,4988.72,4988.72,4988.72,null,7483.08,7483.08,7483.08,7483.08,7483.08]
["Diesel O&M (kW)",938.89972109999997,938.89972109999997,938.89972109999997,938.89972109999997,938.89972109999997,null,1095.3830079500001,1095.3830079500001,1095.3830079500001,1095.3830079500001,1095.3830079500001,null,1251.8662948000001,1251.8662948000001,1251.8662948000001,1251.8662948000001,1251.8662948000001,null,1877.7994421999999,1877.7994421999999,1877.7994421999999,1877.7994421999999,1877.7994421999999]
["Diesel O&M (kWh)",1515.235695298152,1373.384831410739,1231.5339686750469,1089.683105363481,947.8322392589979,null,1985.266205417397,1843.362795018114,1701.4593846188291,1559.555974219536,1417.6525638202429,null,2084.5250558097332,1942.6216454104349,1800.7182350111441,1658.8148246118469,1516.9114142125511,null,2391.9726677788221,2250.0167102918099,2108.0607528047949,1966.1047953177831,1824.148837830767]
["Fuel cost",34720.135412101903,31469.762405593829,28219.389425476289,24969.016432163178,21718.64337485312,null,45490.422179896341,42238.845121759077,38987.268063621726,35735.691005484237,32484.113947346701,null,47764.841095161777,44513.264037024157,41261.686978886682,38010.109920749077,34758.532862611479,null,54809.700685533076,51556.919562571347,48304.138439609553,45051.357316647787,41798.576193685993]
["REopt LCC",61411.5,58019.3,54627,51234.8,47842.5,null,66201.2,62807.7,59414.1,56020.6,52627.1,null,67782.399999999994,64388.9,60995.4,57601.8,54208.3,null,73604.3,70209.600000000006,66814.8,63420,60025.2]
[]
["TMY_highPVBatt_HighDiesel_36_PB_business",100,95,90,85,80,"TMY_highPVBatt_HighDiesel_36_PB_nrel",100,95,90,85,80,"TMY_highPVBatt_HighDiesel_36_PB_average",100,95,90,85,80,"TMY_highPVBatt_HighDiesel_36_PB_residential",100,95,90,85,80]
["PV kW",25.024999999999999,19.289000000000001,17.984999999999999,16.876000000000001,15.782,null,25.52,20.059000000000001,18.817,17.681000000000001,16.55,null,25.71,20.239999999999998,18.986000000000001,17.838000000000001,16.704999999999998,null,25.93,21.206,19.596,18.273,17.119]
["Battery kW",5.2220000000000004,4.3719999999999999,3.335,2.7509999999999999,2.3119999999999998,null,6.915,5.2009999999999996,4.6399999999999997,4.2430000000000003,3.8479999999999999,null,6.9390000000000001,5.93,5.032,4.46,4.069,null,10.62,9.0739999999999998,7.5529999999999999,6.5469999999999997,5.6360000000000001]
["Battery kWh",36.819000000000003,30.238,26.922000000000001,23.315000000000001,19.632000000000001,null,54.398000000000003,45.622,42.098999999999997,38.17,34.258000000000003,null,56.481999999999999,47.491,44.002000000000002,40.305999999999997,36.412999999999997,null,64.989000000000004,54.195999999999998,50.962000000000003,47.421999999999997,43.618000000000002]
["Generator kW",0,0,0,0,0,null,0,0,0,0,0,null,0,0,0,0,0,null,0,0,0,0,0]
["PV capital cost",55054.78,42436.02,39565.9,37127.86,34721.06,null,56143.56,44129.36,41397.620000000003,38899.300000000003,36411.1,null,56561.56,44528.44,41768.54,39242.719999999987,36750.559999999998,null,57046.66,46652.98,43112.3,40200.82,37662.68]
["PV O&M",6892.1223449629133,5312.4223123458696,4953.1216633427321,4647.9116532053122,4346.6124733728484,null,7028.4230434081483,5524.4058395095326,5182.4285162938377,4869.6722561313636,4558.182884659228,null,7080.7510545307896,5574.3653196024106,5228.8627409005594,4912.6638484273853,4600.6787379025081,null,7141.4790884915355,5840.3293213978504,5397.0835261306038,5032.6051581321744,4714.8639663838057]
["Battery capital cost",34710.573680930444,28617.026340030439,24738.443747494421,21242.171423598818,17880.069592089319,null,50220.357993939702,41322.623813250502,37919.896010254517,34429.599044665301,30953.332600911141,null,51823.924861773259,43701.653704620003,39876.926864162713,36328.510935046601,32872.800563193261,null,63132.795822079992,52937.888409709398,48477.106748117367,44469.182009326578,40390.062346254759]
["Battery O&M",6913.7946542584914,5677.9960633522496,5055.5055482629496,4378.1081774837212,3686.420752949351,null,10214.947295651669,8566.8215032271528,7905.2915377345134,7167.6543608495094,6432.9841070831817,null,10606.11169745635,8917.8197749631745,8262.7118835628607,7568.6208757424756,6837.668664871705,null,12203.61201691916,10176.99696892481,9569.6978513229042,8904.8066248287287,8190.6043849823809]
["Diesel capital cost",0,0,0,0,0,null,0,0,0,0,0,null,0,0,0,0,0,null,0,0,0,0,0]
["Diesel O&M (kW)",0,0,0,0,0,null,0,0,0,0,0,null,0,0,0,0,0,null,0,0,0,0,0]
["Diesel O&M (kWh)",0,0,0,0,0,null,0,0,0,0,0,null,0,0,0,0,0,null,0,0,0,0,0]
["Fuel cost",0,0,0,0,0,null,0,0,0,0,0,null,0,0,0,0,0,null,0,0,0,0,0]
["REopt LCC",103571,82043.399999999994,74312.7,67395.899999999994,60633.9,null,123607,99543.1,92405,85366,78355.5,null,126072,102722,95136.8,88052.4,81061.5,null,139524,115608,106556,98607.3,90957.9]
[]
["TMY_highPVBatt_HighDiesel_36_D_business",100,95,90,85,80,"TMY_highPVBatt_HighDiesel_36_D_nrel",100,95,90,85,80,"TMY_highPVBatt_HighDiesel_36_D_average",100,95,90,85,80,"TMY_highPVBatt_HighDiesel_36_D_residential",100,95,90,85,80]
["PV kW",0,0,0,0,0,null,0,0,0,0,0,null,0,0,0,0,0,null,0,0,0,0,0]
["Battery kW",0,0,0,0,0,null,0,0,0,0,0,null,0,0,0,0,0,null,0,0,0,0,0]
["Battery kWh",0,0,0,0,0,null,0,0,0,0,0,null,0,0,0,0,0,null,0,0,0,0,0]
["Generator kW",6,6,6,6,6,null,7,7,7,7,7,null,8,8,8,8,8,null,12,12,12,12,12]
["PV capital cost",0,0,0,0,0,null,0,0,0,0,0,null,0,0,0,0,0,null,0,0,0,0,0]
["PV O&M",0,0,0,0,0,null,0,0,0,0,0,null,0,0,0,0,0,null,0,0,0,0,0]
["Battery capital cost",0,0,0,0,0,null,0,0,0,0,0,null,0,0,0,0,0,null,0,0,0,0,0]
["Battery O&M",0,0,0,0,0,null,0,0,0,0,0,null,0,0,0,0,0,null,0,0,0,0,0]
["Diesel capital cost",3741.54,3741.54,3741.54,3741.54,3741.54,null,4365.13,4365.13,4365.13,4365.13,4365.13,null,4988.72,4988.72,4988.72,4988.72,4988.72,null,7483.08,7483.08,7483.08,7483.08,7483.08]
["Diesel O&M (kW)",938.89972109999997,938.89972109999997,938.89972109999997,938.89972109999997,938.89972109999997,null,1095.3830079500001,1095.3830079500001,1095.3830079500001,1095.3830079500001,1095.3830079500001,null,1251.8662948000001,1251.8662948000001,1251.8662948000001,1251.8662948000001,1251.8662948000001,null,1877.7994421999999,1877.7994421999999,1877.7994421999999,1877.7994421999999,1877.7994421999999]
["Diesel O&M (kWh)",2837.0172662311311,2695.166402919599,2553.3155396080429,2411.4646762964858,2269.6138129849369,null,2838.0682079856738,2696.1647975864089,2554.2613871871422,2412.3579767878682,2270.4545663885879,null,2838.0682079856829,2696.1647975864062,2554.2613871871208,2412.3579767878368,2270.4545663885492,null,2839.119149740191,2697.1631922531901,2555.2072347661801,2413.2512772791761,2271.2953197921629]
["Fuel cost",65007.45986625793,61757.086872945598,58506.713879632713,55256.340886319798,52005.96789300708,null,65031.5411627461,61779.964104609222,58528.387046472308,55276.809988335219,52025.232930197999,null,65031.541162746304,61779.964104609149,58528.38704647182,55276.809988334513,52025.232930197111,null,65055.622459233709,61802.841336272213,58550.06021331052,55297.279090348973,52044.4979673872]
["REopt LCC",72525.7,69133.5,65741.2,62348.9,58956.7,null,73330.899999999994,69937.399999999994,66543.899999999994,63150.400000000001,59756.9,null,74111,70717.5,67324,63930.5,60537,null,77256.5,73861.7,70467,67072.2,63677.4]
[]
["TMY_highPVBatt_HighDiesel_32_PBD_business",100,95,90,85,80,"TMY_highPVBatt_HighDiesel_32_PBD_nrel",100,95,90,85,80,"TMY_highPVBatt_HighDiesel_32_PBD_average",100,95,90,85,80,"TMY_highPVBatt_HighDiesel_32_PBD_residential",100,95,90,85,80]
["PV kW",7.9909999999999997,7.9909999999999997,7.9909999999999997,7.9909999999999997,7.9909999999999997,null,5.1239999999999997,5.1239999999999997,5.1239999999999997,5.1239999999999997,5.1239999999999997,null,4.5449999999999999,4.5449999999999999,4.5449999999999999,4.5449999999999999,4.5449999999999999,null,2.657,2.657,2.657,2.657,2.657]
["Battery kW",0,0,0,0,0,null,0,0,0,0,0,null,0,0,0,0,0,null,0,0,0,0,0]
["Battery kWh",0,0,0,0,0,null,0,0,0,0,0,null,0,0,0,0,0,null,0,0,0,0,0]
["Generator kW",6,6,6,6,6,null,7,7,7,7,7,null,8,8,8,8,8,null,12,12,12,12,12]
["PV capital cost",17580.991999999998,17580.991999999998,17580.991999999998,17580.991999999998,17580.991999999998,null,11272.074000000001,11272.074000000001,11272.074000000001,11272.074000000001,11272.074000000001,null,9999.99,9999.99,9999.99,9999.99,9999.99,null,5845.7959999999994,5845.7959999999994,5845.7959999999994,5845.7959999999994,5845.7959999999994]
["PV O&M",2200.9051313948439,2200.9051313948439,2200.9051313948439,2200.9051313948439,2200.9051313948439,null,1411.112951309141,1411.112951309141,1411.112951309141,1411.112951309141,1411.112951309141,null,1251.8650429337049,1251.8650429337049,1251.8650429337049,1251.8650429337049,1251.8650429337049,null,731.81549786766607,731.81549786766607,731.81549786766607,731.81549786766607,731.81549786766607]
["Battery capital cost",4.5056695584999993E-9,0,0,0,0,null,0,0,0,0,0,null,0,0,0,0,0,null,0,0,0,0,0]
["Battery O&M",1.1217128857953811E-9,0,0,0,0,null,0,0,0,0,0,null,0,0,0,0,0,null,0,0,0,0,0]
["Diesel capital cost",3741.54,3741.54,3741.54,3741.54,3741.54,null,4365.13,4365.13,4365.13,4365.13,4365.13,null,4988.72,4988.72,4988.72,4988.72,4988.72,null,7483.08,7483.08,7483.08,7483.08,7483.08]
["Diesel O&M (kW)",938.89972109999997,938.89972109999997,938.89972109999997,938.89972109999997,938.89972109999997,null,1095.3830079500001,1095.3830079500001,1095.3830079500001,1095.3830079500001,1095.3830079500001,null,1251.8662948000001,1251.8662948000001,1251.8662948000001,1251.8662948000001,1251.8662948000001,null,1877.7994421999999,1877.7994421999999,1877.7994421999999,1877.7994421999999,1877.7994421999999]
["Diesel O&M (kWh)",1546.869318597656,1405.0184542783541,1263.167591974556,1121.316728663001,979.46586163714449,null,2011.0109998509661,1869.1075894516839,1727.2041790524011,1585.300768653113,1443.397358253827,null,2104.0485550724711,1962.1451446731739,1820.2417342738779,1678.338323874583,1536.4349134752849,null,2412.4271934587669,2270.471235971755,2128.5152784847419,1986.5593209977289,1844.603363510716]
["Fuel cost",31506.656686081311,28617.436227055201,25728.215809080881,22838.99537058056,19949.774856427292,null,40960.301172485553,38070.010454141331,35179.719735797073,32289.429017452701,29399.138299108388,null,42855.291444794871,39965.000726450337,37074.710008105823,34184.419289761303,31294.12857141675,null,49136.35201800894,46244.991019820707,43353.630021632482,40462.269023444242,37570.908025256023]
["REopt LCC",57516.3,54485.2,51454.1,48422.9,45391.8,null,61115.6,58083.4,55051.1,52018.9,48986.7,null,62452.4,59420.2,56387.9,53355.7,50323.5,null,67488,64454.7,61421.3,58388,55354.6]
[]
["TMY_highPVBatt_HighDiesel_32_PB_business",100,95,90,85,80,"TMY_highPVBatt_HighDiesel_32_PB_nrel",100,95,90,85,80,"TMY_highPVBatt_HighDiesel_32_PB_average",100,95,90,85,80,"TMY_highPVBatt_HighDiesel_32_PB_residential",100,95,90,85,80]
["PV kW",25.024999999999999,19.289000000000001,17.984999999999999,16.876000000000001,15.782,null,25.52,20.059000000000001,18.817,17.681000000000001,16.55,null,25.71,20.239999999999998,18.986000000000001,17.838000000000001,16.704999999999998,null,25.93,21.206,19.596,18.273,17.119]
["Battery kW",5.2220000000000004,4.3719999999999999,3.335,2.7509999999999999,2.3119999999999998,null,6.915,5.2009999999999996,4.6399999999999997,4.2430000000000003,3.8479999999999999,null,6.9390000000000001,5.93,5.032,4.46,4.069,null,10.62,9.0739999999999998,7.5529999999999999,6.5469999999999997,5.6360000000000001]
["Battery kWh",36.819000000000003,30.238,26.922000000000001,23.315000000000001,19.632000000000001,null,54.398000000000003,45.622,42.098999999999997,38.17,34.258000000000003,null,56.481999999999999,47.491,44.002000000000002,40.305999999999997,36.412999999999997,null,64.989000000000004,54.195999999999998,50.962000000000003,47.421999999999997,43.618000000000002]
["Generator kW",0,0,0,0,0,null,0,0,0,0,0,null,0,0,0,0,0,null,0,0,0,0,0]
["PV capital cost",55054.78,42436.02,39565.9,37127.86,34721.06,null,56143.56,44129.36,41397.620000000003,38899.300000000003,36411.1,null,56561.56,44528.44,41768.54,39242.719999999987,36750.559999999998,null,57046.66,46652.98,43112.3,40200.82,37662.68]
["PV O&M",6892.1223449629133,5312.4223123458696,4953.1216633427321,4647.9116532053122,4346.6124733728484,null,7028.4230434081483,5524.4058395095326,5182.4285162938377,4869.6722561313636,4558.182884659228,null,7080.7510545307896,5574.3653196024106,5228.8627409005594,4912.6638484273853,4600.6787379025081,null,7141.4790884915355,5840.3293213978504,5397.0835261306038,5032.6051581321744,4714.8639663838057]
["Battery capital cost",34710.573680930444,28617.026340030439,24738.443747494421,21242.171423598818,17880.069592089319,null,50220.357993939702,41322.623813250502,37919.896010254517,34429.599044665301,30953.332600911141,null,51823.924861773259,43701.653704620003,39876.926864162713,36328.510935046601,32872.800563193261,null,63132.795822079992,52937.888409709398,48477.106748117367,44469.182009326578,40390.062346254759]
["Battery O&M",6913.7946542584914,5677.9960633522496,5055.5055482629496,4378.1081774837212,3686.420752949351,null,10214.947295651669,8566.8215032271528,7905.2915377345134,7167.6543608495094,6432.9841070831817,null,10606.11169745635,8917.8197749631745,8262.7118835628607,7568.6208757424756,6837.668664871705,null,12203.61201691916,10176.99696892481,9569.6978513229042,8904.8066248287287,8190.6043849823809]
["Diesel capital cost",0,0,0,0,0,null,0,0,0,0,0,null,0,0,0,0,0,null,0,0,0,0,0]
["Diesel O&M (kW)",0,0,0,0,0,null,0,0,0,0,0,null,0,0,0,0,0,null,0,0,0,0,0]
["Diesel O&M (kWh)",0,0,0,0,0,null,0,0,0,0,0,null,0,0,0,0,0,null,0,0,0,0,0]
["Fuel cost",0,0,0,0,0,null,0,0,0,0,0,null,0,0,0,0,0,null,0,0,0,0,0]
["REopt LCC",103571,82043.399999999994,74312.7,67395.899999999994,60633.9,null,123607,99543.1,92405,85366,78355.5,null,126072,102722,95136.8,88052.4,81061.5,null,139524,115608,106556,98607.3,90957.9]
[]
["TMY_highPVBatt_HighDiesel_32_D_business",100,95,90,85,80,"TMY_highPVBatt_HighDiesel_32_D_nrel",100,95,90,85,80,"TMY_highPVBatt_HighDiesel_32_D_average",100,95,90,85,80,"TMY_highPVBatt_HighDiesel_32_D_residential",100,95,90,85,80]
["PV kW",0,0,0,0,0,null,0,0,0,0,0,null,0,0,0,0,0,null,0,0,0,0,0]
["Battery kW",0,0,0,0,0,null,0,0,0,0,0,null,0,0,0,0,0,null,0,0,0,0,0]
["Battery kWh",0,0,0,0,0,null,0,0,0,0,0,null,0,0,0,0,0,null,0,0,0,0,0]
["Generator kW",6,6,6,6,6,null,7,7,7,7,7,null,8,8,8,8,8,null,12,12,12,12,12]
["PV capital cost",0,0,0,0,0,null,0,0,0,0,0,null,0,0,0,0,0,null,0,0,0,0,0]
["PV O&M",0,0,0,0,0,null,0,0,0,0,0,null,0,0,0,0,0,null,0,0,0,0,0]
["Battery capital cost",0,0,0,0,0,null,0,0,0,0,0,null,0,0,0,0,0,null,0,0,0,0,0]
["Battery O&M",0,0,0,0,0,null,0,0,0,0,0,null,0,0,0,0,0,null,0,0,0,0,0]
["Diesel capital cost",3741.54,3741.54,3741.54,3741.54,3741.54,null,4365.13,4365.13,4365.13,4365.13,4365.13,null,4988.72,4988.72,4988.72,4988.72,4988.72,null,7483.08,7483.08,7483.08,7483.08,7483.08]
["Diesel O&M (kW)",938.89972109999997,938.89972109999997,938.89972109999997,938.89972109999997,938.89972109999997,null,1095.3830079500001,1095.3830079500001,1095.3830079500001,1095.3830079500001,1095.3830079500001,null,1251.8662948000001,1251.8662948000001,1251.8662948000001,1251.8662948000001,1251.8662948000001,null,1877.7994421999999,1877.7994421999999,1877.7994421999999,1877.7994421999999,1877.7994421999999]
["Diesel O&M (kWh)",2837.0172662311311,2695.166402919599,2553.3155396080419,2411.4646762964858,2269.613812984936,null,2838.0682079856738,2696.1647975864089,2554.2613871871422,2412.3579767878682,2270.4545663885879,null,2838.0682079856829,2696.1647975864062,2554.2613871871208,2412.3579767878368,2270.4545663885492,null,2839.119149740191,2697.1631922531901,2555.2072347661801,2413.2512772791752,2271.2953197921629]
["Fuel cost",57784.408770007038,54895.188331507183,52005.967893006833,49116.747454506462,46227.527016006286,null,57805.814366885417,54915.523648541537,52025.232930197613,49134.942211853522,46244.651493509336,null,57805.814366885606,54915.523648541479,52025.232930197177,49134.942211852896,46244.651493508543,null,57827.219963763288,54935.858965575302,52044.497967387128,49153.136969199048,46261.775971010837]
["REopt LCC",65302.7,62271.6,59240.5,56209.4,53178.2,null,66105.2,63073,60040.800000000003,57008.5,53976.3,null,66885.3,63853.1,60820.800000000003,57788.6,54756.4,null,70028.100000000006,66994.8,63961.4,60928.1,57894.7]
[]
["TMY_highPVBatt_MedDiesel_44_PBD_business",100,95,90,85,80,"TMY_highPVBatt_MedDiesel_44_PBD_nrel",100,95,90,85,80,"TMY_highPVBatt_MedDiesel_44_PBD_average",100,95,90,85,80,"TMY_highPVBatt_MedDiesel_44_PBD_residential",100,95,90,85,80]
["PV kW",8.33,8.33,8.33,8.33,8.33,null,5.3970000000000002,5.3970000000000002,5.3970000000000002,5.3970000000000002,5.3970000000000002,null,4.7519999999999998,4.7519999999999998,4.7519999999999998,4.7519999999999998,4.7519999999999998,null,2.8769999999999998,2.8769999999999998,2.8769999999999998,2.8769999999999998,2.8769999999999998]
["Battery kW",0,0,0,0,0,null,0,0,0,0,0,null,0,0,0,0,0,null,0,0,0,0,0]
["Battery kWh",0,0,0,0,0,null,0,0,0,0,0,null,0,0,0,0,0,null,0,0,0,0,0]
["Generator kW",6,6,6,6,6,null,7,7,7,7,7,null,8,8,8,8,8,null,12,12,12,12,12]
["PV capital cost",18325.648000000001,18325.648000000001,18325.648000000001,18325.648000000001,18325.648000000001,null,11872.52,11872.52,11872.52,11872.52,11872.52,null,10453.564,10453.564,10453.564,10453.564,10453.564,null,6329.0479999999998,6329.0479999999998,6329.0479999999998,6329.0479999999998,6329.0479999999998]
["PV O&M",2294.126106156903,2294.126106156903,2294.126106156903,2294.126106156903,2294.126106156903,null,1486.2807622338901,1486.2807622338901,1486.2807622338901,1486.2807622338901,1486.2807622338901,null,1308.6464432134669,1308.6464432134669,1308.6464432134669,1308.6464432134669,1308.6464432134669,null,792.31218693713504,792.31218693713504,792.31218693713504,792.31218693713504,792.31218693713504]
["Battery capital cost",0,0,0,0,0,null,0,0,0,0,0,null,0,0,0,0,0,null,0,0,0,0,0]
["Battery O&M",0,0,0,0,0,null,0,0,0,0,0,null,0,0,0,0,0,null,0,0,0,0,0]
["Diesel capital cost",2993.22,2993.22,2993.22,2993.22,2993.22,null,3492.09,3492.09,3492.09,3492.09,3492.09,null,3990.96,3990.96,3990.96,3990.96,3990.96,null,5986.4400000000014,5986.4400000000014,5986.4400000000014,5986.4400000000014,5986.4400000000014]
["Diesel O&M (kW)",938.89972109999997,938.89972109999997,938.89972109999997,938.89972109999997,938.89972109999997,null,1095.3830079500001,1095.3830079500001,1095.3830079500001,1095.3830079500001,1095.3830079500001,null,1251.8662948000001,1251.8662948000001,1251.8662948000001,1251.8662948000001,1251.8662948000001,null,1877.7994421999999,1877.7994421999999,1877.7994421999999,1877.7994421999999,1877.7994421999999]
["Diesel O&M (kWh)",1510.0748081851791,1368.2239439234611,1226.3730815620791,1084.5222183944779,942.67135177316038,null,1981.3460129146299,1839.442602515348,1697.5391921160569,1555.63578171677,1413.732371317479,null,2081.6039826803099,1939.700572281014,1797.7971618817201,1655.893751482424,1513.99034108313,null,2388.6426061697848,2246.6866486827721,2104.7306911957612,1962.7747337087469,1820.818776221736]
["Fuel cost",35242.654293306623,31932.089185349789,28621.524121743631,25310.95903932166,22000.39387629565,null,46241.346581029022,42929.555132926231,39617.763684823272,36305.97223672035,32994.180788617377,null,48581.202162652196,45269.4107145491,41957.61926644604,38645.827818342957,35334.036370239883,null,55746.97699955375,52433.959189129739,49120.941378705757,45807.923568281723,42494.905757857741]
["REopt LCC",61305,57852.5,54400.1,50947.7,47495.199999999997,null,66169.5,62715.8,59262.1,55808.3,52354.6,null,67668.399999999994,64214.7,60761,57307.3,53853.5,null,73122,69667,66212,62757,59302]
[]
["TMY_highPVBatt_MedDiesel_44_PB_business",100,95,90,85,80,"TMY_highPVBatt_MedDiesel_44_PB_nrel",100,95,90,85,80,"TMY_highPVBatt_MedDiesel_44_PB_average",100,95,90,85,80,"TMY_highPVBatt_MedDiesel_44_PB_residential",100,95,90,85,80]
["PV kW",25.024999999999999,19.289000000000001,17.984999999999999,16.876000000000001,15.782,null,25.52,20.059000000000001,18.817,17.681000000000001,16.55,null,25.71,20.239999999999998,18.986000000000001,17.838000000000001,16.704999999999998,null,25.93,21.206,19.596,18.273,17.119]
["Battery kW",5.2220000000000004,4.3719999999999999,3.335,2.7509999999999999,2.3119999999999998,null,6.915,5.2009999999999996,4.6399999999999997,4.2430000000000003,3.8479999999999999,null,6.9390000000000001,5.93,5.032,4.46,4.069,null,10.62,9.0739999999999998,7.5529999999999999,6.5469999999999997,5.6360000000000001]
["Battery kWh",36.819000000000003,30.238,26.922000000000001,23.315000000000001,19.632000000000001,null,54.398000000000003,45.622,42.098999999999997,38.17,34.258000000000003,null,56.481999999999999,47.491,44.002000000000002,40.305999999999997,36.412999999999997,null,64.989000000000004,54.195999999999998,50.962000000000003,47.421999999999997,43.618000000000002]
["Generator kW",0,0,0,0,0,null,0,0,0,0,0,null,0,0,0,0,0,null,0,0,0,0,0]
["PV capital cost",55054.78,42436.02,39565.9,37127.86,34721.06,null,56143.56,44129.36,41397.620000000003,38899.300000000003,36411.1,null,56561.56,44528.44,41768.54,39242.719999999987,36750.559999999998,null,57046.66,46652.98,43112.3,40200.82,37662.68]
["PV O&M",6892.1223449629133,5312.4223123458696,4953.1216633427321,4647.9116532053122,4346.6124733728484,null,7028.4230434081483,5524.4058395095326,5182.4285162938377,4869.6722561313636,4558.182884659228,null,7080.7510545307896,5574.3653196024106,5228.8627409005594,4912.6638484273853,4600.6787379025081,null,7141.4790884915355,5840.3293213978504,5397.0835261306038,5032.6051581321744,4714.8639663838057]
["Battery capital cost",34710.573680930444,28617.026340030439,24738.443747494421,21242.171423598818,17880.069592089319,null,50220.357993939702,41322.623813250502,37919.896010254517,34429.599044665301,30953.332600911141,null,51823.924861773259,43701.653704620003,39876.926864162713,36328.510935046601,32872.800563193261,null,63132.795822079992,52937.888409709398,48477.106748117367,44469.182009326578,40390.062346254759]
["Battery O&M",6913.7946542584914,5677.9960633522496,5055.5055482629496,4378.1081774837212,3686.420752949351,null,10214.947295651669,8566.8215032271528,7905.2915377345134,7167.6543608495094,6432.9841070831817,null,10606.11169745635,8917.8197749631745,8262.7118835628607,7568.6208757424756,6837.668664871705,null,12203.61201691916,10176.99696892481,9569.6978513229042,8904.8066248287287,8190.6043849823809]
["Diesel capital cost",0,0,0,0,0,null,0,0,0,0,0,null,0,0,0,0,0,null,0,0,0,0,0]
["Diesel O&M (kW)",0,0,0,0,0,null,0,0,0,0,0,null,0,0,0,0,0,null,0,0,0,0,0]
["Diesel O&M (kWh)",0,0,0,0,0,null,0,0,0,0,0,null,0,0,0,0,0,null,0,0,0,0,0]
["Fuel cost",0,0,0,0,0,null,0,0,0,0,0,null,0,0,0,0,0,null,0,0,0,0,0]
["REopt LCC",103571,82043.399999999994,74312.7,67395.899999999994,60633.9,null,123607,99543.1,92405,85366,78355.5,null,126072,102722,95136.8,88052.4,81061.5,null,139524,115608,106556,98607.3,90957.9]
[]
["TMY_highPVBatt_MedDiesel_44_D_business",100,95,90,85,80,"TMY_highPVBatt_MedDiesel_44_D_nrel",100,95,90,85,80,"TMY_highPVBatt_MedDiesel_44_D_average",100,95,90,85,80,"TMY_highPVBatt_MedDiesel_44_D_residential",100,95,90,85,80]
["PV kW",0,0,0,0,0,null,0,0,0,0,0,null,0,0,0,0,0,null,0,0,0,0,0]
["Battery kW",0,0,0,0,0,null,0,0,0,0,0,null,0,0,0,0,0,null,0,0,0,0,0]
["Battery kWh",0,0,0,0,0,null,0,0,0,0,0,null,0,0,0,0,0,null,0,0,0,0,0]
["Generator kW",6,6,6,6,6,null,7,7,7,7,7,null,8,8,8,8,8,null,12,12,12,12,12]
["PV capital cost",0,0,0,0,0,null,0,0,0,0,0,null,0,0,0,0,0,null,0,0,0,0,0]
["PV O&M",0,0,0,0,0,null,0,0,0,0,0,null,0,0,0,0,0,null,0,0,0,0,0]
["Battery capital cost",0,0,0,0,0,null,0,0,0,0,0,null,0,0,0,0,0,null,0,0,0,0,0]
["Battery O&M",0,0,0,0,0,null,0,0,0,0,0,null,0,0,0,0,0,null,0,0,0,0,0]
["Diesel capital cost",2993.22,2993.22,2993.22,2993.22,2993.22,null,3492.09,3492.09,3492.09,3492.09,3492.09,null,3990.96,3990.96,3990.96,3990.96,3990.96,null,5986.4400000000014,5986.4400000000014,5986.4400000000014,5986.4400000000014,5986.4400000000014]
["Diesel O&M (kW)",938.89972109999997,938.89972109999997,938.89972109999997,938.89972109999997,938.89972109999997,null,1095.3830079500001,1095.3830079500001,1095.3830079500001,1095.3830079500001,1095.3830079500001,null,1251.8662948000001,1251.8662948000001,1251.8662948000001,1251.8662948000001,1251.8662948000001,null,1877.7994421999999,1877.7994421999999,1877.7994421999999,1877.7994421999999,1877.7994421999999]
["Diesel O&M (kWh)",2837.0172662311311,2695.166402919599,2553.3155396080429,2411.4646762964858,2269.6138129849369,null,2838.0682079856738,2696.1647975864089,2554.2613871871422,2412.3579767878682,2270.4545663885879,null,2838.0682079856829,2696.1647975864062,2554.2613871871222,2412.3579767878368,2270.4545663885492,null,2839.119149740191,2697.163192253191,2555.207234766181,2413.2512772791752,2271.2953197921629]
["Fuel cost",66211.30171563309,62900.736629851999,59590.171544070348,56279.606458288697,52969.041372507207,null,66235.828962056228,62924.037513953837,59612.246065851446,56300.454617748859,52988.663169646119,null,66235.828962056432,62924.037513953786,59612.246065850974,56300.454617748117,52988.663169645217,null,66260.356208478785,62947.338398055057,59634.320587631097,56321.302777207253,53008.284966783263]
["REopt LCC",72981.2,69528.800000000003,66076.3,62623.9,59171.4,null,73662.2,70208.5,66754.7,63301,59847.3,null,74317.600000000006,70863.8,67410.100000000006,63956.4,60502.6,null,76964.600000000006,73509.600000000006,70054.600000000006,66599.600000000006,63144.6]
[]
["TMY_highPVBatt_MedDiesel_36_PBD_business",100,95,90,85,80,"TMY_highPVBatt_MedDiesel_36_PBD_nrel",100,95,90,85,80,"TMY_highPVBatt_MedDiesel_36_PBD_average",100,95,90,85,80,"TMY_highPVBatt_MedDiesel_36_PBD_residential",100,95,90,85,80]
["PV kW",7.8239999999999998,7.8239999999999998,7.8239999999999998,7.8239999999999998,7.8239999999999998,null,4.984,4.984,4.984,4.984,4.984,null,4.4429999999999996,4.4429999999999996,4.4429999999999996,4.4429999999999996,4.4429999999999996,null,2.5859999999999999,2.5859999999999999,2.5859999999999999,2.5859999999999999,2.5859999999999999]
["Battery kW",0,0,0,0,0,null,0,0,0,0,0,null,0,0,0,0,0,null,0,0,0,0,0]
["Battery kWh",0,0,0,0,0,null,0,0,0,0,0,null,0,0,0,0,0,null,0,0,0,0,0]
["Generator kW",6,6,6,6,6,null,7,7,7,7,7,null,8,8,8,8,8,null,12,12,12,12,12]
["PV capital cost",17213.46,17213.46,17213.46,17213.46,17213.46,null,10964.47,10964.47,10964.47,10964.47,10964.47,null,9774.6880000000001,9774.6880000000001,9774.6880000000001,9774.6880000000001,9774.6880000000001,null,5690.058,5690.058,5690.058,5690.058,5690.058]
["PV O&M",2154.8950390888008,2154.8950390888008,2154.8950390888008,2154.8950390888008,2154.8950390888008,null,1372.6050433345761,1372.6050433345761,1372.6050433345761,1372.6050433345761,1372.6050433345761,null,1223.6602449386021,1223.6602449386021,1223.6602449386021,1223.6602449386021,1223.6602449386021,null,712.31918256570987,712.31918256570987,712.31918256570987,712.31918256570987,712.31918256570987]
["Battery capital cost",0,0,0,0,0,null,0,0,0,0,0,null,0,0,0,0,0,null,0,0,0,0,0]
["Battery O&M",0,0,0,0,0,null,0,0,0,0,0,null,0,0,0,0,0,null,0,0,0,0,0]
["Diesel capital cost",2993.22,2993.22,2993.22,2993.22,2993.22,null,3492.09,3492.09,3492.09,3492.09,3492.09,null,3990.96,3990.96,3990.96,3990.96,3990.96,null,5986.4400000000014,5986.4400000000014,5986.4400000000014,5986.4400000000014,5986.4400000000014]
["Diesel O&M (kW)",938.89972109999997,938.89972109999997,938.89972109999997,938.89972109999997,938.89972109999997,null,1095.3830079500001,1095.3830079500001,1095.3830079500001,1095.3830079500001,1095.3830079500001,null,1251.8662948000001,1251.8662948000001,1251.8662948000001,1251.8662948000001,1251.8662948000001,null,1877.7994421999999,1877.7994421999999,1877.7994421999999,1877.7994421999999,1877.7994421999999]
["Diesel O&M (kWh)",1566.820366318344,1424.9695030067901,1283.1186396952389,1141.267776706165,999.41691805329469,null,2027.68121362955,1885.7778032302681,1743.874392830985,1601.9709824316981,1460.067572032405,null,2116.305160881961,1974.401750482662,1832.4983400833671,1690.594929684072,1548.691519284773,null,2420.8802286791438,2278.9242711921302,2136.9683137051152,1995.0123562180991,1853.056398731085]
["Fuel cost",29918.456170338421,27209.812009244379,24501.16784815042,21792.523693214142,19083.87962107774,null,38718.600307668232,36008.95275922052,33299.305210772771,30589.657662324949,27880.01011387703,null,40410.875783857024,37701.228235408969,34991.580686960988,32281.933138513032,29572.28559006497,null,46226.740839198283,43516.089903396787,40805.438967595277,38094.78803179376,35384.137095992257]
["REopt LCC",54786.1,51935.6,49085.1,46234.6,43384,null,57671.4,54819.8,51968.2,49116.6,46265.1,null,58769,55917.4,53065.8,50214.2,47362.6,null,62915,60062.400000000001,57209.7,54357.1,51504.4]
[]
["TMY_highPVBatt_MedDiesel_36_PB_business",100,95,90,85,80,"TMY_highPVBatt_MedDiesel_36_PB_nrel",100,95,90,85,80,"TMY_highPVBatt_MedDiesel_36_PB_average",100,95,90,85,80,"TMY_highPVBatt_MedDiesel_36_PB_residential",100,95,90,85,80]
["PV kW",25.024999999999999,19.289000000000001,17.984999999999999,16.876000000000001,15.782,null,25.52,20.059000000000001,18.817,17.681000000000001,16.55,null,25.71,20.239999999999998,18.986000000000001,17.838000000000001,16.704999999999998,null,25.93,21.206,19.596,18.273,17.119]
["Battery kW",5.2220000000000004,4.3719999999999999,3.335,2.7509999999999999,2.3119999999999998,null,6.915,5.2009999999999996,4.6399999999999997,4.2430000000000003,3.8479999999999999,null,6.9390000000000001,5.93,5.032,4.46,4.069,null,10.62,9.0739999999999998,7.5529999999999999,6.5469999999999997,5.6360000000000001]
["Battery kWh",36.819000000000003,30.238,26.922000000000001,23.315000000000001,19.632000000000001,null,54.398000000000003,45.622,42.098999999999997,38.17,34.258000000000003,null,56.481999999999999,47.491,44.002000000000002,40.305999999999997,36.412999999999997,null,64.989000000000004,54.195999999999998,50.962000000000003,47.421999999999997,43.618000000000002]
["Generator kW",0,0,0,0,0,null,0,0,0,0,0,null,0,0,0,0,0,null,0,0,0,0,0]
["PV capital cost",55054.78,42436.02,39565.9,37127.86,34721.06,null,56143.56,44129.36,41397.620000000003,38899.300000000003,36411.1,null,56561.56,44528.44,41768.54,39242.719999999987,36750.559999999998,null,57046.66,46652.98,43112.3,40200.82,37662.68]
["PV O&M",6892.1223449629133,5312.4223123458696,4953.1216633427321,4647.9116532053122,4346.6124733728484,null,7028.4230434081483,5524.4058395095326,5182.4285162938377,4869.6722561313636,4558.182884659228,null,7080.7510545307896,5574.3653196024106,5228.8627409005594,4912.6638484273853,4600.6787379025081,null,7141.4790884915355,5840.3293213978504,5397.0835261306038,5032.6051581321744,4714.8639663838057]
["Battery capital cost",34710.573680930444,28617.026340030439,24738.443747494421,21242.171423598818,17880.069592089319,null,50220.357993939702,41322.623813250502,37919.896010254517,34429.599044665301,30953.332600911141,null,51823.924861773259,43701.653704620003,39876.926864162713,36328.510935046601,32872.800563193261,null,63132.795822079992,52937.888409709398,48477.106748117367,44469.182009326578,40390.062346254759]
["Battery O&M",6913.7946542584914,5677.9960633522496,5055.5055482629496,4378.1081774837212,3686.420752949351,null,10214.947295651669,8566.8215032271528,7905.2915377345134,7167.6543608495094,6432.9841070831817,null,10606.11169745635,8917.8197749631745,8262.7118835628607,7568.6208757424756,6837.668664871705,null,12203.61201691916,10176.99696892481,9569.6978513229042,8904.8066248287287,8190.6043849823809]
["Diesel capital cost",0,0,0,0,0,null,0,0,0,0,0,null,0,0,0,0,0,null,0,0,0,0,0]
["Diesel O&M (kW)",0,0,0,0,0,null,0,0,0,0,0,null,0,0,0,0,0,null,0,0,0,0,0]
["Diesel O&M (kWh)",0,0,0,0,0,null,0,0,0,0,0,null,0,0,0,0,0,null,0,0,0,0,0]
["Fuel cost",0,0,0,0,0,null,0,0,0,0,0,null,0,0,0,0,0,null,0,0,0,0,0]
["REopt LCC",103571,82043.399999999994,74312.7,67395.899999999994,60633.9,null,123607,99543.1,92405,85366,78355.5,null,126072,102722,95136.8,88052.4,81061.5,null,139524,115608,106556,98607.3,90957.9]
[]
["TMY_highPVBatt_MedDiesel_36_D_business",100,95,90,85,80,"TMY_highPVBatt_MedDiesel_36_D_nrel",100,95,90,85,80,"TMY_highPVBatt_MedDiesel_36_D_average",100,95,90,85,80,"TMY_highPVBatt_MedDiesel_36_D_residential",100,95,90,85,80]
["PV kW",0,0,0,0,0,null,0,0,0,0,0,null,0,0,0,0,0,null,0,0,0,0,0]
["Battery kW",0,0,0,0,0,null,0,0,0,0,0,null,0,0,0,0,0,null,0,0,0,0,0]
["Battery kWh",0,0,0,0,0,null,0,0,0,0,0,null,0,0,0,0,0,null,0,0,0,0,0]
["Generator kW",6,6,6,6,6,null,7,7,7,7,7,null,8,8,8,8,8,null,12,12,12,12,12]
["PV capital cost",0,0,0,0,0,null,0,0,0,0,0,null,0,0,0,0,0,null,0,0,0,0,0]
["PV O&M",0,0,0,0,0,null,0,0,0,0,0,null,0,0,0,0,0,null,0,0,0,0,0]
["Battery capital cost",0,0,0,0,0,null,0,0,0,0,0,null,0,0,0,0,0,null,0,0,0,0,0]
["Battery O&M",0,0,0,0,0,null,0,0,0,0,0,null,0,0,0,0,0,null,0,0,0,0,0]
["Diesel capital cost",2993.22,2993.22,2993.22,2993.22,2993.22,null,3492.09,3492.09,3492.09,3492.09,3492.09,null,3990.96,3990.96,3990.96,3990.96,3990.96,null,5986.4400000000014,5986.4400000000014,5986.4400000000014,5986.4400000000014,5986.4400000000014]
["Diesel O&M (kW)",938.89972109999997,938.89972109999997,938.89972109999997,938.89972109999997,938.89972109999997,null,1095.3830079500001,1095.3830079500001,1095.3830079500001,1095.3830079500001,1095.3830079500001,null,1251.8662948000001,1251.8662948000001,1251.8662948000001,1251.8662948000001,1251.8662948000001,null,1877.7994421999999,1877.7994421999999,1877.7994421999999,1877.7994421999999,1877.7994421999999]
["Diesel O&M (kWh)",2837.0172662311311,2695.166402919599,2553.3155396080369,2411.464676296484,2269.6138129849369,null,2838.0682079856738,2696.1647975864098,2554.2613871871422,2412.3579767878668,2270.4545663885879,null,2838.0682079856829,2696.1647975864062,2554.2613871871208,2412.3579767878368,2270.4545663885492,null,2839.119149740191,2697.1631922531901,2555.2072347661801,2413.2512772791752,2271.2953197921629]
["Fuel cost",54172.883221881602,51464.239060787979,48755.594899693802,46046.950738599808,43338.3065775059,null,54192.950968955091,51483.303420507713,48773.655872060262,46064.008323612688,43354.360775165012,null,54192.950968955258,51483.303420507633,48773.655872059862,46064.008323612099,43354.360775164263,null,54213.018716028098,51502.367780226843,48791.716844425428,46081.065908624128,43370.414972822691]
["REopt LCC",60942.8,58092.3,55241.8,52391.199999999997,49540.7,null,61619.3,58767.7,55916.1,53064.6,50213,null,62274.7,59423.1,56571.5,53719.9,50868.3,null,64917.3,62064.6,59212,56359.4,53506.7]
[]
["TMY_highPVBatt_MedDiesel_32_PBD_business",100,95,90,85,80,"TMY_highPVBatt_MedDiesel_32_PBD_nrel",100,95,90,85,80,"TMY_highPVBatt_MedDiesel_32_PBD_average",100,95,90,85,80,"TMY_highPVBatt_MedDiesel_32_PBD_residential",100,95,90,85,80]
["PV kW",7.452,7.452,7.452,7.452,7.452,null,4.758,4.758,4.758,4.758,4.758,null,4.2140000000000004,4.2140000000000004,4.2140000000000004,4.2140000000000004,4.2140000000000004,null,2.415,2.415,2.415,2.415,2.415]
["Battery kW",0,0,0,0,0,null,0,0,0,0,0,null,0,0,0,0,0,null,0,0,0,0,0]
["Battery kWh",0,0,0,0,0,null,0,0,0,0,0,null,0,0,0,0,0,null,0,0,0,0,0]
["Generator kW",6,6,6,6,6,null,7,7,7,7,7,null,8,8,8,8,8,null,12,12,12,12,12]
["PV capital cost",16394.73,16394.73,16394.73,16394.73,16394.73,null,10467.951999999999,10467.951999999999,10467.951999999999,10467.951999999999,10467.951999999999,null,9271.8339999999989,9271.8339999999989,9271.8339999999989,9271.8339999999989,9271.8339999999989,null,5312.3180000000002,5312.3180000000002,5312.3180000000002,5312.3180000000002,5312.3180000000002]
["PV O&M",2052.4009899346402,2052.4009899346402,2052.4009899346402,2052.4009899346402,2052.4009899346402,null,1310.447628438425,1310.447628438425,1310.447628438425,1310.447628438425,1310.447628438425,null,1160.7096475580661,1160.7096475580661,1160.7096475580661,1160.7096475580661,1160.7096475580661,null,665.03118514593461,665.03118514593461,665.03118514593461,665.03118514593461,665.03118514593461]
["Battery capital cost",0,0,0,0,0,null,0,0,0,0,0,null,0,0,0,0,0,null,0,0,0,0,0]
["Battery O&M",0,0,0,0,0,null,0,0,0,0,0,null,0,0,0,0,0,null,0,0,0,0,0]
["Diesel capital cost",2993.22,2993.22,2993.22,2993.22,2993.22,null,3492.09,3492.09,3492.09,3492.09,3492.09,null,3990.96,3990.96,3990.96,3990.96,3990.96,null,5986.4400000000014,5986.4400000000014,5986.4400000000014,5986.4400000000014,5986.4400000000014]
["Diesel O&M (kW)",938.89972109999997,938.89972109999997,938.89972109999997,938.89972109999997,938.89972109999997,null,1095.3830079500001,1095.3830079500001,1095.3830079500001,1095.3830079500001,1095.3830079500001,null,1251.8662948000001,1251.8662948000001,1251.8662948000001,1251.8662948000001,1251.8662948000001,null,1877.7994421999999,1877.7994421999999,1877.7994421999999,1877.7994421999999,1877.7994421999999]
["Diesel O&M (kWh)",1615.3856875382071,1473.5348239387231,1331.683960915102,1189.8330967397651,1047.9822380206681,null,2057.0376072416429,1915.1341968423631,1773.2307864430791,1631.3273760437901,1489.4239656444979,null,2146.0980658462108,2004.1946554469171,1862.291245047619,1720.387834648325,1578.484424249029,null,2443.3677829806779,2301.411825493662,2159.455868006643,2017.49991051963,1875.5439530326159]
["Fuel cost",27418.499234212359,25010.815530574979,22603.131836711909,20195.448123300379,17787.764502499489,null,34914.809815390938,32506.234216770768,30097.658618150541,27689.083019530219,25280.50742090986,null,36426.463741066938,34017.888142446522,31609.312543826061,29200.736945205659,26792.161346585221,null,41472.125327946087,39062.657829455849,36653.190330965554,34243.722832475352,31834.25533398514]
["REopt LCC",51413.5,48864,46314.400000000001,43764.800000000003,41215.300000000003,null,53338.3,50787.8,48237.3,45686.8,43136.2,null,54248.5,51698,49147.5,46597,44046.5,null,57757.9,55206.400000000001,52654.9,50103.5,47552]
[]
["TMY_highPVBatt_MedDiesel_32_PB_business",100,95,90,85,80,"TMY_highPVBatt_MedDiesel_32_PB_nrel",100,95,90,85,80,"TMY_highPVBatt_MedDiesel_32_PB_average",100,95,90,85,80,"TMY_highPVBatt_MedDiesel_32_PB_residential",100,95,90,85,80]
["PV kW",25.024999999999999,19.289000000000001,17.984999999999999,16.876000000000001,15.782,null,25.52,20.059000000000001,18.817,17.681000000000001,16.55,null,25.71,20.239999999999998,18.986000000000001,17.838000000000001,16.704999999999998,null,25.93,21.206,19.596,18.273,17.119]
["Battery kW",5.2220000000000004,4.3719999999999999,3.335,2.7509999999999999,2.3119999999999998,null,6.915,5.2009999999999996,4.6399999999999997,4.2430000000000003,3.8479999999999999,null,6.9390000000000001,5.93,5.032,4.46,4.069,null,10.62,9.0739999999999998,7.5529999999999999,6.5469999999999997,5.6360000000000001]
["Battery kWh",36.819000000000003,30.238,26.922000000000001,23.315000000000001,19.632000000000001,null,54.398000000000003,45.622,42.098999999999997,38.17,34.258000000000003,null,56.481999999999999,47.491,44.002000000000002,40.305999999999997,36.412999999999997,null,64.989000000000004,54.195999999999998,50.962000000000003,47.421999999999997,43.618000000000002]
["Generator kW",0,0,0,0,0,null,0,0,0,0,0,null,0,0,0,0,0,null,0,0,0,0,0]
["PV capital cost",55054.78,42436.02,39565.9,37127.86,34721.06,null,56143.56,44129.36,41397.620000000003,38899.300000000003,36411.1,null,56561.56,44528.44,41768.54,39242.719999999987,36750.559999999998,null,57046.66,46652.98,43112.3,40200.82,37662.68]
["PV O&M",6892.1223449629133,5312.4223123458696,4953.1216633427321,4647.9116532053122,4346.6124733728484,null,7028.4230434081483,5524.4058395095326,5182.4285162938377,4869.6722561313636,4558.182884659228,null,7080.7510545307896,5574.3653196024106,5228.8627409005594,4912.6638484273853,4600.6787379025081,null,7141.4790884915355,5840.3293213978504,5397.0835261306038,5032.6051581321744,4714.8639663838057]
["Battery capital cost",34710.573680930444,28617.026340030439,24738.443747494421,21242.171423598818,17880.069592089319,null,50220.357993939702,41322.623813250502,37919.896010254517,34429.599044665301,30953.332600911141,null,51823.924861773259,43701.653704620003,39876.926864162713,36328.510935046601,32872.800563193261,null,63132.795822079992,52937.888409709398,48477.106748117367,44469.182009326578,40390.062346254759]
["Battery O&M",6913.7946542584914,5677.9960633522496,5055.5055482629496,4378.1081774837212,3686.420752949351,null,10214.947295651669,8566.8215032271528,7905.2915377345134,7167.6543608495094,6432.9841070831817,null,10606.11169745635,8917.8197749631745,8262.7118835628607,7568.6208757424756,6837.668664871705,null,12203.61201691916,10176.99696892481,9569.6978513229042,8904.8066248287287,8190.6043849823809]
["Diesel capital cost",0,0,0,0,0,null,0,0,0,0,0,null,0,0,0,0,0,null,0,0,0,0,0]
["Diesel O&M (kW)",0,0,0,0,0,null,0,0,0,0,0,null,0,0,0,0,0,null,0,0,0,0,0]
["Diesel O&M (kWh)",0,0,0,0,0,null,0,0,0,0,0,null,0,0,0,0,0,null,0,0,0,0,0]
["Fuel cost",0,0,0,0,0,null,0,0,0,0,0,null,0,0,0,0,0,null,0,0,0,0,0]
["REopt LCC",103571,82043.399999999994,74312.7,67395.899999999994,60633.9,null,123607,99543.1,92405,85366,78355.5,null,126072,102722,95136.8,88052.4,81061.5,null,139524,115608,106556,98607.3,90957.9]
[]
["TMY_highPVBatt_MedDiesel_32_D_business",100,95,90,85,80,"TMY_highPVBatt_MedDiesel_32_D_nrel",100,95,90,85,80,"TMY_highPVBatt_MedDiesel_32_D_average",100,95,90,85,80,"TMY_highPVBatt_MedDiesel_32_D_residential",100,95,90,85,80]
["PV kW",0,0,0,0,0,null,0,0,0,0,0,null,0,0,0,0,0,null,0,0,0,0,0]
["Battery kW",0,0,0,0,0,null,0,0,0,0,0,null,0,0,0,0,0,null,0,0,0,0,0]
["Battery kWh",0,0,0,0,0,null,0,0,0,0,0,null,0,0,0,0,0,null,0,0,0,0,0]
["Generator kW",6,6,6,6,6,null,7,7,7,7,7,null,8,8,8,8,8,null,12,12,12,12,12]
["PV capital cost",0,0,0,0,0,null,0,0,0,0,0,null,0,0,0,0,0,null,0,0,0,0,0]
["PV O&M",0,0,0,0,0,null,0,0,0,0,0,null,0,0,0,0,0,null,0,0,0,0,0]
["Battery capital cost",0,0,0,0,0,null,0,0,0,0,0,null,0,0,0,0,0,null,0,0,0,0,0]
["Battery O&M",0,0,0,0,0,null,0,0,0,0,0,null,0,0,0,0,0,null,0,0,0,0,0]
["Diesel capital cost",2993.22,2993.22,2993.22,2993.22,2993.22,null,3492.09,3492.09,3492.09,3492.09,3492.09,null,3990.96,3990.96,3990.96,3990.96,3990.96,null,5986.4400000000014,5986.4400000000014,5986.4400000000014,5986.4400000000014,5986.4400000000014]
["Diesel O&M (kW)",938.89972109999997,938.89972109999997,938.89972109999997,938.89972109999997,938.89972109999997,null,1095.3830079500001,1095.3830079500001,1095.3830079500001,1095.3830079500001,1095.3830079500001,null,1251.8662948000001,1251.8662948000001,1251.8662948000001,1251.8662948000001,1251.8662948000001,null,1877.7994421999999,1877.7994421999999,1877.7994421999999,1877.7994421999999,1877.7994421999999]
["Diesel O&M (kWh)",2837.0172662311311,2695.166402919599,2553.3155396080379,2411.4646762964858,2269.613812984936,null,2838.0682079856738,2696.164797586418,2554.2613871871408,2412.3579767878659,2270.4545663885879,null,2838.0682079856829,2696.1647975864062,2554.2613871871208,2412.3579767878368,2270.4545663885492,null,2839.119149740191,2697.163192253191,2555.2072347661801,2413.2512772791752,2271.2953197921629]
["Fuel cost",48153.673975005862,45745.99027625598,43338.306577505617,40930.622878755406,38522.939180005233,null,48171.511972404529,45762.93637378476,43354.360775164663,40945.785176544581,38537.209577924463,null,48171.511972404667,45762.936373784578,43354.360775164321,40945.785176544101,38537.209577923793,null,48189.349969802759,45779.882471312769,43370.414972822597,40960.947474332548,38551.479975842383]
["REopt LCC",54923.6,52374,49824.5,47274.9,44725.3,null,55597.9,53047.4,50496.800000000003,47946.3,45395.8,null,56253.2,53702.7,51152.2,48601.7,46051.199999999997,null,58893.599999999999,56342.1,53790.7,51239.199999999997,48687.8]
[]
["TMY_highPVBatt_LowDiesel_44_PBD_business",100,95,90,85,80,"TMY_highPVBatt_LowDiesel_44_PBD_nrel",100,95,90,85,80,"TMY_highPVBatt_LowDiesel_44_PBD_average",100,95,90,85,80,"TMY_highPVBatt_LowDiesel_44_PBD_residential",100,95,90,85,80]
["PV kW",7.7560000000000002,7.7560000000000002,7.7560000000000002,7.7560000000000002,7.7560000000000002,null,4.9400000000000004,4.9400000000000004,4.9400000000000004,4.9400000000000004,4.9400000000000004,null,4.3959999999999999,4.3959999999999999,4.3959999999999999,4.3959999999999999,4.3959999999999999,null,2.5630000000000002,2.5630000000000002,2.5630000000000002,2.5630000000000002,2.5630000000000002]
["Battery kW",0,0,0,0,0,null,0,0,0,0,0,null,0,0,0,0,0,null,0,0,0,0,0]
["Battery kWh",0,0,0,0,0,null,0,0,0,0,0,null,0,0,0,0,0,null,0,0,0,0,0]
["Generator kW",6,6,6,6,6,null,7,7,7,7,7,null,8,8,8,8,8,null,12,12,12,12,12]
["PV capital cost",17063.838,17063.838,17063.838,17063.838,17063.838,null,10867.516,10867.516,10867.516,10867.516,10867.516,null,9671.771999999999,9671.771999999999,9671.771999999999,9671.771999999999,9671.771999999999,null,5638.6439999999993,5638.6439999999993,5638.6439999999993,5638.6439999999993,5638.6439999999993]
["PV O&M",2136.1643652127441,2136.1643652127441,2136.1643652127441,2136.1643652127441,2136.1643652127441,null,1360.467698859972,1360.467698859972,1360.467698859972,1360.467698859972,1360.467698859972,null,1210.776537779039,1210.776537779039,1210.776537779039,1210.776537779039,1210.776537779039,null,705.88283719762501,705.88283719762501,705.88283719762501,705.88283719762501,705.88283719762501]
["Battery capital cost",0,0,0,0,0,null,0,0,0,0,0,null,0,0,0,0,0,null,0,0,0,0,0]
["Battery O&M",0,0,0,0,0,null,0,0,0,0,0,null,0,0,0,0,0,null,0,0,0,0,0]
["Diesel capital cost",2244.96,2244.96,2244.96,2244.96,2244.96,null,2619.12,2619.12,2619.12,2619.12,2619.12,null,2993.28,2993.28,2993.28,2993.28,2993.28,null,4489.92,4489.92,4489.92,4489.92,4489.92]
["Diesel O&M (kW)",938.89972109999997,938.89972109999997,938.89972109999997,938.89972109999997,938.89972109999997,null,1095.3830079500001,1095.3830079500001,1095.3830079500001,1095.3830079500001,1095.3830079500001,null,1251.8662948000001,1251.8662948000001,1251.8662948000001,1251.8662948000001,1251.8662948000001,null,1877.7994421999999,1877.7994421999999,1877.7994421999999,1877.7994421999999,1877.7994421999999]
["Diesel O&M (kWh)",1575.288850756697,1433.437987445142,1291.587124133591,1149.736260822041,1007.88541360572,null,2033.174638435072,1891.2712280357889,1749.367817636502,1607.464407237213,1465.5609968379199,null,2122.1284228799341,1980.225012480641,1838.321602081347,1696.4181916820521,1554.514781282752,null,2423.789855649004,2281.8338981619891,2139.8779406749759,1997.921983187963,1855.96602570095]
["Fuel cost",29411.71395133188,26763.2618827066,24114.809814081389,21466.357745456189,18817.905977339851,null,37960.752943836444,35311.319785354193,32661.886626871899,30012.453468389529,27363.020309907119,null,39621.580582985887,36972.147424503477,34322.714266021023,31673.281107538562,29023.847949056009,null,45253.804645570322,42603.390397231058,39952.976148891838,37302.561900552617,34652.147652213411]
["REopt LCC",53371.3,50580.9,47790.6,45000.3,42209.9,null,55937,53145.599999999999,50354.2,47562.9,44771.5,null,56872,54080.6,51289.3,48497.9,45706.5,null,60390.6,57598.2,54805.8,52013.4,49221]
[]
["TMY_highPVBatt_LowDiesel_44_PB_business",100,95,90,85,80,"TMY_highPVBatt_LowDiesel_44_PB_nrel",100,95,90,85,80,"TMY_highPVBatt_LowDiesel_44_PB_average",100,95,90,85,80,"TMY_highPVBatt_LowDiesel_44_PB_residential",100,95,90,85,80]
["PV kW",25.024999999999999,19.289000000000001,17.984999999999999,16.876000000000001,15.782,null,25.52,20.059000000000001,18.817,17.681000000000001,16.55,null,25.71,20.239999999999998,18.986000000000001,17.838000000000001,16.704999999999998,null,25.93,21.206,19.596,18.273,17.119]
["Battery kW",5.2220000000000004,4.3719999999999999,3.335,2.7509999999999999,2.3119999999999998,null,6.915,5.2009999999999996,4.6399999999999997,4.2430000000000003,3.8479999999999999,null,6.9390000000000001,5.93,5.032,4.46,4.069,null,10.62,9.0739999999999998,7.5529999999999999,6.5469999999999997,5.6360000000000001]
["Battery kWh",36.819000000000003,30.238,26.922000000000001,23.315000000000001,19.632000000000001,null,54.398000000000003,45.622,42.098999999999997,38.17,34.258000000000003,null,56.481999999999999,47.491,44.002000000000002,40.305999999999997,36.412999999999997,null,64.989000000000004,54.195999999999998,50.962000000000003,47.421999999999997,43.618000000000002]
["Generator kW",0,0,0,0,0,null,0,0,0,0,0,null,0,0,0,0,0,null,0,0,0,0,0]
["PV capital cost",55054.78,42436.02,39565.9,37127.86,34721.06,null,56143.56,44129.36,41397.620000000003,38899.300000000003,36411.1,null,56561.56,44528.44,41768.54,39242.719999999987,36750.559999999998,null,57046.66,46652.98,43112.3,40200.82,37662.68]
["PV O&M",6892.1223449629133,5312.4223123458696,4953.1216633427321,4647.9116532053122,4346.6124733728484,null,7028.4230434081483,5524.4058395095326,5182.4285162938377,4869.6722561313636,4558.182884659228,null,7080.7510545307896,5574.3653196024106,5228.8627409005594,4912.6638484273853,4600.6787379025081,null,7141.4790884915355,5840.3293213978504,5397.0835261306038,5032.6051581321744,4714.8639663838057]
["Battery capital cost",34710.573680930444,28617.026340030439,24738.443747494421,21242.171423598818,17880.069592089319,null,50220.357993939702,41322.623813250502,37919.896010254517,34429.599044665301,30953.332600911141,null,51823.924861773259,43701.653704620003,39876.926864162713,36328.510935046601,32872.800563193261,null,63132.795822079992,52937.888409709398,48477.106748117367,44469.182009326578,40390.062346254759]
["Battery O&M",6913.7946542584914,5677.9960633522496,5055.5055482629496,4378.1081774837212,3686.420752949351,null,10214.947295651669,8566.8215032271528,7905.2915377345134,7167.6543608495094,6432.9841070831817,null,10606.11169745635,8917.8197749631745,8262.7118835628607,7568.6208757424756,6837.668664871705,null,12203.61201691916,10176.99696892481,9569.6978513229042,8904.8066248287287,8190.6043849823809]
["Diesel capital cost",0,0,0,0,0,null,0,0,0,0,0,null,0,0,0,0,0,null,0,0,0,0,0]
["Diesel O&M (kW)",0,0,0,0,0,null,0,0,0,0,0,null,0,0,0,0,0,null,0,0,0,0,0]
["Diesel O&M (kWh)",0,0,0,0,0,null,0,0,0,0,0,null,0,0,0,0,0,null,0,0,0,0,0]
["Fuel cost",0,0,0,0,0,null,0,0,0,0,0,null,0,0,0,0,0,null,0,0,0,0,0]
["REopt LCC",103571,82043.399999999994,74312.7,67395.899999999994,60633.9,null,123607,99543.1,92405,85366,78355.5,null,126072,102722,95136.8,88052.4,81061.5,null,139524,115608,106556,98607.3,90957.9]
[]
["TMY_highPVBatt_LowDiesel_44_D_business",100,95,90,85,80,"TMY_highPVBatt_LowDiesel_44_D_nrel",100,95,90,85,80,"TMY_highPVBatt_LowDiesel_44_D_average",100,95,90,85,80,"TMY_highPVBatt_LowDiesel_44_D_residential",100,95,90,85,80]
["PV kW",0,0,0,0,0,null,0,0,0,0,0,null,0,0,0,0,0,null,0,0,0,0,0]
["Battery kW",0,0,0,0,0,null,0,0,0,0,0,null,0,0,0,0,0,null,0,0,0,0,0]
["Battery kWh",0,0,0,0,0,null,0,0,0,0,0,null,0,0,0,0,0,null,0,0,0,0,0]
["Generator kW",6,6,6,6,6,null,7,7,7,7,7,null,8,8,8,8,8,null,12,12,12,12,12]
["PV capital cost",0,0,0,0,0,null,0,0,0,0,0,null,0,0,0,0,0,null,0,0,0,0,0]
["PV O&M",0,0,0,0,0,null,0,0,0,0,0,null,0,0,0,0,0,null,0,0,0,0,0]
["Battery capital cost",0,0,0,0,0,null,0,0,0,0,0,null,0,0,0,0,0,null,0,0,0,0,0]
["Battery O&M",0,0,0,0,0,null,0,0,0,0,0,null,0,0,0,0,0,null,0,0,0,0,0]
["Diesel capital cost",2244.96,2244.96,2244.96,2244.96,2244.96,null,2619.12,2619.12,2619.12,2619.12,2619.12,null,2993.28,2993.28,2993.28,2993.28,2993.28,null,4489.92,4489.92,4489.92,4489.92,4489.92]
["Diesel O&M (kW)",938.89972109999997,938.89972109999997,938.89972109999997,938.89972109999997,938.89972109999997,null,1095.3830079500001,1095.3830079500001,1095.3830079500001,1095.3830079500001,1095.3830079500001,null,1251.8662948000001,1251.8662948000001,1251.8662948000001,1251.8662948000001,1251.8662948000001,null,1877.7994421999999,1877.7994421999999,1877.7994421999999,1877.7994421999999,1877.7994421999999]
["Diesel O&M (kWh)",2837.0172662311311,2695.166402919594,2553.3155396080292,2411.464676296484,2269.6138129849351,null,2838.0682079856738,2696.164797586418,2554.2613871871408,2412.3579767878659,2270.4545663885879,null,2838.0682079856829,2696.1647975864062,2554.2613871871208,2412.3579767878368,2270.4545663885478,null,2839.119149740191,2697.1631922531901,2555.2072347661801,2413.2512772791752,2271.2953197921629]
["Fuel cost",52969.041372506457,50320.58930388149,47672.137235256021,45023.685166630923,42375.23309800573,null,52988.663169644977,50339.230011163243,47689.796852681131,45040.363694199048,42390.930535716892,null,52988.663169645137,50339.230011163017,47689.796852680753,45040.363694198502,42390.930535716157,null,53008.284966783038,50357.870718444028,47707.456470104888,45057.042221765798,42406.627973426621]
["REopt LCC",58990.7,56200.4,53410,50619.7,47829.4,null,59542,56750.7,53959.3,51167.9,48376.6,null,60072.7,57281.3,54490,51698.6,48907.199999999997,null,62216,59423.6,56631.199999999997,53838.8,51046.400000000001]
[]
["TMY_highPVBatt_LowDiesel_36_PBD_business",100,95,90,85,80,"TMY_highPVBatt_LowDiesel_36_PBD_nrel",100,95,90,85,80,"TMY_highPVBatt_LowDiesel_36_PBD_average",100,95,90,85,80,"TMY_highPVBatt_LowDiesel_36_PBD_residential",100,95,90,85,80]
["PV kW",7.0640000000000001,7.0640000000000001,7.0640000000000001,7.0640000000000001,7.0640000000000001,null,4.5090000000000003,4.5090000000000003,4.5090000000000003,4.5090000000000003,4.5090000000000003,null,4.0039999999999996,4.0039999999999996,4.0039999999999996,4.0039999999999996,4.0039999999999996,null,2.2599999999999998,2.2599999999999998,2.2599999999999998,2.2599999999999998,2.2599999999999998]
["Battery kW",0,0,0,0,0,null,0,0,0,0,0,null,0,0,0,0,0,null,0,0,0,0,0]
["Battery kWh",0,0,0,0,0,null,0,0,0,0,0,null,0,0,0,0,0,null,0,0,0,0,0]
["Generator kW",6,6,6,6,6,null,7,7,7,7,7,null,8,8,8,8,8,null,12,12,12,12,12]
["PV capital cost",15539.897999999999,15539.897999999999,15539.897999999999,15539.897999999999,15539.897999999999,null,9920.6579999999994,9920.6579999999994,9920.6579999999994,9920.6579999999994,9920.6579999999994,null,8808.36,8808.36,8808.36,8808.36,8808.36,null,4971.9780000000001,4971.9780000000001,4971.9780000000001,4971.9780000000001,4971.9780000000001]
["PV O&M",1945.387453082993,1945.387453082993,1945.387453082993,1945.387453082993,1945.387453082993,null,1241.9337372437981,1241.9337372437981,1241.9337372437981,1241.9337372437981,1241.9337372437981,null,1102.6888996464529,1102.6888996464529,1102.6888996464529,1102.6888996464529,1102.6888996464529,null,622.42516766871142,622.42516766871142,622.42516766871142,622.42516766871142,622.42516766871142]
["Battery capital cost",0,0,0,0,0,null,0,0,0,0,0,null,0,0,0,0,0,null,0,0,0,0,0]
["Battery O&M",0,0,0,0,0,null,0,0,0,0,0,null,0,0,0,0,0,null,0,0,0,0,0]
["Diesel capital cost",2244.96,2244.96,2244.96,2244.96,2244.96,null,2619.12,2619.12,2619.12,2619.12,2619.12,null,2993.28,2993.28,2993.28,2993.28,2993.28,null,4489.92,4489.92,4489.92,4489.92,4489.92]
["Diesel O&M (kW)",938.89972109999997,938.89972109999997,938.89972109999997,938.89972109999997,938.89972109999997,null,1095.3830079500001,1095.3830079500001,1095.3830079500001,1095.3830079500001,1095.3830079500001,null,1251.8662948000001,1251.8662948000001,1251.8662948000001,1251.8662948000001,1251.8662948000001,null,1877.7994421999999,1877.7994421999999,1877.7994421999999,1877.7994421999999,1877.7994421999999]
["Diesel O&M (kWh)",1671.864594742271,1530.0137311427859,1388.162868119161,1246.3120048076109,1104.461138184869,null,2093.076497684387,1951.173087285109,1809.2696768858291,1667.366266486541,1525.462856087252,null,2176.7035078671829,2034.800097467886,1892.8966870685931,1750.9932766692989,1609.0898662699981,null,2465.8391108926749,2323.8831534056671,2181.9271959186549,2039.971238431642,1898.0152809446311]
["Fuel cost",25539.42171077157,23372.50637749791,21205.591053021089,19038.675724145942,16871.760344688952,null,31973.859315746169,29806.141276988059,27638.423238229909,25470.705199471631,23302.98716071335,null,33251.346431739963,31083.628392981551,28915.910354223201,26748.192315464839,24580.474276706369,null,37668.185044441503,35499.664295800409,33331.143547159241,31162.622798518059,28994.10204987691]
["REopt LCC",47880.9,45572.1,43263.3,40954.5,38645.699999999997,null,48944.6,46635,44325.3,42015.7,39706,null,49584.9,47275.199999999997,44965.5,42655.9,40346.199999999997,null,52096.9,49786.400000000001,47475.9,45165.4,42854.9]
[]
["TMY_highPVBatt_LowDiesel_36_PB_business",100,95,90,85,80,"TMY_highPVBatt_LowDiesel_36_PB_nrel",100,95,90,85,80,"TMY_highPVBatt_LowDiesel_36_PB_average",100,95,90,85,80,"TMY_highPVBatt_LowDiesel_36_PB_residential",100,95,90,85,80]
["PV kW",25.024999999999999,19.289000000000001,17.984999999999999,16.876000000000001,15.782,null,25.52,20.059000000000001,18.817,17.681000000000001,16.55,null,25.71,20.239999999999998,18.986000000000001,17.838000000000001,16.704999999999998,null,25.93,21.206,19.596,18.273,17.119]
["Battery kW",5.2220000000000004,4.3719999999999999,3.335,2.7509999999999999,2.3119999999999998,null,6.915,5.2009999999999996,4.6399999999999997,4.2430000000000003,3.8479999999999999,null,6.9390000000000001,5.93,5.032,4.46,4.069,null,10.62,9.0739999999999998,7.5529999999999999,6.5469999999999997,5.6360000000000001]
["Battery kWh",36.819000000000003,30.238,26.922000000000001,23.315000000000001,19.632000000000001,null,54.398000000000003,45.622,42.098999999999997,38.17,34.258000000000003,null,56.481999999999999,47.491,44.002000000000002,40.305999999999997,36.412999999999997,null,64.989000000000004,54.195999999999998,50.962000000000003,47.421999999999997,43.618000000000002]
["Generator kW",0,0,0,0,0,null,0,0,0,0,0,null,0,0,0,0,0,null,0,0,0,0,0]
["PV capital cost",55054.78,42436.02,39565.9,37127.86,34721.06,null,56143.56,44129.36,41397.620000000003,38899.300000000003,36411.1,null,56561.56,44528.44,41768.54,39242.719999999987,36750.559999999998,null,57046.66,46652.98,43112.3,40200.82,37662.68]
["PV O&M",6892.1223449629133,5312.4223123458696,4953.1216633427321,4647.9116532053122,4346.6124733728484,null,7028.4230434081483,5524.4058395095326,5182.4285162938377,4869.6722561313636,4558.182884659228,null,7080.7510545307896,5574.3653196024106,5228.8627409005594,4912.6638484273853,4600.6787379025081,null,7141.4790884915355,5840.3293213978504,5397.0835261306038,5032.6051581321744,4714.8639663838057]
["Battery capital cost",34710.573680930444,28617.026340030439,24738.443747494421,21242.171423598818,17880.069592089319,null,50220.357993939702,41322.623813250502,37919.896010254517,34429.599044665301,30953.332600911141,null,51823.924861773259,43701.653704620003,39876.926864162713,36328.510935046601,32872.800563193261,null,63132.795822079992,52937.888409709398,48477.106748117367,44469.182009326578,40390.062346254759]
["Battery O&M",6913.7946542584914,5677.9960633522496,5055.5055482629496,4378.1081774837212,3686.420752949351,null,10214.947295651669,8566.8215032271528,7905.2915377345134,7167.6543608495094,6432.9841070831817,null,10606.11169745635,8917.8197749631745,8262.7118835628607,7568.6208757424756,6837.668664871705,null,12203.61201691916,10176.99696892481,9569.6978513229042,8904.8066248287287,8190.6043849823809]
["Diesel capital cost",0,0,0,0,0,null,0,0,0,0,0,null,0,0,0,0,0,null,0,0,0,0,0]
["Diesel O&M (kW)",0,0,0,0,0,null,0,0,0,0,0,null,0,0,0,0,0,null,0,0,0,0,0]
["Diesel O&M (kWh)",0,0,0,0,0,null,0,0,0,0,0,null,0,0,0,0,0,null,0,0,0,0,0]
["Fuel cost",0,0,0,0,0,null,0,0,0,0,0,null,0,0,0,0,0,null,0,0,0,0,0]
["REopt LCC",103571,82043.399999999994,74312.7,67395.899999999994,60633.9,null,123607,99543.1,92405,85366,78355.5,null,126072,102722,95136.8,88052.4,81061.5,null,139524,115608,106556,98607.3,90957.9]
[]
["TMY_highPVBatt_LowDiesel_36_D_business",100,95,90,85,80,"TMY_highPVBatt_LowDiesel_36_D_nrel",100,95,90,85,80,"TMY_highPVBatt_LowDiesel_36_D_average",100,95,90,85,80,"TMY_highPVBatt_LowDiesel_36_D_residential",100,95,90,85,80]
["PV kW",0,0,0,0,0,null,0,0,0,0,0,null,0,0,0,0,0,null,0,0,0,0,0]
["Battery kW",0,0,0,0,0,null,0,0,0,0,0,null,0,0,0,0,0,null,0,0,0,0,0]
["Battery kWh",0,0,0,0,0,null,0,0,0,0,0,null,0,0,0,0,0,null,0,0,0,0,0]
["Generator kW",6,6,6,6,6,null,7,7,7,7,7,null,8,8,8,8,8,null,12,12,12,12,12]
["PV capital cost",0,0,0,0,0,null,0,0,0,0,0,null,0,0,0,0,0,null,0,0,0,0,0]
["PV O&M",0,0,0,0,0,null,0,0,0,0,0,null,0,0,0,0,0,null,0,0,0,0,0]
["Battery capital cost",0,0,0,0,0,null,0,0,0,0,0,null,0,0,0,0,0,null,0,0,0,0,0]
["Battery O&M",0,0,0,0,0,null,0,0,0,0,0,null,0,0,0,0,0,null,0,0,0,0,0]
["Diesel capital cost",2244.96,2244.96,2244.96,2244.96,2244.96,null,2619.12,2619.12,2619.12,2619.12,2619.12,null,2993.28,2993.28,2993.28,2993.28,2993.28,null,4489.92,4489.92,4489.92,4489.92,4489.92]
["Diesel O&M (kW)",938.89972109999997,938.89972109999997,938.89972109999997,938.89972109999997,938.89972109999997,null,1095.3830079500001,1095.3830079500001,1095.3830079500001,1095.3830079500001,1095.3830079500001,null,1251.8662948000001,1251.8662948000001,1251.8662948000001,1251.8662948000001,1251.8662948000001,null,1877.7994421999999,1877.7994421999999,1877.7994421999999,1877.7994421999999,1877.7994421999999]
["Diesel O&M (kWh)",2837.0172662311311,2695.166402919599,2553.3155396080329,2411.464676296484,2269.6138129849278,null,2838.0682079856738,2696.164797586418,2554.2613871871408,2412.3579767878659,2270.4545663885879,null,2838.0682079856829,2696.1647975864062,2554.2613871871208,2412.3579767878368,2270.4545663885492,null,2839.119149740191,2697.163192253191,2555.2072347661801,2413.2512772791752,2271.2953197921629]
["Fuel cost",43338.306577505289,41171.391248630367,39004.475919754987,36837.560590879839,34670.645262004567,null,43354.360775164059,41186.642736406291,39018.924697648203,36851.206658890122,34683.488620131997,null,43354.360775164198,41186.642736406109,39018.92469764789,36851.206658889692,34683.488620131408,null,43370.414972822473,41201.894224181488,39033.373475540349,36864.852726899277,34696.331978258131]
["REopt LCC",49360,47051.199999999997,44742.400000000001,42433.599999999999,40124.800000000003,null,49907.7,47598.1,45288.4,42978.8,40669.1,null,50438.400000000001,48128.800000000003,45819.1,43509.4,41199.800000000003,null,52578.2,50267.6,47957.1,45646.6,43336.1]
[]
["TMY_highPVBatt_LowDiesel_32_PBD_business",100,95,90,85,80,"TMY_highPVBatt_LowDiesel_32_PBD_nrel",100,95,90,85,80,"TMY_highPVBatt_LowDiesel_32_PBD_average",100,95,90,85,80,"TMY_highPVBatt_LowDiesel_32_PBD_residential",100,95,90,85,80]
["PV kW",0,0,0,0,0,null,0,0,0,0,0,null,0,0,0,0,0,null,0,0,0,0,0]
["Battery kW",0,0,0,0,0,null,0,0,0,0,0,null,0,0,0,0,0,null,0,0,0,0,0]
["Battery kWh",0,0,0,0,0,null,0,0,0,0,0,null,0,0,0,0,0,null,0,0,0,0,0]
["Generator kW",6,6,6,6,6,null,7,7,7,7,7,null,8,8,8,8,8,null,12,12,12,12,12]
["PV capital cost",0,0,0,0,0,null,0,0,0,0,0,null,0,0,0,0,0,null,0,0,0,0,0]
["PV O&M",0,0,0,0,0,null,0,0,0,0,0,null,0,0,0,0,0,null,0,0,0,0,0]
["Battery capital cost",0,0,0,0,0,null,0,0,0,0,0,null,0,0,0,0,0,null,0,0,0,0,0]
["Battery O&M",0,0,0,0,0,null,0,0,0,0,0,null,0,0,0,0,0,null,0,0,0,0,0]
["Diesel capital cost",2244.96,2244.96,2244.96,2244.96,2244.96,null,2619.12,2619.12,2619.12,2619.12,2619.12,null,2993.28,2993.28,2993.28,2993.28,2993.28,null,4489.92,4489.92,4489.92,4489.92,4489.92]
["Diesel O&M (kW)",938.89972109999997,938.89972109999997,938.89972109999997,938.89972109999997,938.89972109999997,null,1095.3830079500001,1095.3830079500001,1095.3830079500001,1095.3830079500001,1095.3830079500001,null,1251.8662948000001,1251.8662948000001,1251.8662948000001,1251.8662948000001,1251.8662948000001,null,1877.7994421999999,1877.7994421999999,1877.7994421999999,1877.7994421999999,1877.7994421999999]
["Diesel O&M (kWh)",2837.0172662311311,2695.1664029195872,2553.3155396080379,2411.4646762964849,2269.6138129849278,null,2838.0682079856738,2696.1647975864071,2554.2613871871408,2412.3579767878659,2270.4545663885879,null,2838.0682079856829,2696.164797586403,2554.2613871871222,2412.3579767878368,2270.4545663885478,null,2839.119149740191,2697.1631922531869,2555.207234766181,2413.2512772791752,2271.2953197921629]
["Fuel cost",38522.939180004709,36596.792221004638,34670.645262004487,32744.498303004319,30818.351344004081,null,38537.209577923619,36610.349099027662,34683.488620131728,32756.628141235658,30829.767662339571,null,38537.209577923742,36610.349099027619,34683.488620131473,32756.628141235269,30829.767662339029,null,38551.479975842187,36623.90597705017,34696.331978258102,32768.757979466041,30841.183980673901]
["REopt LCC",44544.6,42476.6,40408.6,38340.5,36272.5,null,45090.6,43021.8,40953,38884.199999999997,36815.4,null,45621.3,43552.5,41483.699999999997,39414.9,37346.1,null,47759.199999999997,45689.7,43620.1,41550.5,39481]
[]
["TMY_highPVBatt_LowDiesel_32_PB_business",100,95,90,85,80,"TMY_highPVBatt_LowDiesel_32_PB_nrel",100,95,90,85,80,"TMY_highPVBatt_LowDiesel_32_PB_average",100,95,90,85,80,"TMY_highPVBatt_LowDiesel_32_PB_residential",100,95,90,85,80]
["PV kW",25.024999999999999,19.289000000000001,17.984999999999999,16.876000000000001,15.782,null,25.52,20.059000000000001,18.817,17.681000000000001,16.55,null,25.71,20.239999999999998,18.986000000000001,17.838000000000001,16.704999999999998,null,25.93,21.206,19.596,18.273,17.119]
["Battery kW",5.2220000000000004,4.3719999999999999,3.335,2.7509999999999999,2.3119999999999998,null,6.915,5.2009999999999996,4.6399999999999997,4.2430000000000003,3.8479999999999999,null,6.9390000000000001,5.93,5.032,4.46,4.069,null,10.62,9.0739999999999998,7.5529999999999999,6.5469999999999997,5.6360000000000001]
["Battery kWh",36.819000000000003,30.238,26.922000000000001,23.315000000000001,19.632000000000001,null,54.398000000000003,45.622,42.098999999999997,38.17,34.258000000000003,null,56.481999999999999,47.491,44.002000000000002,40.305999999999997,36.412999999999997,null,64.989000000000004,54.195999999999998,50.962000000000003,47.421999999999997,43.618000000000002]
["Generator kW",0,0,0,0,0,null,0,0,0,0,0,null,0,0,0,0,0,null,0,0,0,0,0]
["PV capital cost",55054.78,42436.02,39565.9,37127.86,34721.06,null,56143.56,44129.36,41397.620000000003,38899.300000000003,36411.1,null,56561.56,44528.44,41768.54,39242.719999999987,36750.559999999998,null,57046.66,46652.98,43112.3,40200.82,37662.68]
["PV O&M",6892.1223449629133,5312.4223123458696,4953.1216633427321,4647.9116532053122,4346.6124733728484,null,7028.4230434081483,5524.4058395095326,5182.4285162938377,4869.6722561313636,4558.182884659228,null,7080.7510545307896,5574.3653196024106,5228.8627409005594,4912.6638484273853,4600.6787379025081,null,7141.4790884915355,5840.3293213978504,5397.0835261306038,5032.6051581321744,4714.8639663838057]
["Battery capital cost",34710.573680930444,28617.026340030439,24738.443747494421,21242.171423598818,17880.069592089319,null,50220.357993939702,41322.623813250502,37919.896010254517,34429.599044665301,30953.332600911141,null,51823.924861773259,43701.653704620003,39876.926864162713,36328.510935046601,32872.800563193261,null,63132.795822079992,52937.888409709398,48477.106748117367,44469.182009326578,40390.062346254759]
["Battery O&M",6913.7946542584914,5677.9960633522496,5055.5055482629496,4378.1081774837212,3686.420752949351,null,10214.947295651669,8566.8215032271528,7905.2915377345134,7167.6543608495094,6432.9841070831817,null,10606.11169745635,8917.8197749631745,8262.7118835628607,7568.6208757424756,6837.668664871705,null,12203.61201691916,10176.99696892481,9569.6978513229042,8904.8066248287287,8190.6043849823809]
["Diesel capital cost",0,0,0,0,0,null,0,0,0,0,0,null,0,0,0,0,0,null,0,0,0,0,0]
["Diesel O&M (kW)",0,0,0,0,0,null,0,0,0,0,0,null,0,0,0,0,0,null,0,0,0,0,0]
["Diesel O&M (kWh)",0,0,0,0,0,null,0,0,0,0,0,null,0,0,0,0,0,null,0,0,0,0,0]
["Fuel cost",0,0,0,0,0,null,0,0,0,0,0,null,0,0,0,0,0,null,0,0,0,0,0]
["REopt LCC",103571,82043.399999999994,74312.7,67395.899999999994,60633.9,null,123607,99543.1,92405,85366,78355.5,null,126072,102722,95136.8,88052.4,81061.5,null,139524,115608,106556,98607.3,90957.9]
[]
["TMY_highPVBatt_LowDiesel_32_D_business",100,95,90,85,80,"TMY_highPVBatt_LowDiesel_32_D_nrel",100,95,90,85,80,"TMY_highPVBatt_LowDiesel_32_D_average",100,95,90,85,80,"TMY_highPVBatt_LowDiesel_32_D_residential",100,95,90,85,80]
["PV kW",0,0,0,0,0,null,0,0,0,0,0,null,0,0,0,0,0,null,0,0,0,0,0]
["Battery kW",0,0,0,0,0,null,0,0,0,0,0,null,0,0,0,0,0,null,0,0,0,0,0]
["Battery kWh",0,0,0,0,0,null,0,0,0,0,0,null,0,0,0,0,0,null,0,0,0,0,0]
["Generator kW",6,6,6,6,6,null,7,7,7,7,7,null,8,8,8,8,8,null,12,12,12,12,12]
["PV capital cost",0,0,0,0,0,null,0,0,0,0,0,null,0,0,0,0,0,null,0,0,0,0,0]
["PV O&M",0,0,0,0,0,null,0,0,0,0,0,null,0,0,0,0,0,null,0,0,0,0,0]
["Battery capital cost",0,0,0,0,0,null,0,0,0,0,0,null,0,0,0,0,0,null,0,0,0,0,0]
["Battery O&M",0,0,0,0,0,null,0,0,0,0,0,null,0,0,0,0,0,null,0,0,0,0,0]
["Diesel capital cost",2244.96,2244.96,2244.96,2244.96,2244.96,null,2619.12,2619.12,2619.12,2619.12,2619.12,null,2993.28,2993.28,2993.28,2993.28,2993.28,null,4489.92,4489.92,4489.92,4489.92,4489.92]
["Diesel O&M (kW)",938.89972109999997,938.89972109999997,938.89972109999997,938.89972109999997,938.89972109999997,null,1095.3830079500001,1095.3830079500001,1095.3830079500001,1095.3830079500001,1095.3830079500001,null,1251.8662948000001,1251.8662948000001,1251.8662948000001,1251.8662948000001,1251.8662948000001,null,1877.7994421999999,1877.7994421999999,1877.7994421999999,1877.7994421999999,1877.7994421999999]
["Diesel O&M (kWh)",2837.0172662311311,2695.1664029195881,2553.315539608036,2411.4646762964849,2269.613812984926,null,2838.0682079856738,2696.164797586418,2554.2613871871399,2412.3579767878709,2270.4545663885879,null,2838.0682079856829,2696.1647975864062,2554.2613871871222,2412.3579767878368,2270.4545663885492,null,2839.119149740191,2697.1631922531901,2555.2072347661801,2413.2512772791752,2271.2953197921629]
["Fuel cost",38522.939180004709,36596.792221004638,34670.64526200448,32744.498303004319,30818.351344004051,null,38537.209577923619,36610.349099027822,34683.488620131713,32756.628141235749,30829.76766233956,null,38537.209577923742,36610.349099027648,34683.488620131473,32756.62814123528,30829.76766233904,null,38551.479975842187,36623.905977050214,34696.331978258087,32768.757979466041,30841.183980673901]
["REopt LCC",44544.6,42476.6,40408.6,38340.5,36272.5,null,45090.6,43021.8,40953,38884.199999999997,36815.4,null,45621.3,43552.5,41483.699999999997,39414.9,37346.1,null,47759.199999999997,45689.7,43620.1,41550.5,39481]
[]
["TMY_medPVBatt_HighDiesel_44_PBD_business",100,95,90,85,80,"TMY_medPVBatt_HighDiesel_44_PBD_nrel",100,95,90,85,80,"TMY_medPVBatt_HighDiesel_44_PBD_average",100,95,90,85,80,"TMY_medPVBatt_HighDiesel_44_PBD_residential",100,95,90,85,80]
["PV kW",9.4280000000000008,9.4290000000000003,9.4339999999999993,9.4329999999999998,9.4329999999999998,null,6.11,6.1349999999999998,6.1349999999999998,6.1349999999999998,6.1349999999999998,null,5.3650000000000002,5.4119999999999999,5.4119999999999999,5.4219999999999997,5.4119999999999999,null,3.9049999999999998,3.9079999999999999,3.907,3.9049999999999998,3.9060000000000001]
["Battery kW",0.155,0.155,0.156,0.156,0.156,null,0,2.5000000000000001E-2,2.5000000000000001E-2,2.5000000000000001E-2,2.5000000000000001E-2,null,0,4.4999999999999998E-2,4.4999999999999998E-2,4.8000000000000001E-2,4.4999999999999998E-2,null,0.154,0.154,0.154,0.154,0.154]
["Battery kWh",0.61099999999999999,0.61199999999999999,0.61499999999999999,0.61399999999999999,0.61399999999999999,null,0,7.8E-2,7.8E-2,7.8E-2,7.8E-2,null,0,0.185,0.185,0.19600000000000001,0.185,null,0.81100000000000005,0.81200000000000006,0.81,0.81100000000000005,0.80900000000000005]
["Generator kW",6,6,6,6,6,null,7,7,7,7,7,null,8,8,8,8,8,null,12,12,12,12,12]
["PV capital cost",16970.202000000001,16971.552,16981.128000000001,16979.526000000002,16979.526000000002,null,10998.828,11042.585999999999,11042.585999999999,11042.585999999999,11042.585999999999,null,9657.2340000000004,9741.9240000000009,9741.9240000000009,9759.5640000000003,9741.9240000000009,null,7029.4859999999999,7035.0479999999998,7032.6360000000004,7029.4859999999999,7031.61]
["PV O&M",2124.4423899747549,2124.6113919245531,2125.810179088453,2125.6096301080261,2125.6096301080261,null,1376.9062055502491,1382.384122083035,1382.384122083035,1382.384122083035,1382.384122083035,null,1208.9565745596581,1219.55863021032,1219.55863021032,1221.7669223543469,1219.55863021032,null,879.99765931684726,880.69394735001504,880.39199719970918,879.99765931684726,880.2635557178628]
["Battery capital cost",523.23902836539844,523.89016608554198,526.28221668638719,526.20660721748675,526.20660721748675,null,0,71.978797626193753,71.978797626193753,71.978797626193753,71.978797626193753,null,0,156.54214749382601,156.54214749382601,165.9007656219791,156.54214749382601,null,642.87769449743757,643.84869590010294,642.26634283693136,642.87769449743757,641.59008411605078]
["Battery O&M",95.629753293198306,95.742264776443434,96.174941064583706,96.155850103587994,96.155850103587994,null,0,12.16069178100194,12.16069178100194,12.16069178100194,12.16069178100194,null,0,28.937515337449401,28.937515337449401,30.66900290644465,28.937515337449401,null,126.8636608651715,127.0955690962831,126.7777515406908,126.8636608651715,126.641924047705]
["Diesel capital cost",3741.54,3741.54,3741.54,3741.54,3741.54,null,4365.13,4365.13,4365.13,4365.13,4365.13,null,4988.72,4988.72,4988.72,4988.72,4988.72,null,7483.08,7483.08,7483.08,7483.08,7483.08]
["Diesel O&M (kW)",938.89972109999997,938.89972109999997,938.89972109999997,938.89972109999997,938.89972109999997,null,1095.3830079500001,1095.3830079500001,1095.3830079500001,1095.3830079500001,1095.3830079500001,null,1251.8662948000001,1251.8662948000001,1251.8662948000001,1251.8662948000001,1251.8662948000001,null,1877.7994421999999,1877.7994421999999,1877.7994421999999,1877.7994421999999,1877.7994421999999]
["Diesel O&M (kWh)",1396.937011880661,1255.015054416855,1112.7086044550001,970.92535822873378,829.07455486115452,null,1920.8891553464091,1774.334104821367,1632.430687145677,1490.5272979293379,1348.6239563333379,null,2029.7638637995381,1878.037110572817,1736.1335068854839,1593.1736462961451,1452.3267069862341,null,2276.5577688588601,2134.3527438715651,1992.5513156275119,1850.689931446632,1708.7072101631011]
["Fuel cost",39122.645775464931,35147.976608283163,31162.539336543679,27191.75491904296,23219.0784948972,null,53796.459940149107,49692.036276423903,45717.886334917333,41743.737190443942,37769.589379626697,null,56845.607193384523,52596.344720798872,48622.189569846552,44618.452867060747,40673.890679706499,null,63757.322213506253,59774.725451624217,55803.431828171277,51830.459077557498,47854.088157630373]
["REopt LCC",64913.599999999999,60799.3,56685.1,52570.6,48456.1,null,73554,69436.3,65320.2,61204.2,57088.1,null,75982.600000000006,71862.3,67746.2,63630.5,59514.1,null,84074.6,79957.2,75839.5,71721.8,67604.3]
[]
["TMY_medPVBatt_HighDiesel_44_PB_business",100,95,90,85,80,"TMY_medPVBatt_HighDiesel_44_PB_nrel",100,95,90,85,80,"TMY_medPVBatt_HighDiesel_44_PB_average",100,95,90,85,80,"TMY_medPVBatt_HighDiesel_44_PB_residential",100,95,90,85,80]
["PV kW",25.024999999999999,19.242000000000001,17.978000000000002,16.856000000000002,15.747999999999999,null,25.52,19.995999999999999,18.776,17.646000000000001,16.523,null,25.71,20.234999999999999,18.946999999999999,17.8,16.673999999999999,null,25.93,21.158999999999999,19.567,18.253,17.105]
["Battery kW",5.2220000000000004,4.4050000000000002,3.34,2.7669999999999999,2.339,null,6.915,5.24,4.6829999999999998,4.28,3.88,null,6.9390000000000001,5.93,5.0540000000000003,4.4980000000000002,4.0990000000000002,null,10.62,9.125,7.5709999999999997,6.5579999999999998,5.6470000000000002]
["Battery kWh",36.819000000000003,30.317,26.931000000000001,23.347000000000001,19.684999999999999,null,54.398000000000003,45.734000000000002,42.149000000000001,38.215000000000003,34.287999999999997,null,56.481999999999999,47.506,44.073999999999998,40.353999999999999,36.454999999999998,null,64.989000000000004,54.252000000000002,51.015999999999998,47.457000000000001,43.642000000000003]
["Generator kW",0,0,0,0,0,null,0,0,0,0,0,null,0,0,0,0,0,null,0,0,0,0,0]
["PV capital cost",45044.82,34635.96,32360.94,30340.26,28346.76,null,45935.64,35992.26,33796.980000000003,31762.62,29741.22,null,46277.64,36422.1,34104.42,32039.46,30012.48,null,46674.54,38085.300000000003,35220.6,32856.300000000003,30788.46]
["PV O&M",5639.0091913332944,4335.9590912041003,4051.157005404511,3798.1948869468652,3548.635341078485,null,5750.527944606667,4505.7497167678248,4230.9300128029699,3976.2553412540378,3723.2030884231649,null,5793.3417718888268,4559.5599375835081,4269.4173901703016,4010.9120077592811,3757.1612135359101,null,5843.0283451294381,4767.770339734644,4409.1482022632881,4113.1694541837232,3854.3035342798012]
["Battery capital cost",27421.267618631329,22683.824329128409,19579.313350667999,16846.34004126097,14209.53195959736,null,39716.499932130413,32819.430423047997,30100.71891957508,27325.103344144482,24556.534519039898,null,40997.723576248267,34576.050767686,31632.176505222829,28833.754294867649,26082.867287012741,null,49800.165810124003,41831.640459742528,38329.946395464198,35173.146961680679,31962.511685501911]
["Battery O&M",5761.4955452154109,4744.1351040888194,4214.2044531712954,3653.4778914016902,3080.3109083275099,null,8512.4560797097238,7156.66923411264,6595.614057440649,5979.9775103153788,5365.4989395127996,null,8838.4264145469588,7433.8637284387296,6896.81308796953,6314.7891508596394,5704.6608154314899,null,10169.676680765961,8489.5782231722533,7983.1983069256548,7426.2742890265044,6829.2279563790144]
["Diesel capital cost",0,0,0,0,0,null,0,0,0,0,0,null,0,0,0,0,0,null,0,0,0,0,0]
["Diesel O&M (kW)",0,0,0,0,0,null,0,0,0,0,0,null,0,0,0,0,0,null,0,0,0,0,0]
["Diesel O&M (kWh)",0,0,0,0,0,null,0,0,0,0,0,null,0,0,0,0,0,null,0,0,0,0,0]
["Fuel cost",0,0,0,0,0,null,0,0,0,0,0,null,0,0,0,0,0,null,0,0,0,0,0]
["REopt LCC",83865.8,66399.199999999997,60205,54637.7,49184.6,null,99914.3,80473.3,74723.5,69043.3,63386,null,101906,82990.899999999994,76902.2,71198.2,65556.600000000006,null,112486,93173.5,85942.3,79568.3,73433.899999999994]
[]
["TMY_medPVBatt_HighDiesel_44_D_business",100,95,90,85,80,"TMY_medPVBatt_HighDiesel_44_D_nrel",100,95,90,85,80,"TMY_medPVBatt_HighDiesel_44_D_average",100,95,90,85,80,"TMY_medPVBatt_HighDiesel_44_D_residential",100,95,90,85,80]
["PV kW",0,0,0,0,0,null,0,0,0,0,0,null,0,0,0,0,0,null,0,0,0,0,0]
["Battery kW",0,0,0,0,0,null,0,0,0,0,0,null,0,0,0,0,0,null,0,0,0,0,0]
["Battery kWh",0,0,0,0,0,null,0,0,0,0,0,null,0,0,0,0,0,null,0,0,0,0,0]
["Generator kW",6,6,6,6,6,null,7,7,7,7,7,null,8,8,8,8,8,null,12,12,12,12,12]
["PV capital cost",0,0,0,0,0,null,0,0,0,0,0,null,0,0,0,0,0,null,0,0,0,0,0]
["PV O&M",0,0,0,0,0,null,0,0,0,0,0,null,0,0,0,0,0,null,0,0,0,0,0]
["Battery capital cost",0,0,0,0,0,null,0,0,0,0,0,null,0,0,0,0,0,null,0,0,0,0,0]
["Battery O&M",0,0,0,0,0,null,0,0,0,0,0,null,0,0,0,0,0,null,0,0,0,0,0]
["Diesel capital cost",3741.54,3741.54,3741.54,3741.54,3741.54,null,4365.13,4365.13,4365.13,4365.13,4365.13,null,4988.72,4988.72,4988.72,4988.72,4988.72,null,7483.08,7483.08,7483.08,7483.08,7483.08]
["Diesel O&M (kW)",938.89972109999997,938.89972109999997,938.89972109999997,938.89972109999997,938.89972109999997,null,1095.3830079500001,1095.3830079500001,1095.3830079500001,1095.3830079500001,1095.3830079500001,null,1251.8662948000001,1251.8662948000001,1251.8662948000001,1251.8662948000001,1251.8662948000001,null,1877.7994421999999,1877.7994421999999,1877.7994421999999,1877.7994421999999,1877.7994421999999]
["Diesel O&M (kWh)",2837.0172662311311,2695.166402919599,2553.3155396080419,2411.4646762964858,2269.6138129849369,null,2838.0682079856738,2696.1647975864089,2554.2613871871422,2412.3579767878691,2270.4545663885879,null,2838.0682079856829,2696.1647975864062,2554.2613871871208,2412.3579767878368,2270.4545663885478,null,2839.119149740191,2697.1631922531901,2555.207234766181,2413.2512772791752,2271.2953197921629]
["Fuel cost",79453.562058759693,75480.883955822384,71508.205852884392,67535.527749946414,63562.849647008647,null,79482.994754467451,75508.845016744599,71534.695279021733,67560.545541298663,63586.395803575353,null,79482.994754467712,75508.845016744526,71534.695279021122,67560.545541297761,63586.395803574247,null,79512.427450174524,75536.806077666057,71561.184705157313,67585.5633326487,63609.941960139899]
["REopt LCC",86971.8,82857.3,78742.7,74628.100000000006,70513.600000000006,null,87782.399999999994,83666.3,79550.2,75434.100000000006,71318,null,88562.5,84446.399999999994,80330.3,76214.2,72098.100000000006,null,91713.3,87595.7,83478.100000000006,79360.5,75242.899999999994]
[]
["TMY_medPVBatt_HighDiesel_36_PBD_business",100,95,90,85,80,"TMY_medPVBatt_HighDiesel_36_PBD_nrel",100,95,90,85,80,"TMY_medPVBatt_HighDiesel_36_PBD_average",100,95,90,85,80,"TMY_medPVBatt_HighDiesel_36_PBD_residential",100,95,90,85,80]
["PV kW",8.7620000000000005,8.7620000000000005,8.7620000000000005,8.7620000000000005,8.7620000000000005,null,5.7439999999999998,5.7439999999999998,5.7439999999999998,5.7439999999999998,5.7439999999999998,null,5.0289999999999999,5.0289999999999999,5.0289999999999999,5.0289999999999999,5.0289999999999999,null,3.2650000000000001,3.2650000000000001,3.2650000000000001,3.2650000000000001,3.2650000000000001]
["Battery kW",0,0,0,0,0,null,0,0,0,0,0,null,0,0,0,0,0,null,0,0,0,0,0]
["Battery kWh",0,0,0,0,0,null,0,0,0,0,0,null,0,0,0,0,0,null,0,0,0,0,0]
["Generator kW",6,6,6,6,6,null,7,7,7,7,7,null,8,8,8,8,8,null,12,12,12,12,12]
["PV capital cost",15772.482,15772.482,15772.482,15772.482,15772.482,null,10339.433999999999,10339.433999999999,10339.433999999999,10339.433999999999,10339.433999999999,null,9051.48,9051.48,9051.48,9051.48,9051.48,null,5877.558,5877.558,5877.558,5877.558,5877.558]
["PV O&M",1974.503860113969,1974.503860113969,1974.503860113969,1974.503860113969,1974.503860113969,null,1294.3588931909139,1294.3588931909139,1294.3588931909139,1294.3588931909139,1294.3588931909139,null,1133.1242730056299,1133.1242730056299,1133.1242730056299,1133.1242730056299,1133.1242730056299,null,735.79167559320979,735.79167559320979,735.79167559320979,735.79167559320979,735.79167559320979]
["Battery capital cost",0,0,0,0,0,null,1.2527576033E-9,0,0,0,0,null,0,0,0,0,0,null,0,0,0,0,0]
["Battery O&M",0,0,0,0,0,null,3.248796463278904E-10,0,0,0,0,null,0,0,0,0,0,null,0,0,0,0,0]
["Diesel capital cost",3741.54,3741.54,3741.54,3741.54,3741.54,null,4365.13,4365.13,4365.13,4365.13,4365.13,null,4988.72,4988.72,4988.72,4988.72,4988.72,null,7483.08,7483.08,7483.08,7483.08,7483.08]
["Diesel O&M (kW)",938.89972109999997,938.89972109999997,938.89972109999997,938.89972109999997,938.89972109999997,null,1095.3830079500001,1095.3830079500001,1095.3830079500001,1095.3830079500001,1095.3830079500001,null,1251.8662948000001,1251.8662948000001,1251.8662948000001,1251.8662948000001,1251.8662948000001,null,1877.7994421999999,1877.7994421999999,1877.7994421999999,1877.7994421999999,1877.7994421999999]
["Diesel O&M (kWh)",1469.9826351880449,1328.1317718764931,1186.280908564944,1044.430045253378,902.57917704700992,null,1948.9700609219931,1807.066650522715,1665.1632401234299,1523.25982972414,1381.356419324846,null,2055.6632868197271,1913.759876420432,1771.8564660211371,1629.9530556218449,1488.0496452225491,null,2352.6072474486318,2210.6512899616191,2068.6953324746069,1926.7393749875951,1784.783417500583]
["Fuel cost",33683.206055361967,30432.83306204918,27182.460068736451,23932.087075423329,20681.713969950659,null,44658.73173350039,41407.154675363206,38155.577617225877,34904.00055908841,31652.42350095087,null,47103.502050236071,43851.924992098488,40600.347933960969,37348.770875823437,34097.193817685868,null,53907.680802646442,50654.899679684691,47402.11855672294,44149.337433761197,40896.556310799468]
["REopt LCC",57580.800000000003,54188.5,50796.2,47404,44011.7,null,63702.400000000001,60308.9,56915.4,53521.8,50128.3,null,65584.800000000003,62191.3,58797.8,55404.3,52010.8,null,72235.199999999997,68840.399999999994,65445.599999999999,62050.9,58656.1]
[]
["TMY_medPVBatt_HighDiesel_36_PB_business",100,95,90,85,80,"TMY_medPVBatt_HighDiesel_36_PB_nrel",100,95,90,85,80,"TMY_medPVBatt_HighDiesel_36_PB_average",100,95,90,85,80,"TMY_medPVBatt_HighDiesel_36_PB_residential",100,95,90,85,80]
["PV kW",25.024999999999999,19.242000000000001,17.978000000000002,16.856000000000002,15.747999999999999,null,25.52,19.995999999999999,18.776,17.646000000000001,16.523,null,25.71,20.234999999999999,18.946999999999999,17.8,16.673999999999999,null,25.93,21.158999999999999,19.567,18.253,17.105]
["Battery kW",5.2220000000000004,4.4050000000000002,3.34,2.7669999999999999,2.339,null,6.915,5.24,4.6829999999999998,4.28,3.88,null,6.9390000000000001,5.93,5.0540000000000003,4.4980000000000002,4.0990000000000002,null,10.62,9.125,7.5709999999999997,6.5579999999999998,5.6470000000000002]
["Battery kWh",36.819000000000003,30.317,26.931000000000001,23.347000000000001,19.684999999999999,null,54.398000000000003,45.734000000000002,42.149000000000001,38.215000000000003,34.287999999999997,null,56.481999999999999,47.506,44.073999999999998,40.353999999999999,36.454999999999998,null,64.989000000000004,54.252000000000002,51.015999999999998,47.457000000000001,43.642000000000003]
["Generator kW",0,0,0,0,0,null,0,0,0,0,0,null,0,0,0,0,0,null,0,0,0,0,0]
["PV capital cost",45044.82,34635.96,32360.94,30340.26,28346.76,null,45935.64,35992.26,33796.980000000003,31762.62,29741.22,null,46277.64,36422.1,34104.42,32039.46,30012.48,null,46674.54,38085.300000000003,35220.6,32856.300000000003,30788.46]
["PV O&M",5639.0091913332944,4335.9590912041003,4051.157005404511,3798.1948869468652,3548.635341078485,null,5750.527944606667,4505.7497167678248,4230.9300128029699,3976.2553412540378,3723.2030884231649,null,5793.3417718888268,4559.5599375835081,4269.4173901703016,4010.9120077592811,3757.1612135359101,null,5843.0283451294381,4767.770339734644,4409.1482022632881,4113.1694541837232,3854.3035342798012]
["Battery capital cost",27421.267618631329,22683.824329128409,19579.313350667999,16846.34004126097,14209.53195959736,null,39716.499932130413,32819.430423047997,30100.71891957508,27325.103344144482,24556.534519039898,null,40997.723576248267,34576.050767686,31632.176505222829,28833.754294867649,26082.867287012741,null,49800.165810124003,41831.640459742528,38329.946395464198,35173.146961680679,31962.511685501911]
["Battery O&M",5761.4955452154109,4744.1351040888194,4214.2044531712954,3653.4778914016902,3080.3109083275099,null,8512.4560797097238,7156.66923411264,6595.614057440649,5979.9775103153788,5365.4989395127996,null,8838.4264145469588,7433.8637284387296,6896.81308796953,6314.7891508596394,5704.6608154314899,null,10169.676680765961,8489.5782231722533,7983.1983069256548,7426.2742890265044,6829.2279563790144]
["Diesel capital cost",0,0,0,0,0,null,0,0,0,0,0,null,0,0,0,0,0,null,0,0,0,0,0]
["Diesel O&M (kW)",0,0,0,0,0,null,0,0,0,0,0,null,0,0,0,0,0,null,0,0,0,0,0]
["Diesel O&M (kWh)",0,0,0,0,0,null,0,0,0,0,0,null,0,0,0,0,0,null,0,0,0,0,0]
["Fuel cost",0,0,0,0,0,null,0,0,0,0,0,null,0,0,0,0,0,null,0,0,0,0,0]
["REopt LCC",83865.8,66399.199999999997,60205,54637.7,49184.6,null,99914.3,80473.3,74723.5,69043.3,63386,null,101906,82990.899999999994,76902.2,71198.2,65556.600000000006,null,112486,93173.5,85942.3,79568.3,73433.899999999994]
[]
["TMY_medPVBatt_HighDiesel_36_D_business",100,95,90,85,80,"TMY_medPVBatt_HighDiesel_36_D_nrel",100,95,90,85,80,"TMY_medPVBatt_HighDiesel_36_D_average",100,95,90,85,80,"TMY_medPVBatt_HighDiesel_36_D_residential",100,95,90,85,80]
["PV kW",0,0,0,0,0,null,0,0,0,0,0,null,0,0,0,0,0,null,0,0,0,0,0]
["Battery kW",0,0,0,0,0,null,0,0,0,0,0,null,0,0,0,0,0,null,0,0,0,0,0]
["Battery kWh",0,0,0,0,0,null,0,0,0,0,0,null,0,0,0,0,0,null,0,0,0,0,0]
["Generator kW",6,6,6,6,6,null,7,7,7,7,7,null,8,8,8,8,8,null,12,12,12,12,12]
["PV capital cost",0,0,0,0,0,null,0,0,0,0,0,null,0,0,0,0,0,null,0,0,0,0,0]
["PV O&M",0,0,0,0,0,null,0,0,0,0,0,null,0,0,0,0,0,null,0,0,0,0,0]
["Battery capital cost",0,0,0,0,0,null,0,0,0,0,0,null,0,0,0,0,0,null,0,0,0,0,0]
["Battery O&M",0,0,0,0,0,null,0,0,0,0,0,null,0,0,0,0,0,null,0,0,0,0,0]
["Diesel capital cost",3741.54,3741.54,3741.54,3741.54,3741.54,null,4365.13,4365.13,4365.13,4365.13,4365.13,null,4988.72,4988.72,4988.72,4988.72,4988.72,null,7483.08,7483.08,7483.08,7483.08,7483.08]
["Diesel O&M (kW)",938.89972109999997,938.89972109999997,938.89972109999997,938.89972109999997,938.89972109999997,null,1095.3830079500001,1095.3830079500001,1095.3830079500001,1095.3830079500001,1095.3830079500001,null,1251.8662948000001,1251.8662948000001,1251.8662948000001,1251.8662948000001,1251.8662948000001,null,1877.7994421999999,1877.7994421999999,1877.7994421999999,1877.7994421999999,1877.7994421999999]
["Diesel O&M (kWh)",2837.0172662311311,2695.166402919599,2553.3155396080429,2411.4646762964858,2269.6138129849369,null,2838.0682079856738,2696.1647975864089,2554.2613871871422,2412.3579767878682,2270.4545663885879,null,2838.0682079856829,2696.1647975864062,2554.2613871871208,2412.3579767878368,2270.4545663885492,null,2839.119149740191,2697.1631922531901,2555.2072347661801,2413.2512772791761,2271.2953197921629]
["Fuel cost",65007.45986625793,61757.086872945598,58506.713879632713,55256.340886319798,52005.96789300708,null,65031.5411627461,61779.964104609222,58528.387046472308,55276.809988335219,52025.232930197999,null,65031.541162746304,61779.964104609149,58528.38704647182,55276.809988334513,52025.232930197111,null,65055.622459233709,61802.841336272213,58550.06021331052,55297.279090348973,52044.4979673872]
["REopt LCC",72525.7,69133.5,65741.2,62348.9,58956.7,null,73330.899999999994,69937.399999999994,66543.899999999994,63150.400000000001,59756.9,null,74111,70717.5,67324,63930.5,60537,null,77256.5,73861.7,70467,67072.2,63677.4]
[]
["TMY_medPVBatt_HighDiesel_32_PBD_business",100,95,90,85,80,"TMY_medPVBatt_HighDiesel_32_PBD_nrel",100,95,90,85,80,"TMY_medPVBatt_HighDiesel_32_PBD_average",100,95,90,85,80,"TMY_medPVBatt_HighDiesel_32_PBD_residential",100,95,90,85,80]
["PV kW",8.4930000000000003,8.4930000000000003,8.4930000000000003,8.4930000000000003,8.4930000000000003,null,5.5359999999999996,5.5359999999999996,5.5359999999999996,5.5359999999999996,5.5359999999999996,null,4.8810000000000002,4.8810000000000002,4.8810000000000002,4.8810000000000002,4.8810000000000002,null,3.0190000000000001,3.0190000000000001,3.0190000000000001,3.0190000000000001,3.0190000000000001]
["Battery kW",0,0,0,0,0,null,0,0,0,0,0,null,0,0,0,0,0,null,0,0,0,0,0]
["Battery kWh",0,0,0,0,0,null,0,0,0,0,0,null,0,0,0,0,0,null,0,0,0,0,0]
["Generator kW",6,6,6,6,6,null,7,7,7,7,7,null,8,8,8,8,8,null,12,12,12,12,12]
["PV capital cost",15287.886,15287.886,15287.886,15287.886,15287.886,null,9964.2060000000001,9964.2060000000001,9964.2060000000001,9964.2060000000001,9964.2060000000001,null,8786.0519999999997,8786.0519999999997,8786.0519999999997,8786.0519999999997,8786.0519999999997,null,5434.326,5434.326,5434.326,5434.326,5434.326]
["PV O&M",1913.838920214479,1913.838920214479,1913.838920214479,1913.838920214479,1913.838920214479,null,1247.3853645843931,1247.3853645843931,1247.3853645843931,1247.3853645843931,1247.3853645843931,null,1099.8962363160131,1099.8962363160131,1099.8962363160131,1099.8962363160131,1099.8962363160131,null,680.30495543553047,680.30495543553047,680.30495543553047,680.30495543553047,680.30495543553047]
["Battery capital cost",1.7156635847999999E-9,0,0,0,0,null,0,0,0,0,0,null,6.6710595959999994E-10,0,0,0,0,null,-1.4818603121E-9,0,0,0,0]
["Battery O&M",4.4492579983486801E-10,0,0,0,0,null,0,0,0,0,0,null,1.7300166260988599E-10,0,0,0,0,null,-3.8429322067909848E-10,0,0,0,0]
["Diesel capital cost",3741.54,3741.54,3741.54,3741.54,3741.54,null,4365.13,4365.13,4365.13,4365.13,4365.13,null,4988.72,4988.72,4988.72,4988.72,4988.72,null,7483.08,7483.08,7483.08,7483.08,7483.08]
["Diesel O&M (kW)",938.89972109999997,938.89972109999997,938.89972109999997,938.89972109999997,938.89972109999997,null,1095.3830079500001,1095.3830079500001,1095.3830079500001,1095.3830079500001,1095.3830079500001,null,1251.8662948000001,1251.8662948000001,1251.8662948000001,1251.8662948000001,1251.8662948000001,null,1877.7994421999999,1877.7994421999999,1877.7994421999999,1877.7994421999999,1877.7994421999999]
["Diesel O&M (kWh)",1494.0634023529619,1352.2125393293441,1210.361675010043,1068.510812130372,926.65994498214434,null,1967.661788217571,1825.758377818287,1683.854967419001,1541.951557019712,1400.048146620426,null,2068.884874140716,1926.9814637414211,1785.078053342125,1643.1746429428299,1501.271232543533,null,2374.684579188156,2232.728621701131,2090.772664214116,1948.8167067271011,1806.8607492400899]
["Fuel cost",30431.105019167509,27541.884586531891,24652.664127505788,21763.443697802079,18874.223181156362,null,40077.363802065767,37187.073083721523,34296.78236537717,31406.49164703281,28516.20092868849,null,42139.077082265481,39248.786363920961,36358.49564557644,33468.204927231949,30577.9142088874,null,48367.60990388041,45476.248905691929,42584.887907503653,39693.526909315377,36802.165911127173]
["REopt LCC",53807.5,50776.4,47745.3,44714.2,41683.1,null,58717.5,55685.3,52653.1,49620.9,46588.6,null,60335,57302.7,54270.5,51238.3,48206.1,null,66218.5,63185.1,60151.8,57118.400000000001,54085.1]
[]
["TMY_medPVBatt_HighDiesel_32_PB_business",100,95,90,85,80,"TMY_medPVBatt_HighDiesel_32_PB_nrel",100,95,90,85,80,"TMY_medPVBatt_HighDiesel_32_PB_average",100,95,90,85,80,"TMY_medPVBatt_HighDiesel_32_PB_residential",100,95,90,85,80]
["PV kW",25.024999999999999,19.242000000000001,17.978000000000002,16.856000000000002,15.747999999999999,null,25.52,19.995999999999999,18.776,17.646000000000001,16.523,null,25.71,20.234999999999999,18.946999999999999,17.8,16.673999999999999,null,25.93,21.158999999999999,19.567,18.253,17.105]
["Battery kW",5.2220000000000004,4.4050000000000002,3.34,2.7669999999999999,2.339,null,6.915,5.24,4.6829999999999998,4.28,3.88,null,6.9390000000000001,5.93,5.0540000000000003,4.4980000000000002,4.0990000000000002,null,10.62,9.125,7.5709999999999997,6.5579999999999998,5.6470000000000002]
["Battery kWh",36.819000000000003,30.317,26.931000000000001,23.347000000000001,19.684999999999999,null,54.398000000000003,45.734000000000002,42.149000000000001,38.215000000000003,34.287999999999997,null,56.481999999999999,47.506,44.073999999999998,40.353999999999999,36.454999999999998,null,64.989000000000004,54.252000000000002,51.015999999999998,47.457000000000001,43.642000000000003]
["Generator kW",0,0,0,0,0,null,0,0,0,0,0,null,0,0,0,0,0,null,0,0,0,0,0]
["PV capital cost",45044.82,34635.96,32360.94,30340.26,28346.76,null,45935.64,35992.26,33796.980000000003,31762.62,29741.22,null,46277.64,36422.1,34104.42,32039.46,30012.48,null,46674.54,38085.300000000003,35220.6,32856.300000000003,30788.46]
["PV O&M",5639.0091913332944,4335.9590912041003,4051.157005404511,3798.1948869468652,3548.635341078485,null,5750.527944606667,4505.7497167678248,4230.9300128029699,3976.2553412540378,3723.2030884231649,null,5793.3417718888268,4559.5599375835081,4269.4173901703016,4010.9120077592811,3757.1612135359101,null,5843.0283451294381,4767.770339734644,4409.1482022632881,4113.1694541837232,3854.3035342798012]
["Battery capital cost",27421.267618631329,22683.824329128409,19579.313350667999,16846.34004126097,14209.53195959736,null,39716.499932130413,32819.430423047997,30100.71891957508,27325.103344144482,24556.534519039898,null,40997.723576248267,34576.050767686,31632.176505222829,28833.754294867649,26082.867287012741,null,49800.165810124003,41831.640459742528,38329.946395464198,35173.146961680679,31962.511685501911]
["Battery O&M",5761.4955452154109,4744.1351040888194,4214.2044531712954,3653.4778914016902,3080.3109083275099,null,8512.4560797097238,7156.66923411264,6595.614057440649,5979.9775103153788,5365.4989395127996,null,8838.4264145469588,7433.8637284387296,6896.81308796953,6314.7891508596394,5704.6608154314899,null,10169.676680765961,8489.5782231722533,7983.1983069256548,7426.2742890265044,6829.2279563790144]
["Diesel capital cost",0,0,0,0,0,null,0,0,0,0,0,null,0,0,0,0,0,null,0,0,0,0,0]
["Diesel O&M (kW)",0,0,0,0,0,null,0,0,0,0,0,null,0,0,0,0,0,null,0,0,0,0,0]
["Diesel O&M (kWh)",0,0,0,0,0,null,0,0,0,0,0,null,0,0,0,0,0,null,0,0,0,0,0]
["Fuel cost",0,0,0,0,0,null,0,0,0,0,0,null,0,0,0,0,0,null,0,0,0,0,0]
["REopt LCC",83865.8,66399.199999999997,60205,54637.7,49184.6,null,99914.3,80473.3,74723.5,69043.3,63386,null,101906,82990.899999999994,76902.2,71198.2,65556.600000000006,null,112486,93173.5,85942.3,79568.3,73433.899999999994]
[]
["TMY_medPVBatt_HighDiesel_32_D_business",100,95,90,85,80,"TMY_medPVBatt_HighDiesel_32_D_nrel",100,95,90,85,80,"TMY_medPVBatt_HighDiesel_32_D_average",100,95,90,85,80,"TMY_medPVBatt_HighDiesel_32_D_residential",100,95,90,85,80]
["PV kW",0,0,0,0,0,null,0,0,0,0,0,null,0,0,0,0,0,null,0,0,0,0,0]
["Battery kW",0,0,0,0,0,null,0,0,0,0,0,null,0,0,0,0,0,null,0,0,0,0,0]
["Battery kWh",0,0,0,0,0,null,0,0,0,0,0,null,0,0,0,0,0,null,0,0,0,0,0]
["Generator kW",6,6,6,6,6,null,7,7,7,7,7,null,8,8,8,8,8,null,12,12,12,12,12]
["PV capital cost",0,0,0,0,0,null,0,0,0,0,0,null,0,0,0,0,0,null,0,0,0,0,0]
["PV O&M",0,0,0,0,0,null,0,0,0,0,0,null,0,0,0,0,0,null,0,0,0,0,0]
["Battery capital cost",0,0,0,0,0,null,0,0,0,0,0,null,0,0,0,0,0,null,0,0,0,0,0]
["Battery O&M",0,0,0,0,0,null,0,0,0,0,0,null,0,0,0,0,0,null,0,0,0,0,0]
["Diesel capital cost",3741.54,3741.54,3741.54,3741.54,3741.54,null,4365.13,4365.13,4365.13,4365.13,4365.13,null,4988.72,4988.72,4988.72,4988.72,4988.72,null,7483.08,7483.08,7483.08,7483.08,7483.08]
["Diesel O&M (kW)",938.89972109999997,938.89972109999997,938.89972109999997,938.89972109999997,938.89972109999997,null,1095.3830079500001,1095.3830079500001,1095.3830079500001,1095.3830079500001,1095.3830079500001,null,1251.8662948000001,1251.8662948000001,1251.8662948000001,1251.8662948000001,1251.8662948000001,null,1877.7994421999999,1877.7994421999999,1877.7994421999999,1877.7994421999999,1877.7994421999999]
["Diesel O&M (kWh)",2837.0172662311311,2695.166402919599,2553.3155396080419,2411.4646762964858,2269.613812984936,null,2838.0682079856738,2696.1647975864089,2554.2613871871422,2412.3579767878682,2270.4545663885879,null,2838.0682079856829,2696.1647975864062,2554.2613871871208,2412.3579767878368,2270.4545663885492,null,2839.119149740191,2697.1631922531901,2555.2072347661801,2413.2512772791752,2271.2953197921629]
["Fuel cost",57784.408770007038,54895.188331507183,52005.967893006833,49116.747454506462,46227.527016006286,null,57805.814366885417,54915.523648541537,52025.232930197613,49134.942211853522,46244.651493509336,null,57805.814366885606,54915.523648541479,52025.232930197177,49134.942211852896,46244.651493508543,null,57827.219963763288,54935.858965575302,52044.497967387128,49153.136969199048,46261.775971010837]
["REopt LCC",65302.7,62271.6,59240.5,56209.4,53178.2,null,66105.2,63073,60040.800000000003,57008.5,53976.3,null,66885.3,63853.1,60820.800000000003,57788.6,54756.4,null,70028.100000000006,66994.8,63961.4,60928.1,57894.7]
[]
["TMY_medPVBatt_MedDiesel_44_PBD_business",100,95,90,85,80,"TMY_medPVBatt_MedDiesel_44_PBD_nrel",100,95,90,85,80,"TMY_medPVBatt_MedDiesel_44_PBD_average",100,95,90,85,80,"TMY_medPVBatt_MedDiesel_44_PBD_residential",100,95,90,85,80]
["PV kW",8.8140000000000001,8.8140000000000001,8.8140000000000001,8.8140000000000001,8.8140000000000001,null,5.7640000000000002,5.7640000000000002,5.7640000000000002,5.7640000000000002,5.7640000000000002,null,5.0510000000000002,5.0510000000000002,5.0510000000000002,5.0510000000000002,5.0510000000000002,null,3.298,3.298,3.298,3.298,3.298]
["Battery kW",0,0,0,0,0,null,0,0,0,0,0,null,0,0,0,0,0,null,0,0,0,0,0]
["Battery kWh",0,0,0,0,0,null,0,0,0,0,0,null,0,0,0,0,0,null,0,0,0,0,0]
["Generator kW",6,6,6,6,6,null,7,7,7,7,7,null,8,8,8,8,8,null,12,12,12,12,12]
["PV capital cost",15865.38,15865.38,15865.38,15865.38,15865.38,null,10375.938,10375.938,10375.938,10375.938,10375.938,null,9092.61,9092.61,9092.61,9092.61,9092.61,null,5935.86,5935.86,5935.86,5935.86,5935.86]
["PV O&M",1986.133447619402,1986.133447619402,1986.133447619402,1986.133447619402,1986.133447619402,null,1298.9287059134519,1298.9287059134519,1298.9287059134519,1298.9287059134519,1298.9287059134519,null,1138.2731990761431,1138.2731990761431,1138.2731990761431,1138.2731990761431,1138.2731990761431,null,743.09030646515271,743.09030646515271,743.09030646515271,743.09030646515271,743.09030646515271]
["Battery capital cost",3.3475195547000002E-10,0,0,0,0,null,0,0,0,0,0,null,0,0,0,0,0,null,0,0,0,0,0]
["Battery O&M",8.6811763595913953E-11,0,0,0,0,null,0,0,0,0,0,null,0,0,0,0,0,null,0,0,0,0,0]
["Diesel capital cost",2993.22,2993.22,2993.22,2993.22,2993.22,null,3492.09,3492.09,3492.09,3492.09,3492.09,null,3990.96,3990.96,3990.96,3990.96,3990.96,null,5986.4400000000014,5986.4400000000014,5986.4400000000014,5986.4400000000014,5986.4400000000014]
["Diesel O&M (kW)",938.89972109999997,938.89972109999997,938.89972109999997,938.89972109999997,938.89972109999997,null,1095.3830079500001,1095.3830079500001,1095.3830079500001,1095.3830079500001,1095.3830079500001,null,1251.8662948000001,1251.8662948000001,1251.8662948000001,1251.8662948000001,1251.8662948000001,null,1877.7994421999999,1877.7994421999999,1877.7994421999999,1877.7994421999999,1877.7994421999999]
["Diesel O&M (kWh)",1465.651809824941,1323.800947953034,1181.950084641483,1040.099221560255,898.24835740073411,null,1947.265988631777,1805.362578232493,1663.4591678332081,1521.5557574339171,1379.6523470346251,null,2053.7473415768618,1911.8439311775669,1769.940520778269,1628.0371103789721,1486.133699979674,null,2349.8843992243728,2207.9284417373578,2065.972484250341,1924.0165267633261,1782.0605692763149]
["Fuel cost",34205.89481265314,30895.329760470529,27584.764674688999,24274.199594282829,20963.634488711101,null,45445.975048706343,42134.183600603537,38822.392152500703,35510.600704397722,32198.80925629472,null,47931.074124716513,44619.282676613431,41307.491228510291,37995.699780407173,34683.908332304018,null,54842.424403217708,51529.406592793617,48216.388782369511,44903.370971945449,41590.353161521489]
["REopt LCC",57455.3,54002.9,50550.400000000001,47098,43645.5,null,63656,60202.2,56748.5,53294.8,49841.1,null,65459,62005.3,58551.5,55097.8,51644.1,null,71736.2,68281.2,64826.1,61371.1,57916.1]
[]
["TMY_medPVBatt_MedDiesel_44_PB_business",100,95,90,85,80,"TMY_medPVBatt_MedDiesel_44_PB_nrel",100,95,90,85,80,"TMY_medPVBatt_MedDiesel_44_PB_average",100,95,90,85,80,"TMY_medPVBatt_MedDiesel_44_PB_residential",100,95,90,85,80]
["PV kW",25.024999999999999,19.242000000000001,17.978000000000002,16.856000000000002,15.747999999999999,null,25.52,19.995999999999999,18.776,17.646000000000001,16.523,null,25.71,20.234999999999999,18.946999999999999,17.8,16.673999999999999,null,25.93,21.158999999999999,19.567,18.253,17.105]
["Battery kW",5.2220000000000004,4.4050000000000002,3.34,2.7669999999999999,2.339,null,6.915,5.24,4.6829999999999998,4.28,3.88,null,6.9390000000000001,5.93,5.0540000000000003,4.4980000000000002,4.0990000000000002,null,10.62,9.125,7.5709999999999997,6.5579999999999998,5.6470000000000002]
["Battery kWh",36.819000000000003,30.317,26.931000000000001,23.347000000000001,19.684999999999999,null,54.398000000000003,45.734000000000002,42.149000000000001,38.215000000000003,34.287999999999997,null,56.481999999999999,47.506,44.073999999999998,40.353999999999999,36.454999999999998,null,64.989000000000004,54.252000000000002,51.015999999999998,47.457000000000001,43.642000000000003]
["Generator kW",0,0,0,0,0,null,0,0,0,0,0,null,0,0,0,0,0,null,0,0,0,0,0]
["PV capital cost",45044.82,34635.96,32360.94,30340.26,28346.76,null,45935.64,35992.26,33796.980000000003,31762.62,29741.22,null,46277.64,36422.1,34104.42,32039.46,30012.48,null,46674.54,38085.300000000003,35220.6,32856.300000000003,30788.46]
["PV O&M",5639.0091913332944,4335.9590912041003,4051.157005404511,3798.1948869468652,3548.635341078485,null,5750.527944606667,4505.7497167678248,4230.9300128029699,3976.2553412540378,3723.2030884231649,null,5793.3417718888268,4559.5599375835081,4269.4173901703016,4010.9120077592811,3757.1612135359101,null,5843.0283451294381,4767.770339734644,4409.1482022632881,4113.1694541837232,3854.3035342798012]
["Battery capital cost",27421.267618631329,22683.824329128409,19579.313350667999,16846.34004126097,14209.53195959736,null,39716.499932130413,32819.430423047997,30100.71891957508,27325.103344144482,24556.534519039898,null,40997.723576248267,34576.050767686,31632.176505222829,28833.754294867649,26082.867287012741,null,49800.165810124003,41831.640459742528,38329.946395464198,35173.146961680679,31962.511685501911]
["Battery O&M",5761.4955452154109,4744.1351040888194,4214.2044531712954,3653.4778914016902,3080.3109083275099,null,8512.4560797097238,7156.66923411264,6595.614057440649,5979.9775103153788,5365.4989395127996,null,8838.4264145469588,7433.8637284387296,6896.81308796953,6314.7891508596394,5704.6608154314899,null,10169.676680765961,8489.5782231722533,7983.1983069256548,7426.2742890265044,6829.2279563790144]
["Diesel capital cost",0,0,0,0,0,null,0,0,0,0,0,null,0,0,0,0,0,null,0,0,0,0,0]
["Diesel O&M (kW)",0,0,0,0,0,null,0,0,0,0,0,null,0,0,0,0,0,null,0,0,0,0,0]
["Diesel O&M (kWh)",0,0,0,0,0,null,0,0,0,0,0,null,0,0,0,0,0,null,0,0,0,0,0]
["Fuel cost",0,0,0,0,0,null,0,0,0,0,0,null,0,0,0,0,0,null,0,0,0,0,0]
["REopt LCC",83865.8,66399.199999999997,60205,54637.7,49184.6,null,99914.3,80473.3,74723.5,69043.3,63386,null,101906,82990.899999999994,76902.2,71198.2,65556.600000000006,null,112486,93173.5,85942.3,79568.3,73433.899999999994]
[]
["TMY_medPVBatt_MedDiesel_44_D_business",100,95,90,85,80,"TMY_medPVBatt_MedDiesel_44_D_nrel",100,95,90,85,80,"TMY_medPVBatt_MedDiesel_44_D_average",100,95,90,85,80,"TMY_medPVBatt_MedDiesel_44_D_residential",100,95,90,85,80]
["PV kW",0,0,0,0,0,null,0,0,0,0,0,null,0,0,0,0,0,null,0,0,0,0,0]
["Battery kW",0,0,0,0,0,null,0,0,0,0,0,null,0,0,0,0,0,null,0,0,0,0,0]
["Battery kWh",0,0,0,0,0,null,0,0,0,0,0,null,0,0,0,0,0,null,0,0,0,0,0]
["Generator kW",6,6,6,6,6,null,7,7,7,7,7,null,8,8,8,8,8,null,12,12,12,12,12]
["PV capital cost",0,0,0,0,0,null,0,0,0,0,0,null,0,0,0,0,0,null,0,0,0,0,0]
["PV O&M",0,0,0,0,0,null,0,0,0,0,0,null,0,0,0,0,0,null,0,0,0,0,0]
["Battery capital cost",0,0,0,0,0,null,0,0,0,0,0,null,0,0,0,0,0,null,0,0,0,0,0]
["Battery O&M",0,0,0,0,0,null,0,0,0,0,0,null,0,0,0,0,0,null,0,0,0,0,0]
["Diesel capital cost",2993.22,2993.22,2993.22,2993.22,2993.22,null,3492.09,3492.09,3492.09,3492.09,3492.09,null,3990.96,3990.96,3990.96,3990.96,3990.96,null,5986.4400000000014,5986.4400000000014,5986.4400000000014,5986.4400000000014,5986.4400000000014]
["Diesel O&M (kW)",938.89972109999997,938.89972109999997,938.89972109999997,938.89972109999997,938.89972109999997,null,1095.3830079500001,1095.3830079500001,1095.3830079500001,1095.3830079500001,1095.3830079500001,null,1251.8662948000001,1251.8662948000001,1251.8662948000001,1251.8662948000001,1251.8662948000001,null,1877.7994421999999,1877.7994421999999,1877.7994421999999,1877.7994421999999,1877.7994421999999]
["Diesel O&M (kWh)",2837.0172662311311,2695.166402919599,2553.3155396080429,2411.4646762964858,2269.6138129849369,null,2838.0682079856738,2696.1647975864089,2554.2613871871422,2412.3579767878682,2270.4545663885879,null,2838.0682079856829,2696.1647975864062,2554.2613871871222,2412.3579767878368,2270.4545663885492,null,2839.119149740191,2697.163192253191,2555.207234766181,2413.2512772791752,2271.2953197921629]
["Fuel cost",66211.30171563309,62900.736629851999,59590.171544070348,56279.606458288697,52969.041372507207,null,66235.828962056228,62924.037513953837,59612.246065851446,56300.454617748859,52988.663169646119,null,66235.828962056432,62924.037513953786,59612.246065850974,56300.454617748117,52988.663169645217,null,66260.356208478785,62947.338398055057,59634.320587631097,56321.302777207253,53008.284966783263]
["REopt LCC",72981.2,69528.800000000003,66076.3,62623.9,59171.4,null,73662.2,70208.5,66754.7,63301,59847.3,null,74317.600000000006,70863.8,67410.100000000006,63956.4,60502.6,null,76964.600000000006,73509.600000000006,70054.600000000006,66599.600000000006,63144.6]
[]
["TMY_medPVBatt_MedDiesel_36_PBD_business",100,95,90,85,80,"TMY_medPVBatt_MedDiesel_36_PBD_nrel",100,95,90,85,80,"TMY_medPVBatt_MedDiesel_36_PBD_average",100,95,90,85,80,"TMY_medPVBatt_MedDiesel_36_PBD_residential",100,95,90,85,80]
["PV kW",8.3439999999999994,8.3439999999999994,8.3439999999999994,8.3439999999999994,8.3439999999999994,null,5.42,5.42,5.42,5.42,5.42,null,4.7670000000000003,4.7670000000000003,4.7670000000000003,4.7670000000000003,4.7670000000000003,null,2.895,2.895,2.895,2.895,2.895]
["Battery kW",0,0,0,0,0,null,0,0,0,0,0,null,0,0,0,0,0,null,0,0,0,0,0]
["Battery kWh",0,0,0,0,0,null,0,0,0,0,0,null,0,0,0,0,0,null,0,0,0,0,0]
["Generator kW",6,6,6,6,6,null,7,7,7,7,7,null,8,8,8,8,8,null,12,12,12,12,12]
["PV capital cost",15019.325999999999,15019.325999999999,15019.325999999999,15019.325999999999,15019.325999999999,null,9756.485999999999,9756.485999999999,9756.485999999999,9756.485999999999,9756.485999999999,null,8580.6719999999987,8580.6719999999987,8580.6719999999987,8580.6719999999987,8580.6719999999987,null,5210.5320000000002,5210.5320000000002,5210.5320000000002,5210.5320000000002,5210.5320000000002]
["PV O&M",1880.218799001331,1880.218799001331,1880.218799001331,1880.218799001331,1880.218799001331,null,1221.381597908807,1221.381597908807,1221.381597908807,1221.381597908807,1221.381597908807,null,1074.1854063534111,1074.1854063534111,1074.1854063534111,1074.1854063534111,1074.1854063534111,null,652.28893887768334,652.28893887768334,652.28893887768334,652.28893887768334,652.28893887768334]
["Battery capital cost",0,0,0,0,0,null,0,0,0,0,0,null,0,0,0,0,0,null,0,0,0,0,0]
["Battery O&M",0,0,0,0,0,null,0,0,0,0,0,null,0,0,0,0,0,null,0,0,0,0,0]
["Diesel capital cost",2993.22,2993.22,2993.22,2993.22,2993.22,null,3492.09,3492.09,3492.09,3492.09,3492.09,null,3990.96,3990.96,3990.96,3990.96,3990.96,null,5986.4400000000014,5986.4400000000014,5986.4400000000014,5986.4400000000014,5986.4400000000014]
["Diesel O&M (kW)",938.89972109999997,938.89972109999997,938.89972109999997,938.89972109999997,938.89972109999997,null,1095.3830079500001,1095.3830079500001,1095.3830079500001,1095.3830079500001,1095.3830079500001,null,1251.8662948000001,1251.8662948000001,1251.8662948000001,1251.8662948000001,1251.8662948000001,null,1877.7994421999999,1877.7994421999999,1877.7994421999999,1877.7994421999999,1877.7994421999999]
["Diesel O&M (kWh)",1508.63096504654,1366.7801023108459,1224.929238855332,1083.0783751118761,941.22751434848033,null,1978.9505024264361,1837.0470920271521,1695.1436816278681,1553.2402712285821,1411.3368608292981,null,2080.0423907960389,1938.1389803967429,1796.2355699974471,1654.332159598154,1512.4287491988559,null,2386.8317378579618,2244.8757803709482,2102.9198228839332,1960.9638653969189,1819.0079079099071]
["Fuel cost",28807.328762912959,26098.684612814981,23390.040448972031,20681.39627963083,17972.752167193921,null,37788.086715541787,35078.439167094009,32368.79161864625,29659.14407019845,26949.496521750691,null,39718.437696662608,37008.790148214597,34299.14259976663,31589.495051318681,28879.84750287066,null,45576.584444631262,42865.933508829781,40155.282573028271,37444.631637226797,34733.980701425331]
["REopt LCC",51147.8,48297.3,45446.7,42596.2,39745.699999999997,null,55332.800000000003,52481.2,49629.599999999999,46778,43926.400000000001,null,56696.6,53845.1,50993.5,48141.9,45290.3,null,61691.199999999997,58838.5,55985.9,53133.2,50280.6]
[]
["TMY_medPVBatt_MedDiesel_36_PB_business",100,95,90,85,80,"TMY_medPVBatt_MedDiesel_36_PB_nrel",100,95,90,85,80,"TMY_medPVBatt_MedDiesel_36_PB_average",100,95,90,85,80,"TMY_medPVBatt_MedDiesel_36_PB_residential",100,95,90,85,80]
["PV kW",25.024999999999999,19.242000000000001,17.978000000000002,16.856000000000002,15.747999999999999,null,25.52,19.995999999999999,18.776,17.646000000000001,16.523,null,25.71,20.234999999999999,18.946999999999999,17.8,16.673999999999999,null,25.93,21.158999999999999,19.567,18.253,17.105]
["Battery kW",5.2220000000000004,4.4050000000000002,3.34,2.7669999999999999,2.339,null,6.915,5.24,4.6829999999999998,4.28,3.88,null,6.9390000000000001,5.93,5.0540000000000003,4.4980000000000002,4.0990000000000002,null,10.62,9.125,7.5709999999999997,6.5579999999999998,5.6470000000000002]
["Battery kWh",36.819000000000003,30.317,26.931000000000001,23.347000000000001,19.684999999999999,null,54.398000000000003,45.734000000000002,42.149000000000001,38.215000000000003,34.287999999999997,null,56.481999999999999,47.506,44.073999999999998,40.353999999999999,36.454999999999998,null,64.989000000000004,54.252000000000002,51.015999999999998,47.457000000000001,43.642000000000003]
["Generator kW",0,0,0,0,0,null,0,0,0,0,0,null,0,0,0,0,0,null,0,0,0,0,0]
["PV capital cost",45044.82,34635.96,32360.94,30340.26,28346.76,null,45935.64,35992.26,33796.980000000003,31762.62,29741.22,null,46277.64,36422.1,34104.42,32039.46,30012.48,null,46674.54,38085.300000000003,35220.6,32856.300000000003,30788.46]
["PV O&M",5639.0091913332944,4335.9590912041003,4051.157005404511,3798.1948869468652,3548.635341078485,null,5750.527944606667,4505.7497167678248,4230.9300128029699,3976.2553412540378,3723.2030884231649,null,5793.3417718888268,4559.5599375835081,4269.4173901703016,4010.9120077592811,3757.1612135359101,null,5843.0283451294381,4767.770339734644,4409.1482022632881,4113.1694541837232,3854.3035342798012]
["Battery capital cost",27421.267618631329,22683.824329128409,19579.313350667999,16846.34004126097,14209.53195959736,null,39716.499932130413,32819.430423047997,30100.71891957508,27325.103344144482,24556.534519039898,null,40997.723576248267,34576.050767686,31632.176505222829,28833.754294867649,26082.867287012741,null,49800.165810124003,41831.640459742528,38329.946395464198,35173.146961680679,31962.511685501911]
["Battery O&M",5761.4955452154109,4744.1351040888194,4214.2044531712954,3653.4778914016902,3080.3109083275099,null,8512.4560797097238,7156.66923411264,6595.614057440649,5979.9775103153788,5365.4989395127996,null,8838.4264145469588,7433.8637284387296,6896.81308796953,6314.7891508596394,5704.6608154314899,null,10169.676680765961,8489.5782231722533,7983.1983069256548,7426.2742890265044,6829.2279563790144]
["Diesel capital cost",0,0,0,0,0,null,0,0,0,0,0,null,0,0,0,0,0,null,0,0,0,0,0]
["Diesel O&M (kW)",0,0,0,0,0,null,0,0,0,0,0,null,0,0,0,0,0,null,0,0,0,0,0]
["Diesel O&M (kWh)",0,0,0,0,0,null,0,0,0,0,0,null,0,0,0,0,0,null,0,0,0,0,0]
["Fuel cost",0,0,0,0,0,null,0,0,0,0,0,null,0,0,0,0,0,null,0,0,0,0,0]
["REopt LCC",83865.8,66399.199999999997,60205,54637.7,49184.6,null,99914.3,80473.3,74723.5,69043.3,63386,null,101906,82990.899999999994,76902.2,71198.2,65556.600000000006,null,112486,93173.5,85942.3,79568.3,73433.899999999994]
[]
["TMY_medPVBatt_MedDiesel_36_D_business",100,95,90,85,80,"TMY_medPVBatt_MedDiesel_36_D_nrel",100,95,90,85,80,"TMY_medPVBatt_MedDiesel_36_D_average",100,95,90,85,80,"TMY_medPVBatt_MedDiesel_36_D_residential",100,95,90,85,80]
["PV kW",0,0,0,0,0,null,0,0,0,0,0,null,0,0,0,0,0,null,0,0,0,0,0]
["Battery kW",0,0,0,0,0,null,0,0,0,0,0,null,0,0,0,0,0,null,0,0,0,0,0]
["Battery kWh",0,0,0,0,0,null,0,0,0,0,0,null,0,0,0,0,0,null,0,0,0,0,0]
["Generator kW",6,6,6,6,6,null,7,7,7,7,7,null,8,8,8,8,8,null,12,12,12,12,12]
["PV capital cost",0,0,0,0,0,null,0,0,0,0,0,null,0,0,0,0,0,null,0,0,0,0,0]
["PV O&M",0,0,0,0,0,null,0,0,0,0,0,null,0,0,0,0,0,null,0,0,0,0,0]
["Battery capital cost",0,0,0,0,0,null,0,0,0,0,0,null,0,0,0,0,0,null,0,0,0,0,0]
["Battery O&M",0,0,0,0,0,null,0,0,0,0,0,null,0,0,0,0,0,null,0,0,0,0,0]
["Diesel capital cost",2993.22,2993.22,2993.22,2993.22,2993.22,null,3492.09,3492.09,3492.09,3492.09,3492.09,null,3990.96,3990.96,3990.96,3990.96,3990.96,null,5986.4400000000014,5986.4400000000014,5986.4400000000014,5986.4400000000014,5986.4400000000014]
["Diesel O&M (kW)",938.89972109999997,938.89972109999997,938.89972109999997,938.89972109999997,938.89972109999997,null,1095.3830079500001,1095.3830079500001,1095.3830079500001,1095.3830079500001,1095.3830079500001,null,1251.8662948000001,1251.8662948000001,1251.8662948000001,1251.8662948000001,1251.8662948000001,null,1877.7994421999999,1877.7994421999999,1877.7994421999999,1877.7994421999999,1877.7994421999999]
["Diesel O&M (kWh)",2837.0172662311311,2695.166402919599,2553.3155396080369,2411.464676296484,2269.6138129849369,null,2838.0682079856738,2696.1647975864098,2554.2613871871422,2412.3579767878668,2270.4545663885879,null,2838.0682079856829,2696.1647975864062,2554.2613871871208,2412.3579767878368,2270.4545663885492,null,2839.119149740191,2697.1631922531901,2555.2072347661801,2413.2512772791752,2271.2953197921629]
["Fuel cost",54172.883221881602,51464.239060787979,48755.594899693802,46046.950738599808,43338.3065775059,null,54192.950968955091,51483.303420507713,48773.655872060262,46064.008323612688,43354.360775165012,null,54192.950968955258,51483.303420507633,48773.655872059862,46064.008323612099,43354.360775164263,null,54213.018716028098,51502.367780226843,48791.716844425428,46081.065908624128,43370.414972822691]
["REopt LCC",60942.8,58092.3,55241.8,52391.199999999997,49540.7,null,61619.3,58767.7,55916.1,53064.6,50213,null,62274.7,59423.1,56571.5,53719.9,50868.3,null,64917.3,62064.6,59212,56359.4,53506.7]
[]
["TMY_medPVBatt_MedDiesel_32_PBD_business",100,95,90,85,80,"TMY_medPVBatt_MedDiesel_32_PBD_nrel",100,95,90,85,80,"TMY_medPVBatt_MedDiesel_32_PBD_average",100,95,90,85,80,"TMY_medPVBatt_MedDiesel_32_PBD_residential",100,95,90,85,80]
["PV kW",8.0760000000000005,8.0760000000000005,8.0760000000000005,8.0760000000000005,8.0760000000000005,null,5.1760000000000002,5.1760000000000002,5.1760000000000002,5.1760000000000002,5.1760000000000002,null,4.5990000000000002,4.5990000000000002,4.5990000000000002,4.5990000000000002,4.5990000000000002,null,2.6989999999999998,2.6989999999999998,2.6989999999999998,2.6989999999999998,2.6989999999999998]
["Battery kW",0,0,0,0,0,null,0,0,0,0,0,null,0,0,0,0,0,null,0,0,0,0,0]
["Battery kWh",0,0,0,0,0,null,0,0,0,0,0,null,0,0,0,0,0,null,0,0,0,0,0]
["Generator kW",6,6,6,6,6,null,7,7,7,7,7,null,8,8,8,8,8,null,12,12,12,12,12]
["PV capital cost",14537.61,14537.61,14537.61,14537.61,14537.61,null,9316.2960000000003,9316.2960000000003,9316.2960000000003,9316.2960000000003,9316.2960000000003,null,8277.9840000000004,8277.9840000000004,8277.9840000000004,8277.9840000000004,8277.9840000000004,null,4857.3360000000002,4857.3360000000002,4857.3360000000002,4857.3360000000002,4857.3360000000002]
["PV O&M",1819.9143965947419,1819.9143965947419,1819.9143965947419,1819.9143965947419,1819.9143965947419,null,1166.2756954780059,1166.2756954780059,1166.2756954780059,1166.2756954780059,1166.2756954780059,null,1036.292915849368,1036.292915849368,1036.292915849368,1036.292915849368,1036.292915849368,null,608.07352209186536,608.07352209186536,608.07352209186536,608.07352209186536,608.07352209186536]
["Battery capital cost",3.2625714949E-9,0,0,0,0,null,0,0,0,0,0,null,0,0,0,0,0,null,0,0,0,0,0]
["Battery O&M",8.4608791883639651E-10,0,0,0,0,null,0,0,0,0,0,null,0,0,0,0,0,null,0,0,0,0,0]
["Diesel capital cost",2993.22,2993.22,2993.22,2993.22,2993.22,null,3492.09,3492.09,3492.09,3492.09,3492.09,null,3990.96,3990.96,3990.96,3990.96,3990.96,null,5986.4400000000014,5986.4400000000014,5986.4400000000014,5986.4400000000014,5986.4400000000014]
["Diesel O&M (kW)",938.89972109999997,938.89972109999997,938.89972109999997,938.89972109999997,938.89972109999997,null,1095.3830079500001,1095.3830079500001,1095.3830079500001,1095.3830079500001,1095.3830079500001,null,1251.8662948000001,1251.8662948000001,1251.8662948000001,1251.8662948000001,1251.8662948000001,null,1877.7994421999999,1877.7994421999999,1877.7994421999999,1877.7994421999999,1877.7994421999999]
["Diesel O&M (kWh)",1537.1627868611961,1395.3119235496499,1253.461060238096,1111.6101964946449,969.75933259570036,null,2005.058584811881,1863.1551744126,1721.251764013311,1579.348353614022,1437.4449432147301,null,2097.9350116281389,1956.0316012288431,1814.1281908295491,1672.2247804302531,1530.321370030957,null,2407.7081737653129,2265.752216278298,2123.7962587912821,1981.840301304268,1839.884343817256]
["Fuel cost",26090.794922569588,23683.11122381948,21275.42752506923,18867.743818988249,16460.060110268008,null,34032.551913962147,31623.97631534197,29215.40071672167,26806.82511810134,24398.249519480982,null,35608.97558614338,33200.399987522927,30791.82438890254,28383.248790282101,25974.67319166167,null,40866.862463785248,38457.394965295032,36047.927466804773,33638.459968314557,31228.992469824381]
["REopt LCC",47917.8,45368.2,42818.7,40269.1,37719.5,null,51108.1,48557.599999999999,46007.1,43456.5,40906,null,52264.5,49714,47163.5,44613,42062.400000000001,null,56604.9,54053.5,51502,48950.5,46399.1]
[]
["TMY_medPVBatt_MedDiesel_32_PB_business",100,95,90,85,80,"TMY_medPVBatt_MedDiesel_32_PB_nrel",100,95,90,85,80,"TMY_medPVBatt_MedDiesel_32_PB_average",100,95,90,85,80,"TMY_medPVBatt_MedDiesel_32_PB_residential",100,95,90,85,80]
["PV kW",25.024999999999999,19.242000000000001,17.978000000000002,16.856000000000002,15.747999999999999,null,25.52,19.995999999999999,18.776,17.646000000000001,16.523,null,25.71,20.234999999999999,18.946999999999999,17.8,16.673999999999999,null,25.93,21.158999999999999,19.567,18.253,17.105]
["Battery kW",5.2220000000000004,4.4050000000000002,3.34,2.7669999999999999,2.339,null,6.915,5.24,4.6829999999999998,4.28,3.88,null,6.9390000000000001,5.93,5.0540000000000003,4.4980000000000002,4.0990000000000002,null,10.62,9.125,7.5709999999999997,6.5579999999999998,5.6470000000000002]
["Battery kWh",36.819000000000003,30.317,26.931000000000001,23.347000000000001,19.684999999999999,null,54.398000000000003,45.734000000000002,42.149000000000001,38.215000000000003,34.287999999999997,null,56.481999999999999,47.506,44.073999999999998,40.353999999999999,36.454999999999998,null,64.989000000000004,54.252000000000002,51.015999999999998,47.457000000000001,43.642000000000003]
["Generator kW",0,0,0,0,0,null,0,0,0,0,0,null,0,0,0,0,0,null,0,0,0,0,0]
["PV capital cost",45044.82,34635.96,32360.94,30340.26,28346.76,null,45935.64,35992.26,33796.980000000003,31762.62,29741.22,null,46277.64,36422.1,34104.42,32039.46,30012.48,null,46674.54,38085.300000000003,35220.6,32856.300000000003,30788.46]
["PV O&M",5639.0091913332944,4335.9590912041003,4051.157005404511,3798.1948869468652,3548.635341078485,null,5750.527944606667,4505.7497167678248,4230.9300128029699,3976.2553412540378,3723.2030884231649,null,5793.3417718888268,4559.5599375835081,4269.4173901703016,4010.9120077592811,3757.1612135359101,null,5843.0283451294381,4767.770339734644,4409.1482022632881,4113.1694541837232,3854.3035342798012]
["Battery capital cost",27421.267618631329,22683.824329128409,19579.313350667999,16846.34004126097,14209.53195959736,null,39716.499932130413,32819.430423047997,30100.71891957508,27325.103344144482,24556.534519039898,null,40997.723576248267,34576.050767686,31632.176505222829,28833.754294867649,26082.867287012741,null,49800.165810124003,41831.640459742528,38329.946395464198,35173.146961680679,31962.511685501911]
["Battery O&M",5761.4955452154109,4744.1351040888194,4214.2044531712954,3653.4778914016902,3080.3109083275099,null,8512.4560797097238,7156.66923411264,6595.614057440649,5979.9775103153788,5365.4989395127996,null,8838.4264145469588,7433.8637284387296,6896.81308796953,6314.7891508596394,5704.6608154314899,null,10169.676680765961,8489.5782231722533,7983.1983069256548,7426.2742890265044,6829.2279563790144]
["Diesel capital cost",0,0,0,0,0,null,0,0,0,0,0,null,0,0,0,0,0,null,0,0,0,0,0]
["Diesel O&M (kW)",0,0,0,0,0,null,0,0,0,0,0,null,0,0,0,0,0,null,0,0,0,0,0]
["Diesel O&M (kWh)",0,0,0,0,0,null,0,0,0,0,0,null,0,0,0,0,0,null,0,0,0,0,0]
["Fuel cost",0,0,0,0,0,null,0,0,0,0,0,null,0,0,0,0,0,null,0,0,0,0,0]
["REopt LCC",83865.8,66399.199999999997,60205,54637.7,49184.6,null,99914.3,80473.3,74723.5,69043.3,63386,null,101906,82990.899999999994,76902.2,71198.2,65556.600000000006,null,112486,93173.5,85942.3,79568.3,73433.899999999994]
[]
["TMY_medPVBatt_MedDiesel_32_D_business",100,95,90,85,80,"TMY_medPVBatt_MedDiesel_32_D_nrel",100,95,90,85,80,"TMY_medPVBatt_MedDiesel_32_D_average",100,95,90,85,80,"TMY_medPVBatt_MedDiesel_32_D_residential",100,95,90,85,80]
["PV kW",0,0,0,0,0,null,0,0,0,0,0,null,0,0,0,0,0,null,0,0,0,0,0]
["Battery kW",0,0,0,0,0,null,0,0,0,0,0,null,0,0,0,0,0,null,0,0,0,0,0]
["Battery kWh",0,0,0,0,0,null,0,0,0,0,0,null,0,0,0,0,0,null,0,0,0,0,0]
["Generator kW",6,6,6,6,6,null,7,7,7,7,7,null,8,8,8,8,8,null,12,12,12,12,12]
["PV capital cost",0,0,0,0,0,null,0,0,0,0,0,null,0,0,0,0,0,null,0,0,0,0,0]
["PV O&M",0,0,0,0,0,null,0,0,0,0,0,null,0,0,0,0,0,null,0,0,0,0,0]
["Battery capital cost",0,0,0,0,0,null,0,0,0,0,0,null,0,0,0,0,0,null,0,0,0,0,0]
["Battery O&M",0,0,0,0,0,null,0,0,0,0,0,null,0,0,0,0,0,null,0,0,0,0,0]
["Diesel capital cost",2993.22,2993.22,2993.22,2993.22,2993.22,null,3492.09,3492.09,3492.09,3492.09,3492.09,null,3990.96,3990.96,3990.96,3990.96,3990.96,null,5986.4400000000014,5986.4400000000014,5986.4400000000014,5986.4400000000014,5986.4400000000014]
["Diesel O&M (kW)",938.89972109999997,938.89972109999997,938.89972109999997,938.89972109999997,938.89972109999997,null,1095.3830079500001,1095.3830079500001,1095.3830079500001,1095.3830079500001,1095.3830079500001,null,1251.8662948000001,1251.8662948000001,1251.8662948000001,1251.8662948000001,1251.8662948000001,null,1877.7994421999999,1877.7994421999999,1877.7994421999999,1877.7994421999999,1877.7994421999999]
["Diesel O&M (kWh)",2837.0172662311311,2695.166402919599,2553.3155396080379,2411.4646762964858,2269.613812984936,null,2838.0682079856738,2696.164797586418,2554.2613871871408,2412.3579767878659,2270.4545663885879,null,2838.0682079856829,2696.1647975864062,2554.2613871871208,2412.3579767878368,2270.4545663885492,null,2839.119149740191,2697.163192253191,2555.2072347661801,2413.2512772791752,2271.2953197921629]
["Fuel cost",48153.673975005862,45745.99027625598,43338.306577505617,40930.622878755406,38522.939180005233,null,48171.511972404529,45762.93637378476,43354.360775164663,40945.785176544581,38537.209577924463,null,48171.511972404667,45762.936373784578,43354.360775164321,40945.785176544101,38537.209577923793,null,48189.349969802759,45779.882471312769,43370.414972822597,40960.947474332548,38551.479975842383]
["REopt LCC",54923.6,52374,49824.5,47274.9,44725.3,null,55597.9,53047.4,50496.800000000003,47946.3,45395.8,null,56253.2,53702.7,51152.2,48601.7,46051.199999999997,null,58893.599999999999,56342.1,53790.7,51239.199999999997,48687.8]
[]
["TMY_medPVBatt_LowDiesel_44_PBD_business",100,95,90,85,80,"TMY_medPVBatt_LowDiesel_44_PBD_nrel",100,95,90,85,80,"TMY_medPVBatt_LowDiesel_44_PBD_average",100,95,90,85,80,"TMY_medPVBatt_LowDiesel_44_PBD_residential",100,95,90,85,80]
["PV kW",8.2949999999999999,8.2949999999999999,8.2949999999999999,8.2949999999999999,8.2949999999999999,null,5.3780000000000001,5.3780000000000001,5.3780000000000001,5.3780000000000001,5.3780000000000001,null,4.7359999999999998,4.7359999999999998,4.7359999999999998,4.7359999999999998,4.7359999999999998,null,2.8530000000000002,2.8530000000000002,2.8530000000000002,2.8530000000000002,2.8530000000000002]
["Battery kW",0,0,0,0,0,null,0,0,0,0,0,null,0,0,0,0,0,null,0,0,0,0,0]
["Battery kWh",0,0,0,0,0,null,0,0,0,0,0,null,0,0,0,0,0,null,0,0,0,0,0]
["Generator kW",6,6,6,6,6,null,7,7,7,7,7,null,8,8,8,8,8,null,12,12,12,12,12]
["PV capital cost",14930.352000000001,14930.352000000001,14930.352000000001,14930.352000000001,14930.352000000001,null,9681.2820000000011,9681.2820000000011,9681.2820000000011,9681.2820000000011,9681.2820000000011,null,8523.99,8523.99,8523.99,8523.99,8523.99,null,5136.3,5136.3,5136.3,5136.3,5136.3]
["PV O&M",1869.080443829977,1869.080443829977,1869.080443829977,1869.080443829977,1869.080443829977,null,1211.9670626253931,1211.9670626253931,1211.9670626253931,1211.9670626253931,1211.9670626253931,null,1067.089577821225,1067.089577821225,1067.089577821225,1067.089577821225,1067.089577821225,null,642.99608499812393,642.99608499812393,642.99608499812393,642.99608499812393,642.99608499812393]
["Battery capital cost",0,0,0,0,0,null,0,0,0,0,0,null,0,0,0,0,0,null,0,0,0,0,0]
["Battery O&M",0,0,0,0,0,null,0,0,0,0,0,null,0,0,0,0,0,null,0,0,0,0,0]
["Diesel capital cost",2244.96,2244.96,2244.96,2244.96,2244.96,null,2619.12,2619.12,2619.12,2619.12,2619.12,null,2993.28,2993.28,2993.28,2993.28,2993.28,null,4489.92,4489.92,4489.92,4489.92,4489.92]
["Diesel O&M (kW)",938.89972109999997,938.89972109999997,938.89972109999997,938.89972109999997,938.89972109999997,null,1095.3830079500001,1095.3830079500001,1095.3830079500001,1095.3830079500001,1095.3830079500001,null,1251.8662948000001,1251.8662948000001,1251.8662948000001,1251.8662948000001,1251.8662948000001,null,1877.7994421999999,1877.7994421999999,1877.7994421999999,1877.7994421999999,1877.7994421999999]
["Diesel O&M (kWh)",1513.679490189156,1371.8286259084359,1229.9777635660539,1088.1269002544941,946.27602727138321,null,1983.19843732254,1841.295026923256,1699.3916165239709,1557.4882061246799,1415.5847957253891,null,2083.2494328221392,1941.346022422844,1799.4426120235521,1657.5392016242561,1515.6357912249621,null,2391.0314718178588,2249.0755143308438,2107.1195568438302,1965.1635993568179,1823.207641869803]
["Fuel cost",28261.42529864033,25612.97321192006,22964.521161389879,20316.069092764501,17667.61684356468,null,37027.663288063173,34378.230129580908,31728.796971098629,29079.363812616251,26429.93065413387,null,38895.683403083131,36246.250244600677,33596.817086118281,30947.383927635801,28297.950769153351,null,44642.183345586651,41991.769097247401,39341.354848908173,36690.940600568967,34040.526352229717]
["REopt LCC",49758.6,46968.2,44177.9,41387.599999999999,38597.199999999997,null,53619,50827.6,48036.3,45244.9,42453.5,null,54815.6,52024.3,49232.9,46441.5,43650.1,null,59180.9,56388.5,53596.1,50803.7,48011.3]
[]
["TMY_medPVBatt_LowDiesel_44_PB_business",100,95,90,85,80,"TMY_medPVBatt_LowDiesel_44_PB_nrel",100,95,90,85,80,"TMY_medPVBatt_LowDiesel_44_PB_average",100,95,90,85,80,"TMY_medPVBatt_LowDiesel_44_PB_residential",100,95,90,85,80]
["PV kW",25.024999999999999,19.242000000000001,17.978000000000002,16.856000000000002,15.747999999999999,null,25.52,19.995999999999999,18.776,17.646000000000001,16.523,null,25.71,20.234999999999999,18.946999999999999,17.8,16.673999999999999,null,25.93,21.158999999999999,19.567,18.253,17.105]
["Battery kW",5.2220000000000004,4.4050000000000002,3.34,2.7669999999999999,2.339,null,6.915,5.24,4.6829999999999998,4.28,3.88,null,6.9390000000000001,5.93,5.0540000000000003,4.4980000000000002,4.0990000000000002,null,10.62,9.125,7.5709999999999997,6.5579999999999998,5.6470000000000002]
["Battery kWh",36.819000000000003,30.317,26.931000000000001,23.347000000000001,19.684999999999999,null,54.398000000000003,45.734000000000002,42.149000000000001,38.215000000000003,34.287999999999997,null,56.481999999999999,47.506,44.073999999999998,40.353999999999999,36.454999999999998,null,64.989000000000004,54.252000000000002,51.015999999999998,47.457000000000001,43.642000000000003]
["Generator kW",0,0,0,0,0,null,0,0,0,0,0,null,0,0,0,0,0,null,0,0,0,0,0]
["PV capital cost",45044.82,34635.96,32360.94,30340.26,28346.76,null,45935.64,35992.26,33796.980000000003,31762.62,29741.22,null,46277.64,36422.1,34104.42,32039.46,30012.48,null,46674.54,38085.300000000003,35220.6,32856.300000000003,30788.46]
["PV O&M",5639.0091913332944,4335.9590912041003,4051.157005404511,3798.1948869468652,3548.635341078485,null,5750.527944606667,4505.7497167678248,4230.9300128029699,3976.2553412540378,3723.2030884231649,null,5793.3417718888268,4559.5599375835081,4269.4173901703016,4010.9120077592811,3757.1612135359101,null,5843.0283451294381,4767.770339734644,4409.1482022632881,4113.1694541837232,3854.3035342798012]
["Battery capital cost",27421.267618631329,22683.824329128409,19579.313350667999,16846.34004126097,14209.53195959736,null,39716.499932130413,32819.430423047997,30100.71891957508,27325.103344144482,24556.534519039898,null,40997.723576248267,34576.050767686,31632.176505222829,28833.754294867649,26082.867287012741,null,49800.165810124003,41831.640459742528,38329.946395464198,35173.146961680679,31962.511685501911]
["Battery O&M",5761.4955452154109,4744.1351040888194,4214.2044531712954,3653.4778914016902,3080.3109083275099,null,8512.4560797097238,7156.66923411264,6595.614057440649,5979.9775103153788,5365.4989395127996,null,8838.4264145469588,7433.8637284387296,6896.81308796953,6314.7891508596394,5704.6608154314899,null,10169.676680765961,8489.5782231722533,7983.1983069256548,7426.2742890265044,6829.2279563790144]
["Diesel capital cost",0,0,0,0,0,null,0,0,0,0,0,null,0,0,0,0,0,null,0,0,0,0,0]
["Diesel O&M (kW)",0,0,0,0,0,null,0,0,0,0,0,null,0,0,0,0,0,null,0,0,0,0,0]
["Diesel O&M (kWh)",0,0,0,0,0,null,0,0,0,0,0,null,0,0,0,0,0,null,0,0,0,0,0]
["Fuel cost",0,0,0,0,0,null,0,0,0,0,0,null,0,0,0,0,0,null,0,0,0,0,0]
["REopt LCC",83865.8,66399.199999999997,60205,54637.7,49184.6,null,99914.3,80473.3,74723.5,69043.3,63386,null,101906,82990.899999999994,76902.2,71198.2,65556.600000000006,null,112486,93173.5,85942.3,79568.3,73433.899999999994]
[]
["TMY_medPVBatt_LowDiesel_44_D_business",100,95,90,85,80,"TMY_medPVBatt_LowDiesel_44_D_nrel",100,95,90,85,80,"TMY_medPVBatt_LowDiesel_44_D_average",100,95,90,85,80,"TMY_medPVBatt_LowDiesel_44_D_residential",100,95,90,85,80]
["PV kW",0,0,0,0,0,null,0,0,0,0,0,null,0,0,0,0,0,null,0,0,0,0,0]
["Battery kW",0,0,0,0,0,null,0,0,0,0,0,null,0,0,0,0,0,null,0,0,0,0,0]
["Battery kWh",0,0,0,0,0,null,0,0,0,0,0,null,0,0,0,0,0,null,0,0,0,0,0]
["Generator kW",6,6,6,6,6,null,7,7,7,7,7,null,8,8,8,8,8,null,12,12,12,12,12]
["PV capital cost",0,0,0,0,0,null,0,0,0,0,0,null,0,0,0,0,0,null,0,0,0,0,0]
["PV O&M",0,0,0,0,0,null,0,0,0,0,0,null,0,0,0,0,0,null,0,0,0,0,0]
["Battery capital cost",0,0,0,0,0,null,0,0,0,0,0,null,0,0,0,0,0,null,0,0,0,0,0]
["Battery O&M",0,0,0,0,0,null,0,0,0,0,0,null,0,0,0,0,0,null,0,0,0,0,0]
["Diesel capital cost",2244.96,2244.96,2244.96,2244.96,2244.96,null,2619.12,2619.12,2619.12,2619.12,2619.12,null,2993.28,2993.28,2993.28,2993.28,2993.28,null,4489.92,4489.92,4489.92,4489.92,4489.92]
["Diesel O&M (kW)",938.89972109999997,938.89972109999997,938.89972109999997,938.89972109999997,938.89972109999997,null,1095.3830079500001,1095.3830079500001,1095.3830079500001,1095.3830079500001,1095.3830079500001,null,1251.8662948000001,1251.8662948000001,1251.8662948000001,1251.8662948000001,1251.8662948000001,null,1877.7994421999999,1877.7994421999999,1877.7994421999999,1877.7994421999999,1877.7994421999999]
["Diesel O&M (kWh)",2837.0172662311311,2695.166402919594,2553.3155396080292,2411.464676296484,2269.6138129849351,null,2838.0682079856738,2696.164797586418,2554.2613871871408,2412.3579767878659,2270.4545663885879,null,2838.0682079856829,2696.1647975864062,2554.2613871871208,2412.3579767878368,2270.4545663885478,null,2839.119149740191,2697.1631922531901,2555.2072347661801,2413.2512772791752,2271.2953197921629]
["Fuel cost",52969.041372506457,50320.58930388149,47672.137235256021,45023.685166630923,42375.23309800573,null,52988.663169644977,50339.230011163243,47689.796852681131,45040.363694199048,42390.930535716892,null,52988.663169645137,50339.230011163017,47689.796852680753,45040.363694198502,42390.930535716157,null,53008.284966783038,50357.870718444028,47707.456470104888,45057.042221765798,42406.627973426621]
["REopt LCC",58990.7,56200.4,53410,50619.7,47829.4,null,59542,56750.7,53959.3,51167.9,48376.6,null,60072.7,57281.3,54490,51698.6,48907.199999999997,null,62216,59423.6,56631.199999999997,53838.8,51046.400000000001]
[]
["TMY_medPVBatt_LowDiesel_36_PBD_business",100,95,90,85,80,"TMY_medPVBatt_LowDiesel_36_PBD_nrel",100,95,90,85,80,"TMY_medPVBatt_LowDiesel_36_PBD_average",100,95,90,85,80,"TMY_medPVBatt_LowDiesel_36_PBD_residential",100,95,90,85,80]
["PV kW",7.7880000000000003,7.7880000000000003,7.7880000000000003,7.7880000000000003,7.7880000000000003,null,4.9690000000000003,4.9690000000000003,4.9690000000000003,4.9690000000000003,4.9690000000000003,null,4.4189999999999996,4.4189999999999996,4.4189999999999996,4.4189999999999996,4.4189999999999996,null,2.5760000000000001,2.5760000000000001,2.5760000000000001,2.5760000000000001,2.5760000000000001]
["Battery kW",0,0,0,0,0,null,0,0,0,0,0,null,0,0,0,0,0,null,0,0,0,0,0]
["Battery kWh",0,0,0,0,0,null,0,0,0,0,0,null,0,0,0,0,0,null,0,0,0,0,0]
["Generator kW",6,6,6,6,6,null,7,7,7,7,7,null,8,8,8,8,8,null,12,12,12,12,12]
["PV capital cost",14019.03,14019.03,14019.03,14019.03,14019.03,null,8944.0920000000006,8944.0920000000006,8944.0920000000006,8944.0920000000006,8944.0920000000006,null,7954.829999999999,7954.829999999999,7954.829999999999,7954.829999999999,7954.829999999999,null,4636.62,4636.62,4636.62,4636.62,4636.62]
["PV O&M",1754.9951142790039,1754.9951142790039,1754.9951142790039,1754.9951142790039,1754.9951142790039,null,1119.680731239032,1119.680731239032,1119.680731239032,1119.680731239032,1119.680731239032,null,995.83835578638832,995.83835578638832,995.83835578638832,995.83835578638832,995.83835578638832,null,580.44282997955759,580.44282997955759,580.44282997955759,580.44282997955759,580.44282997955759]
["Battery capital cost",0,0,0,0,0,null,0,0,0,0,0,null,0,0,0,0,0,null,0,0,0,0,0]
["Battery O&M",0,0,0,0,0,null,0,0,0,0,0,null,0,0,0,0,0,null,0,0,0,0,0]
["Diesel capital cost",2244.96,2244.96,2244.96,2244.96,2244.96,null,2619.12,2619.12,2619.12,2619.12,2619.12,null,2993.28,2993.28,2993.28,2993.28,2993.28,null,4489.92,4489.92,4489.92,4489.92,4489.92]
["Diesel O&M (kW)",938.89972109999997,938.89972109999997,938.89972109999997,938.89972109999997,938.89972109999997,null,1095.3830079500001,1095.3830079500001,1095.3830079500001,1095.3830079500001,1095.3830079500001,null,1251.8662948000001,1251.8662948000001,1251.8662948000001,1251.8662948000001,1251.8662948000001,null,1877.7994421999999,1877.7994421999999,1877.7994421999999,1877.7994421999999,1877.7994421999999]
["Diesel O&M (kWh)",1571.2747853367371,1429.423920902258,1287.5730587136361,1145.722194538293,1003.871325711439,null,2029.526746100508,1887.6233357012291,1745.719925301948,1603.8165149026599,1461.913104503371,null,2119.237988163954,1977.334577764658,1835.431167365364,1693.52775696607,1551.624346566776,null,2422.177836434395,2280.22187894738,2138.2659214603668,1996.3099639733521,1854.3540064863409]
["Fuel cost",24002.810689584119,21835.89534355509,19668.98003183378,17502.064689763309,15335.149276636301,null,31003.072620209001,28835.354581450851,26667.6365426927,24499.918503934419,22332.200465176149,null,32373.502528504669,30205.784489746289,28038.066450987921,25870.348412229559,23702.630373471209,null,37001.214941523773,34832.694192882584,32664.173444241391,30495.65269560018,28327.131946959042]
["REopt LCC",44532.2,42223.4,39914.6,37605.800000000003,35297,null,46811.3,44501.7,42192,39882.400000000001,37572.699999999997,null,47689,45379.4,43069.7,40760.1,38450.400000000001,null,51008.9,48698.400000000001,46387.9,44077.3,41766.800000000003]
[]
["TMY_medPVBatt_LowDiesel_36_PB_business",100,95,90,85,80,"TMY_medPVBatt_LowDiesel_36_PB_nrel",100,95,90,85,80,"TMY_medPVBatt_LowDiesel_36_PB_average",100,95,90,85,80,"TMY_medPVBatt_LowDiesel_36_PB_residential",100,95,90,85,80]
["PV kW",25.024999999999999,19.242000000000001,17.978000000000002,16.856000000000002,15.747999999999999,null,25.52,19.995999999999999,18.776,17.646000000000001,16.523,null,25.71,20.234999999999999,18.946999999999999,17.8,16.673999999999999,null,25.93,21.158999999999999,19.567,18.253,17.105]
["Battery kW",5.2220000000000004,4.4050000000000002,3.34,2.7669999999999999,2.339,null,6.915,5.24,4.6829999999999998,4.28,3.88,null,6.9390000000000001,5.93,5.0540000000000003,4.4980000000000002,4.0990000000000002,null,10.62,9.125,7.5709999999999997,6.5579999999999998,5.6470000000000002]
["Battery kWh",36.819000000000003,30.317,26.931000000000001,23.347000000000001,19.684999999999999,null,54.398000000000003,45.734000000000002,42.149000000000001,38.215000000000003,34.287999999999997,null,56.481999999999999,47.506,44.073999999999998,40.353999999999999,36.454999999999998,null,64.989000000000004,54.252000000000002,51.015999999999998,47.457000000000001,43.642000000000003]
["Generator kW",0,0,0,0,0,null,0,0,0,0,0,null,0,0,0,0,0,null,0,0,0,0,0]
["PV capital cost",45044.82,34635.96,32360.94,30340.26,28346.76,null,45935.64,35992.26,33796.980000000003,31762.62,29741.22,null,46277.64,36422.1,34104.42,32039.46,30012.48,null,46674.54,38085.300000000003,35220.6,32856.300000000003,30788.46]
["PV O&M",5639.0091913332944,4335.9590912041003,4051.157005404511,3798.1948869468652,3548.635341078485,null,5750.527944606667,4505.7497167678248,4230.9300128029699,3976.2553412540378,3723.2030884231649,null,5793.3417718888268,4559.5599375835081,4269.4173901703016,4010.9120077592811,3757.1612135359101,null,5843.0283451294381,4767.770339734644,4409.1482022632881,4113.1694541837232,3854.3035342798012]
["Battery capital cost",27421.267618631329,22683.824329128409,19579.313350667999,16846.34004126097,14209.53195959736,null,39716.499932130413,32819.430423047997,30100.71891957508,27325.103344144482,24556.534519039898,null,40997.723576248267,34576.050767686,31632.176505222829,28833.754294867649,26082.867287012741,null,49800.165810124003,41831.640459742528,38329.946395464198,35173.146961680679,31962.511685501911]
["Battery O&M",5761.4955452154109,4744.1351040888194,4214.2044531712954,3653.4778914016902,3080.3109083275099,null,8512.4560797097238,7156.66923411264,6595.614057440649,5979.9775103153788,5365.4989395127996,null,8838.4264145469588,7433.8637284387296,6896.81308796953,6314.7891508596394,5704.6608154314899,null,10169.676680765961,8489.5782231722533,7983.1983069256548,7426.2742890265044,6829.2279563790144]
["Diesel capital cost",0,0,0,0,0,null,0,0,0,0,0,null,0,0,0,0,0,null,0,0,0,0,0]
["Diesel O&M (kW)",0,0,0,0,0,null,0,0,0,0,0,null,0,0,0,0,0,null,0,0,0,0,0]
["Diesel O&M (kWh)",0,0,0,0,0,null,0,0,0,0,0,null,0,0,0,0,0,null,0,0,0,0,0]
["Fuel cost",0,0,0,0,0,null,0,0,0,0,0,null,0,0,0,0,0,null,0,0,0,0,0]
["REopt LCC",83865.8,66399.199999999997,60205,54637.7,49184.6,null,99914.3,80473.3,74723.5,69043.3,63386,null,101906,82990.899999999994,76902.2,71198.2,65556.600000000006,null,112486,93173.5,85942.3,79568.3,73433.899999999994]
[]
["TMY_medPVBatt_LowDiesel_36_D_business",100,95,90,85,80,"TMY_medPVBatt_LowDiesel_36_D_nrel",100,95,90,85,80,"TMY_medPVBatt_LowDiesel_36_D_average",100,95,90,85,80,"TMY_medPVBatt_LowDiesel_36_D_residential",100,95,90,85,80]
["PV kW",0,0,0,0,0,null,0,0,0,0,0,null,0,0,0,0,0,null,0,0,0,0,0]
["Battery kW",0,0,0,0,0,null,0,0,0,0,0,null,0,0,0,0,0,null,0,0,0,0,0]
["Battery kWh",0,0,0,0,0,null,0,0,0,0,0,null,0,0,0,0,0,null,0,0,0,0,0]
["Generator kW",6,6,6,6,6,null,7,7,7,7,7,null,8,8,8,8,8,null,12,12,12,12,12]
["PV capital cost",0,0,0,0,0,null,0,0,0,0,0,null,0,0,0,0,0,null,0,0,0,0,0]
["PV O&M",0,0,0,0,0,null,0,0,0,0,0,null,0,0,0,0,0,null,0,0,0,0,0]
["Battery capital cost",0,0,0,0,0,null,0,0,0,0,0,null,0,0,0,0,0,null,0,0,0,0,0]
["Battery O&M",0,0,0,0,0,null,0,0,0,0,0,null,0,0,0,0,0,null,0,0,0,0,0]
["Diesel capital cost",2244.96,2244.96,2244.96,2244.96,2244.96,null,2619.12,2619.12,2619.12,2619.12,2619.12,null,2993.28,2993.28,2993.28,2993.28,2993.28,null,4489.92,4489.92,4489.92,4489.92,4489.92]
["Diesel O&M (kW)",938.89972109999997,938.89972109999997,938.89972109999997,938.89972109999997,938.89972109999997,null,1095.3830079500001,1095.3830079500001,1095.3830079500001,1095.3830079500001,1095.3830079500001,null,1251.8662948000001,1251.8662948000001,1251.8662948000001,1251.8662948000001,1251.8662948000001,null,1877.7994421999999,1877.7994421999999,1877.7994421999999,1877.7994421999999,1877.7994421999999]
["Diesel O&M (kWh)",2837.0172662311311,2695.166402919599,2553.3155396080329,2411.464676296484,2269.6138129849278,null,2838.0682079856738,2696.164797586418,2554.2613871871408,2412.3579767878659,2270.4545663885879,null,2838.0682079856829,2696.1647975864062,2554.2613871871208,2412.3579767878368,2270.4545663885492,null,2839.119149740191,2697.163192253191,2555.2072347661801,2413.2512772791752,2271.2953197921629]
["Fuel cost",43338.306577505289,41171.391248630367,39004.475919754987,36837.560590879839,34670.645262004567,null,43354.360775164059,41186.642736406291,39018.924697648203,36851.206658890122,34683.488620131997,null,43354.360775164198,41186.642736406109,39018.92469764789,36851.206658889692,34683.488620131408,null,43370.414972822473,41201.894224181488,39033.373475540349,36864.852726899277,34696.331978258131]
["REopt LCC",49360,47051.199999999997,44742.400000000001,42433.599999999999,40124.800000000003,null,49907.7,47598.1,45288.4,42978.8,40669.1,null,50438.400000000001,48128.800000000003,45819.1,43509.4,41199.800000000003,null,52578.2,50267.6,47957.1,45646.6,43336.1]
[]
["TMY_medPVBatt_LowDiesel_32_PBD_business",100,95,90,85,80,"TMY_medPVBatt_LowDiesel_32_PBD_nrel",100,95,90,85,80,"TMY_medPVBatt_LowDiesel_32_PBD_average",100,95,90,85,80,"TMY_medPVBatt_LowDiesel_32_PBD_residential",100,95,90,85,80]
["PV kW",7.4169999999999998,7.4169999999999998,7.4169999999999998,7.4169999999999998,7.4169999999999998,null,4.7350000000000003,4.7350000000000003,4.7350000000000003,4.7350000000000003,4.7350000000000003,null,4.202,4.202,4.202,4.202,4.202,null,2.4039999999999999,2.4039999999999999,2.4039999999999999,2.4039999999999999,2.4039999999999999]
["Battery kW",0,0,0,0,0,null,0,0,0,0,0,null,0,0,0,0,0,null,0,0,0,0,0]
["Battery kWh",0,0,0,0,0,null,0,0,0,0,0,null,0,0,0,0,0,null,0,0,0,0,0]
["Generator kW",6,6,6,6,6,null,7,7,7,7,7,null,8,8,8,8,8,null,12,12,12,12,12]
["PV capital cost",13350.69,13350.69,13350.69,13350.69,13350.69,null,8522.8019999999997,8522.8019999999997,8522.8019999999997,8522.8019999999997,8522.8019999999997,null,7562.735999999999,7562.735999999999,7562.735999999999,7562.735999999999,7562.735999999999,null,4327.1099999999997,4327.1099999999997,4327.1099999999997,4327.1099999999997,4327.1099999999997]
["PV O&M",1671.327882332341,1671.327882332341,1671.327882332341,1671.327882332341,1671.327882332341,null,1066.9408561054031,1066.9408561054031,1066.9408561054031,1066.9408561054031,1066.9408561054031,null,946.75342948705713,946.75342948705713,946.75342948705713,946.75342948705713,946.75342948705713,null,541.69631628920285,541.69631628920285,541.69631628920285,541.69631628920285,541.69631628920285]
["Battery capital cost",0,0,0,0,0,null,0,0,0,0,0,null,0,0,0,0,0,null,0,0,0,0,0]
["Battery O&M",0,0,0,0,0,null,0,0,0,0,0,null,0,0,0,0,0,null,0,0,0,0,0]
["Diesel capital cost",2244.96,2244.96,2244.96,2244.96,2244.96,null,2619.12,2619.12,2619.12,2619.12,2619.12,null,2993.28,2993.28,2993.28,2993.28,2993.28,null,4489.92,4489.92,4489.92,4489.92,4489.92]
["Diesel O&M (kW)",938.89972109999997,938.89972109999997,938.89972109999997,938.89972109999997,938.89972109999997,null,1095.3830079500001,1095.3830079500001,1095.3830079500001,1095.3830079500001,1095.3830079500001,null,1251.8662948000001,1251.8662948000001,1251.8662948000001,1251.8662948000001,1251.8662948000001,null,1877.7994421999999,1877.7994421999999,1877.7994421999999,1877.7994421999999,1877.7994421999999]
["Diesel O&M (kWh)",1620.244976299783,1478.394112988231,1336.543250353317,1194.692386365133,1052.841519281696,null,2060.2563512045149,1918.3529408052341,1776.4495304059531,1634.546120006665,1492.6427096073739,null,2147.8893079940822,2005.9858975947909,1864.082487195496,1722.179076796202,1580.2756663969069,null,2444.8519919630762,2302.896034476064,2160.9400769890522,2018.984119502036,1877.0281620150249]
["Fuel cost",22000.782096621759,20074.63513762159,18148.488187809271,16222.341219621319,14296.19420940394,null,27975.55413475016,26048.693655854011,24121.83317695788,22194.97269806164,20268.112219165349,null,29165.493690195039,27238.63321129874,25311.77273240242,23384.9122535061,21458.05177460975,null,33197.853855724068,31270.27985693192,29342.70585813978,27415.131859347581,25487.557860555451]
["REopt LCC",41827.1,39759.1,37691.1,35623,33555,null,43340.5,41271.699999999997,39202.9,37134.1,35065.300000000003,null,44068.5,41999.7,39930.9,37862.1,35793.300000000003,null,46879.9,44810.400000000001,42740.800000000003,40671.300000000003,38601.699999999997]
[]
["TMY_medPVBatt_LowDiesel_32_PB_business",100,95,90,85,80,"TMY_medPVBatt_LowDiesel_32_PB_nrel",100,95,90,85,80,"TMY_medPVBatt_LowDiesel_32_PB_average",100,95,90,85,80,"TMY_medPVBatt_LowDiesel_32_PB_residential",100,95,90,85,80]
["PV kW",25.024999999999999,19.242000000000001,17.978000000000002,16.856000000000002,15.747999999999999,null,25.52,19.995999999999999,18.776,17.646000000000001,16.523,null,25.71,20.234999999999999,18.946999999999999,17.8,16.673999999999999,null,25.93,21.158999999999999,19.567,18.253,17.105]
["Battery kW",5.2220000000000004,4.4050000000000002,3.34,2.7669999999999999,2.339,null,6.915,5.24,4.6829999999999998,4.28,3.88,null,6.9390000000000001,5.93,5.0540000000000003,4.4980000000000002,4.0990000000000002,null,10.62,9.125,7.5709999999999997,6.5579999999999998,5.6470000000000002]
["Battery kWh",36.819000000000003,30.317,26.931000000000001,23.347000000000001,19.684999999999999,null,54.398000000000003,45.734000000000002,42.149000000000001,38.215000000000003,34.287999999999997,null,56.481999999999999,47.506,44.073999999999998,40.353999999999999,36.454999999999998,null,64.989000000000004,54.252000000000002,51.015999999999998,47.457000000000001,43.642000000000003]
["Generator kW",0,0,0,0,0,null,0,0,0,0,0,null,0,0,0,0,0,null,0,0,0,0,0]
["PV capital cost",45044.82,34635.96,32360.94,30340.26,28346.76,null,45935.64,35992.26,33796.980000000003,31762.62,29741.22,null,46277.64,36422.1,34104.42,32039.46,30012.48,null,46674.54,38085.300000000003,35220.6,32856.300000000003,30788.46]
["PV O&M",5639.0091913332944,4335.9590912041003,4051.157005404511,3798.1948869468652,3548.635341078485,null,5750.527944606667,4505.7497167678248,4230.9300128029699,3976.2553412540378,3723.2030884231649,null,5793.3417718888268,4559.5599375835081,4269.4173901703016,4010.9120077592811,3757.1612135359101,null,5843.0283451294381,4767.770339734644,4409.1482022632881,4113.1694541837232,3854.3035342798012]
["Battery capital cost",27421.267618631329,22683.824329128409,19579.313350667999,16846.34004126097,14209.53195959736,null,39716.499932130413,32819.430423047997,30100.71891957508,27325.103344144482,24556.534519039898,null,40997.723576248267,34576.050767686,31632.176505222829,28833.754294867649,26082.867287012741,null,49800.165810124003,41831.640459742528,38329.946395464198,35173.146961680679,31962.511685501911]
["Battery O&M",5761.4955452154109,4744.1351040888194,4214.2044531712954,3653.4778914016902,3080.3109083275099,null,8512.4560797097238,7156.66923411264,6595.614057440649,5979.9775103153788,5365.4989395127996,null,8838.4264145469588,7433.8637284387296,6896.81308796953,6314.7891508596394,5704.6608154314899,null,10169.676680765961,8489.5782231722533,7983.1983069256548,7426.2742890265044,6829.2279563790144]
["Diesel capital cost",0,0,0,0,0,null,0,0,0,0,0,null,0,0,0,0,0,null,0,0,0,0,0]
["Diesel O&M (kW)",0,0,0,0,0,null,0,0,0,0,0,null,0,0,0,0,0,null,0,0,0,0,0]
["Diesel O&M (kWh)",0,0,0,0,0,null,0,0,0,0,0,null,0,0,0,0,0,null,0,0,0,0,0]
["Fuel cost",0,0,0,0,0,null,0,0,0,0,0,null,0,0,0,0,0,null,0,0,0,0,0]
["REopt LCC",83865.8,66399.199999999997,60205,54637.7,49184.6,null,99914.3,80473.3,74723.5,69043.3,63386,null,101906,82990.899999999994,76902.2,71198.2,65556.600000000006,null,112486,93173.5,85942.3,79568.3,73433.899999999994]
[]
["TMY_medPVBatt_LowDiesel_32_D_business",100,95,90,85,80,"TMY_medPVBatt_LowDiesel_32_D_nrel",100,95,90,85,80,"TMY_medPVBatt_LowDiesel_32_D_average",100,95,90,85,80,"TMY_medPVBatt_LowDiesel_32_D_residential",100,95,90,85,80]
["PV kW",0,0,0,0,0,null,0,0,0,0,0,null,0,0,0,0,0,null,0,0,0,0,0]
["Battery kW",0,0,0,0,0,null,0,0,0,0,0,null,0,0,0,0,0,null,0,0,0,0,0]
["Battery kWh",0,0,0,0,0,null,0,0,0,0,0,null,0,0,0,0,0,null,0,0,0,0,0]
["Generator kW",6,6,6,6,6,null,7,7,7,7,7,null,8,8,8,8,8,null,12,12,12,12,12]
["PV capital cost",0,0,0,0,0,null,0,0,0,0,0,null,0,0,0,0,0,null,0,0,0,0,0]
["PV O&M",0,0,0,0,0,null,0,0,0,0,0,null,0,0,0,0,0,null,0,0,0,0,0]
["Battery capital cost",0,0,0,0,0,null,0,0,0,0,0,null,0,0,0,0,0,null,0,0,0,0,0]
["Battery O&M",0,0,0,0,0,null,0,0,0,0,0,null,0,0,0,0,0,null,0,0,0,0,0]
["Diesel capital cost",2244.96,2244.96,2244.96,2244.96,2244.96,null,2619.12,2619.12,2619.12,2619.12,2619.12,null,2993.28,2993.28,2993.28,2993.28,2993.28,null,4489.92,4489.92,4489.92,4489.92,4489.92]
["Diesel O&M (kW)",938.89972109999997,938.89972109999997,938.89972109999997,938.89972109999997,938.89972109999997,null,1095.3830079500001,1095.3830079500001,1095.3830079500001,1095.3830079500001,1095.3830079500001,null,1251.8662948000001,1251.8662948000001,1251.8662948000001,1251.8662948000001,1251.8662948000001,null,1877.7994421999999,1877.7994421999999,1877.7994421999999,1877.7994421999999,1877.7994421999999]
["Diesel O&M (kWh)",2837.0172662311311,2695.1664029195881,2553.315539608036,2411.4646762964849,2269.613812984926,null,2838.0682079856738,2696.164797586418,2554.2613871871399,2412.3579767878709,2270.4545663885879,null,2838.0682079856829,2696.1647975864062,2554.2613871871222,2412.3579767878368,2270.4545663885492,null,2839.119149740191,2697.1631922531901,2555.2072347661801,2413.2512772791752,2271.2953197921629]
["Fuel cost",38522.939180004709,36596.792221004638,34670.64526200448,32744.498303004319,30818.351344004051,null,38537.209577923619,36610.349099027822,34683.488620131713,32756.628141235749,30829.76766233956,null,38537.209577923742,36610.349099027648,34683.488620131473,32756.62814123528,30829.76766233904,null,38551.479975842187,36623.905977050214,34696.331978258087,32768.757979466041,30841.183980673901]
["REopt LCC",44544.6,42476.6,40408.6,38340.5,36272.5,null,45090.6,43021.8,40953,38884.199999999997,36815.4,null,45621.3,43552.5,41483.699999999997,39414.9,37346.1,null,47759.199999999997,45689.7,43620.1,41550.5,39481]
[]
["TMY_lowPVBatt_HighDiesel_44_PBD_business",100,95,90,85,80,"TMY_lowPVBatt_HighDiesel_44_PBD_nrel",100,95,90,85,80,"TMY_lowPVBatt_HighDiesel_44_PBD_average",100,95,90,85,80,"TMY_lowPVBatt_HighDiesel_44_PBD_residential",100,95,90,85,80]
["PV kW",15.324999999999999,15.339,15.407,15.407,15.345000000000001,null,10.073,10.073,10.073,10.073,10.073,null,10.138999999999999,10.090999999999999,10.138999999999999,10.138999999999999,10.138999999999999,null,10.451000000000001,10.411,10.329000000000001,10.329000000000001,10.451000000000001]
["Battery kW",2.2829999999999999,2.2839999999999998,2.298,2.298,2.278,null,1.64,1.64,1.64,1.64,1.64,null,1.83,1.8240000000000001,1.83,1.83,1.83,null,2.673,2.66,2.6349999999999998,2.6349999999999998,2.673]
["Battery kWh",18.655999999999999,18.675999999999998,18.864000000000001,18.864000000000001,18.670000000000002,null,12.411,12.411,12.411,12.411,12.411,null,14.58,14.433,14.58,14.58,14.58,null,21.361000000000001,21.234000000000002,20.960999999999999,20.960999999999999,21.361000000000001]
["Generator kW",6,6,6,6,6,null,7,7,7,7,7,null,8,8,8,8,8,null,12,12,12,12,12]
["PV capital cost",21455.42,21474.880000000001,21569.66,21569.66,21482.720000000001,null,14102.2,14102.2,14102.2,14102.2,14102.2,null,14195.16,14127.26,14195.16,14195.16,14195.16,null,14632.1,14575.54,14460.46,14460.46,14632.1]
["PV O&M",2685.931713877781,2688.3678456874618,2700.233034429576,2700.233034429576,2689.349308862586,null,1765.4068862528561,1765.4068862528561,1765.4068862528561,1765.4068862528561,1765.4068862528561,null,1777.044235329317,1768.544063187624,1777.044235329317,1777.044235329317,1777.044235329317,null,1831.7432812143079,1824.662725450919,1810.256248130361,1810.256248130361,1831.7432812143079]
["Battery capital cost",9960.1372225394607,9970.0247690612414,10064.14301740972,10064.14301740972,9962.651027672684,null,6706.475839150964,6706.475839150964,6706.475839150964,6706.475839150964,6706.475839150964,null,7814.2488912879844,7743.7464475311681,7814.2488912879844,7814.2488912879844,7814.2488912879844,null,11443.53221491013,11376.80210499028,11236.879106880649,11236.879106880649,11443.53221491013]
["Battery O&M",2335.4442035900361,2338.023048157324,2361.5581344995639,2361.5581344995639,2337.2093350657042,null,1553.741333128072,1553.741333128072,1553.741333128072,1553.741333128072,1553.741333128072,null,1825.2210578183999,1806.8436606107359,1825.2210578183999,1825.2210578183999,1825.2210578183999,null,2674.0865549963842,2658.1753343894761,2624.011903204384,2624.011903204384,2674.0865549963842]
["Diesel capital cost",3741.54,3741.54,3741.54,3741.54,3741.54,null,4365.13,4365.13,4365.13,4365.13,4365.13,null,4988.72,4988.72,4988.72,4988.72,4988.72,null,7483.08,7483.08,7483.08,7483.08,7483.08]
["Diesel O&M (kW)",938.89972109999997,938.89972109999997,938.89972109999997,938.89972109999997,938.89972109999997,null,1095.3830079500001,1095.3830079500001,1095.3830079500001,1095.3830079500001,1095.3830079500001,null,1251.8662948000001,1251.8662948000001,1251.8662948000001,1251.8662948000001,1251.8662948000001,null,1877.7994421999999,1877.7994421999999,1877.7994421999999,1877.7994421999999,1877.7994421999999]
["Diesel O&M (kWh)",612.03322787125433,469.00373513638198,319.45342674067513,177.53927032518709,43.405815594122011,null,1383.26792314403,1241.364447097792,1099.4610372589641,957.55763737730967,815.654244574833,null,1391.9045262865229,1255.7162448453421,1108.097722718506,966.19434203568426,824.29094608613002,null,1410.2578019915529,1273.3452030739661,1141.8629725591561,999.90702160957494,842.43392303509393]
["Fuel cost",17140.6147687259,13134.92794668551,8946.6190313823172,4972.1683405151116,1215.624135978622,null,38739.829004079751,34765.67742784648,30791.52770581923,26817.37826265279,22843.22901774594,null,38981.705883690898,35167.614161387937,31033.406890803311,27059.257985319749,23085.10865227578,null,39495.708088601103,35661.331116628753,31979.037150293228,28003.415960871869,23593.221226035392]
["REopt LCC",58870.9,54756.5,50642.8,46526.400000000001,42412.1,null,69712.3,65596.2,61480.1,57364,53247.9,null,72226.7,68111.100000000006,63994.5,59878.400000000001,55762.400000000001,null,80849.3,76731.7,72614.2,68496.600000000006,64378.8]
[]
["TMY_lowPVBatt_HighDiesel_44_PB_business",100,95,90,85,80,"TMY_lowPVBatt_HighDiesel_44_PB_nrel",100,95,90,85,80,"TMY_lowPVBatt_HighDiesel_44_PB_average",100,95,90,85,80,"TMY_lowPVBatt_HighDiesel_44_PB_residential",100,95,90,85,80]
["PV kW",25.024999999999999,19.129000000000001,17.914999999999999,16.792999999999999,15.680999999999999,null,25.52,19.98,18.73,17.597999999999999,16.469000000000001,null,25.71,20.231999999999999,18.879000000000001,17.765999999999998,16.64,null,25.93,20.998000000000001,19.443000000000001,18.227,17.081]
["Battery kW",5.2220000000000004,4.49,3.375,2.8220000000000001,2.3959999999999999,null,6.915,5.2549999999999999,4.7519999999999998,4.3559999999999999,3.96,null,6.9390000000000001,5.93,5.1029999999999998,4.5579999999999998,4.16,null,10.62,9.3010000000000002,7.6580000000000004,6.5750000000000002,5.6619999999999999]
["Battery kWh",36.819000000000003,30.513999999999999,27.06,23.45,19.795999999999999,null,54.398000000000003,45.76,42.189,38.25,34.335000000000001,null,56.481999999999999,47.512,44.198,40.372,36.472000000000001,null,64.989000000000004,54.47,51.244999999999997,47.506999999999998,43.686999999999998]
["Generator kW",0,0,0,0,0,null,0,0,0,0,0,null,0,0,0,0,0,null,0,0,0,0,0]
["PV capital cost",35034.86,26781.02,25081.279999999999,23510.34,21953.82,null,35727.72,27972.14,26221.72,24637.06,23056.32,null,35993.72,28324.66,26430.04,24871.98,23295.72,null,36302.42,29397.48,27220.34,25517.66,23914.1]
["PV O&M",4385.8960377036719,3352.625627836469,3139.8409062441342,2943.1802225288229,2748.3247300106141,null,4472.6328458051848,3501.7379259426871,3282.6087459683049,3084.2305016965288,2886.3429890123139,null,4505.9324892468658,3545.8687165669771,3308.6876246215788,3113.6393446939701,2916.3126681098261,null,4544.5776017673415,3680.1714364057102,3407.622617899623,3194.4698476166168,2993.7255760476669]
["Battery capital cost",20132.329744420891,16793.324729822041,14488.55269478527,12487.443783952551,10551.21313109014,null,29213.185858086941,24200.704217407649,22250.340527535889,20204.96347763349,18169.851090868659,null,30172.087109498851,25442.324201124,23393.44108808579,21299.718186201779,19270.014590481362,null,36468.185691416002,30831.27646831116,28280.164495281781,25869.107634534059,23533.122641664551]
["Battery O&M",4609.1964361723294,3819.994886604512,3387.537675065852,2935.6264613059998,2478.2445918378721,null,6809.9648637677801,5728.4775716900604,5281.4736738058245,4788.3635402841037,4298.245367206956,null,7070.7411316375683,5947.842102527864,5533.0111684199874,5054.0346053665598,4565.769194405716,null,8135.7413446127721,6818.8781517867556,6415.1512717137557,5947.2537253693081,5469.0533194186564]
["Diesel capital cost",0,0,0,0,0,null,0,0,0,0,0,null,0,0,0,0,0,null,0,0,0,0,0]
["Diesel O&M (kW)",0,0,0,0,0,null,0,0,0,0,0,null,0,0,0,0,0,null,0,0,0,0,0]
["Diesel O&M (kWh)",0,0,0,0,0,null,0,0,0,0,0,null,0,0,0,0,0,null,0,0,0,0,0]
["Fuel cost",0,0,0,0,0,null,0,0,0,0,0,null,0,0,0,0,0,null,0,0,0,0,0]
["REopt LCC",64163.3,50747.7,46098,41877.199999999997,37732.300000000003,null,76224.5,61403.8,57037,52715.3,48411.5,null,77743.5,63261.5,58666,54340.1,50048.5,null,85451.9,70728.600000000006,65324,60529.2,55910.6]
[]
["TMY_lowPVBatt_HighDiesel_44_D_business",100,95,90,85,80,"TMY_lowPVBatt_HighDiesel_44_D_nrel",100,95,90,85,80,"TMY_lowPVBatt_HighDiesel_44_D_average",100,95,90,85,80,"TMY_lowPVBatt_HighDiesel_44_D_residential",100,95,90,85,80]
["PV kW",0,0,0,0,0,null,0,0,0,0,0,null,0,0,0,0,0,null,0,0,0,0,0]
["Battery kW",0,0,0,0,0,null,0,0,0,0,0,null,0,0,0,0,0,null,0,0,0,0,0]
["Battery kWh",0,0,0,0,0,null,0,0,0,0,0,null,0,0,0,0,0,null,0,0,0,0,0]
["Generator kW",6,6,6,6,6,null,7,7,7,7,7,null,8,8,8,8,8,null,12,12,12,12,12]
["PV capital cost",0,0,0,0,0,null,0,0,0,0,0,null,0,0,0,0,0,null,0,0,0,0,0]
["PV O&M",0,0,0,0,0,null,0,0,0,0,0,null,0,0,0,0,0,null,0,0,0,0,0]
["Battery capital cost",0,0,0,0,0,null,0,0,0,0,0,null,0,0,0,0,0,null,0,0,0,0,0]
["Battery O&M",0,0,0,0,0,null,0,0,0,0,0,null,0,0,0,0,0,null,0,0,0,0,0]
["Diesel capital cost",3741.54,3741.54,3741.54,3741.54,3741.54,null,4365.13,4365.13,4365.13,4365.13,4365.13,null,4988.72,4988.72,4988.72,4988.72,4988.72,null,7483.08,7483.08,7483.08,7483.08,7483.08]
["Diesel O&M (kW)",938.89972109999997,938.89972109999997,938.89972109999997,938.89972109999997,938.89972109999997,null,1095.3830079500001,1095.3830079500001,1095.3830079500001,1095.3830079500001,1095.3830079500001,null,1251.8662948000001,1251.8662948000001,1251.8662948000001,1251.8662948000001,1251.8662948000001,null,1877.7994421999999,1877.7994421999999,1877.7994421999999,1877.7994421999999,1877.7994421999999]
["Diesel O&M (kWh)",2837.0172662311311,2695.166402919599,2553.3155396080419,2411.4646762964858,2269.6138129849369,null,2838.0682079856738,2696.1647975864089,2554.2613871871422,2412.3579767878691,2270.4545663885879,null,2838.0682079856829,2696.1647975864062,2554.2613871871208,2412.3579767878368,2270.4545663885478,null,2839.119149740191,2697.1631922531901,2555.207234766181,2413.2512772791752,2271.2953197921629]
["Fuel cost",79453.562058759693,75480.883955822384,71508.205852884392,67535.527749946414,63562.849647008647,null,79482.994754467451,75508.845016744599,71534.695279021733,67560.545541298663,63586.395803575353,null,79482.994754467712,75508.845016744526,71534.695279021122,67560.545541297761,63586.395803574247,null,79512.427450174524,75536.806077666057,71561.184705157313,67585.5633326487,63609.941960139899]
["REopt LCC",86971.8,82857.3,78742.7,74628.100000000006,70513.600000000006,null,87782.399999999994,83666.3,79550.2,75434.100000000006,71318,null,88562.5,84446.399999999994,80330.3,76214.2,72098.100000000006,null,91713.3,87595.7,83478.100000000006,79360.5,75242.899999999994]
[]
["TMY_lowPVBatt_HighDiesel_36_PBD_business",100,95,90,85,80,"TMY_lowPVBatt_HighDiesel_36_PBD_nrel",100,95,90,85,80,"TMY_lowPVBatt_HighDiesel_36_PBD_average",100,95,90,85,80,"TMY_lowPVBatt_HighDiesel_36_PBD_residential",100,95,90,85,80]
["PV kW",9.8409999999999993,9.7829999999999995,9.8350000000000009,9.859,9.8490000000000002,null,6.3410000000000002,6.4359999999999999,6.42,6.4290000000000003,6.4189999999999996,null,5.694,5.7489999999999997,5.7519999999999998,5.7519999999999998,5.7530000000000001,null,4.3209999999999997,4.3280000000000003,4.3230000000000004,4.33,4.3410000000000002]
["Battery kW",0.35399999999999998,0.34399999999999997,0.35099999999999998,0.36,0.35399999999999998,null,0.16600000000000001,0.19700000000000001,0.193,0.19600000000000001,0.193,null,0.21299999999999999,0.215,0.216,0.216,0.217,null,0.40200000000000002,0.40400000000000003,0.40200000000000002,0.41099999999999998,0.40799999999999997]
["Battery kWh",1.67,1.5409999999999999,1.661,1.714,1.6859999999999999,null,0.71,0.89600000000000002,0.871,0.88600000000000001,0.871,null,1.0209999999999999,1.0820000000000001,1.0860000000000001,1.087,1.0880000000000001,null,2.1669999999999998,2.1819999999999999,2.169,2.2050000000000001,2.21]
["Generator kW",6,6,6,6,6,null,7,7,7,7,7,null,8,8,8,8,8,null,12,12,12,12,12]
["PV capital cost",13777.26,13696.788,13769.644,13802.81,13787.956,null,8877.6380000000008,9010.7219999999998,8988.4060000000009,8999.9979999999996,8986.7819999999992,null,7971.0820000000012,8048.9780000000001,8052.8000000000011,8053.0940000000001,8054.3960000000006,null,6049.9599999999991,6059.7879999999996,6052.48,6061.9160000000011,6078.0999999999995]
["PV O&M",1724.728742869625,1714.6547244221099,1723.775321499505,1727.9272612528389,1726.0677390585431,null,1111.361578963568,1128.021916361284,1125.228251537809,1126.679414946741,1125.024948451533,null,997.8728888886975,1007.624426578671,1008.1028898765441,1008.139694745611,1008.302687737194,null,757.37410088882064,758.60443508335004,757.68957119511037,758.87083223088371,760.8968526423879]
["Battery capital cost",990.90594349014793,925.69209451658639,985.24349832032487,1014.8859573958219,998.45851042244828,null,431.49502040766038,536.41813108159204,522.81470853717042,530.89021299968965,522.5742449803256,null,603.93572173159282,632.48983333556714,635.18268210348799,635.39145302819725,636.30144289900488,null,1247.7290323651989,1256.019863932263,1249.0853172562749,1270.9011653070199,1271.446490312615]
["Battery O&M",209.10673841821281,192.85250644652959,207.93999903145919,214.58114972537319,211.10346515841869,null,88.90203604499888,112.1841202090598,109.0942638202344,110.8880630340534,109.08950672831421,null,127.8268154957332,135.39309538150439,135.97145760970199,136.0165247963148,136.2118159383036,null,271.30195967646642,273.18601845014041,271.57236279614318,276.02775493933638,276.69124407558041]
["Diesel capital cost",3741.54,3741.54,3741.54,3741.54,3741.54,null,4365.13,4365.13,4365.13,4365.13,4365.13,null,4988.72,4988.72,4988.72,4988.72,4988.72,null,7483.08,7483.08,7483.08,7483.08,7483.08]
["Diesel O&M (kW)",938.89972109999997,938.89972109999997,938.89972109999997,938.89972109999997,938.89972109999997,null,1095.3830079500001,1095.3830079500001,1095.3830079500001,1095.3830079500001,1095.3830079500001,null,1251.8662948000001,1251.8662948000001,1251.8662948000001,1251.8662948000001,1251.8662948000001,null,1877.7994421999999,1877.7994421999999,1877.7994421999999,1877.7994421999999,1877.7994421999999]
["Diesel O&M (kWh)",1336.6299190274999,1202.132854645268,1053.5554311648091,908.63507322417604,768.30256031942019,null,1881.976107155419,1728.364752772017,1588.100746043629,1445.2427238035591,1304.372444932053,null,1974.8559887548961,1827.6278436032489,1685.4131298199261,1543.483306691902,1401.48385158617,null,2206.6094890285408,2063.7902597779798,1922.519860565026,1779.070420292471,1636.3032911763521]
["Fuel cost",30627.559744340579,27545.691819520871,24141.186316891672,20820.478873632161,17604.897386281489,null,43123.631185258702,39603.778107893981,36389.766372184873,33116.31532277284,29888.411457297421,null,45251.882305662322,41878.294188645363,38619.583919693643,35367.401639859592,32113.623811753729,null,50562.285787244902,47289.723641026641,44052.651411527477,40765.648599682238,37494.280276793463]
["REopt LCC",53347.4,49959,46562.5,43170.5,39777.9,null,60976.3,57580.800000000003,54184.7,50791.3,47397.5,null,63168.9,59771.8,56378.400000000001,52984.9,49591.6,null,70457,67062.899999999994,63667.7,60274.1,56879.4]
[]
["TMY_lowPVBatt_HighDiesel_36_PB_business",100,95,90,85,80,"TMY_lowPVBatt_HighDiesel_36_PB_nrel",100,95,90,85,80,"TMY_lowPVBatt_HighDiesel_36_PB_average",100,95,90,85,80,"TMY_lowPVBatt_HighDiesel_36_PB_residential",100,95,90,85,80]
["PV kW",25.024999999999999,19.129000000000001,17.914999999999999,16.792999999999999,15.680999999999999,null,25.52,19.98,18.73,17.597999999999999,16.469000000000001,null,25.71,20.231999999999999,18.879000000000001,17.765999999999998,16.64,null,25.93,20.998000000000001,19.443000000000001,18.227,17.081]
["Battery kW",5.2220000000000004,4.49,3.375,2.8220000000000001,2.3959999999999999,null,6.915,5.2549999999999999,4.7519999999999998,4.3559999999999999,3.96,null,6.9390000000000001,5.93,5.1029999999999998,4.5579999999999998,4.16,null,10.62,9.3010000000000002,7.6580000000000004,6.5750000000000002,5.6619999999999999]
["Battery kWh",36.819000000000003,30.513999999999999,27.06,23.45,19.795999999999999,null,54.398000000000003,45.76,42.189,38.25,34.335000000000001,null,56.481999999999999,47.512,44.198,40.372,36.472000000000001,null,64.989000000000004,54.47,51.244999999999997,47.506999999999998,43.686999999999998]
["Generator kW",0,0,0,0,0,null,0,0,0,0,0,null,0,0,0,0,0,null,0,0,0,0,0]
["PV capital cost",35034.86,26781.02,25081.279999999999,23510.34,21953.82,null,35727.72,27972.14,26221.72,24637.06,23056.32,null,35993.72,28324.66,26430.04,24871.98,23295.72,null,36302.42,29397.48,27220.34,25517.66,23914.1]
["PV O&M",4385.8960377036719,3352.625627836469,3139.8409062441342,2943.1802225288229,2748.3247300106141,null,4472.6328458051848,3501.7379259426871,3282.6087459683049,3084.2305016965288,2886.3429890123139,null,4505.9324892468658,3545.8687165669771,3308.6876246215788,3113.6393446939701,2916.3126681098261,null,4544.5776017673415,3680.1714364057102,3407.622617899623,3194.4698476166168,2993.7255760476669]
["Battery capital cost",20132.329744420891,16793.324729822041,14488.55269478527,12487.443783952551,10551.21313109014,null,29213.185858086941,24200.704217407649,22250.340527535889,20204.96347763349,18169.851090868659,null,30172.087109498851,25442.324201124,23393.44108808579,21299.718186201779,19270.014590481362,null,36468.185691416002,30831.27646831116,28280.164495281781,25869.107634534059,23533.122641664551]
["Battery O&M",4609.1964361723294,3819.994886604512,3387.537675065852,2935.6264613059998,2478.2445918378721,null,6809.9648637677801,5728.4775716900604,5281.4736738058245,4788.3635402841037,4298.245367206956,null,7070.7411316375683,5947.842102527864,5533.0111684199874,5054.0346053665598,4565.769194405716,null,8135.7413446127721,6818.8781517867556,6415.1512717137557,5947.2537253693081,5469.0533194186564]
["Diesel capital cost",0,0,0,0,0,null,0,0,0,0,0,null,0,0,0,0,0,null,0,0,0,0,0]
["Diesel O&M (kW)",0,0,0,0,0,null,0,0,0,0,0,null,0,0,0,0,0,null,0,0,0,0,0]
["Diesel O&M (kWh)",0,0,0,0,0,null,0,0,0,0,0,null,0,0,0,0,0,null,0,0,0,0,0]
["Fuel cost",0,0,0,0,0,null,0,0,0,0,0,null,0,0,0,0,0,null,0,0,0,0,0]
["REopt LCC",64163.3,50747.7,46098,41877.199999999997,37732.300000000003,null,76224.5,61403.8,57037,52715.3,48411.5,null,77743.5,63261.5,58666,54340.1,50048.5,null,85451.9,70728.600000000006,65324,60529.2,55910.6]
[]
["TMY_lowPVBatt_HighDiesel_36_D_business",100,95,90,85,80,"TMY_lowPVBatt_HighDiesel_36_D_nrel",100,95,90,85,80,"TMY_lowPVBatt_HighDiesel_36_D_average",100,95,90,85,80,"TMY_lowPVBatt_HighDiesel_36_D_residential",100,95,90,85,80]
["PV kW",0,0,0,0,0,null,0,0,0,0,0,null,0,0,0,0,0,null,0,0,0,0,0]
["Battery kW",0,0,0,0,0,null,0,0,0,0,0,null,0,0,0,0,0,null,0,0,0,0,0]
["Battery kWh",0,0,0,0,0,null,0,0,0,0,0,null,0,0,0,0,0,null,0,0,0,0,0]
["Generator kW",6,6,6,6,6,null,7,7,7,7,7,null,8,8,8,8,8,null,12,12,12,12,12]
["PV capital cost",0,0,0,0,0,null,0,0,0,0,0,null,0,0,0,0,0,null,0,0,0,0,0]
["PV O&M",0,0,0,0,0,null,0,0,0,0,0,null,0,0,0,0,0,null,0,0,0,0,0]
["Battery capital cost",0,0,0,0,0,null,0,0,0,0,0,null,0,0,0,0,0,null,0,0,0,0,0]
["Battery O&M",0,0,0,0,0,null,0,0,0,0,0,null,0,0,0,0,0,null,0,0,0,0,0]
["Diesel capital cost",3741.54,3741.54,3741.54,3741.54,3741.54,null,4365.13,4365.13,4365.13,4365.13,4365.13,null,4988.72,4988.72,4988.72,4988.72,4988.72,null,7483.08,7483.08,7483.08,7483.08,7483.08]
["Diesel O&M (kW)",938.89972109999997,938.89972109999997,938.89972109999997,938.89972109999997,938.89972109999997,null,1095.3830079500001,1095.3830079500001,1095.3830079500001,1095.3830079500001,1095.3830079500001,null,1251.8662948000001,1251.8662948000001,1251.8662948000001,1251.8662948000001,1251.8662948000001,null,1877.7994421999999,1877.7994421999999,1877.7994421999999,1877.7994421999999,1877.7994421999999]
["Diesel O&M (kWh)",2837.0172662311311,2695.166402919599,2553.3155396080429,2411.4646762964858,2269.6138129849369,null,2838.0682079856738,2696.1647975864089,2554.2613871871422,2412.3579767878682,2270.4545663885879,null,2838.0682079856829,2696.1647975864062,2554.2613871871208,2412.3579767878368,2270.4545663885492,null,2839.119149740191,2697.1631922531901,2555.2072347661801,2413.2512772791761,2271.2953197921629]
["Fuel cost",65007.45986625793,61757.086872945598,58506.713879632713,55256.340886319798,52005.96789300708,null,65031.5411627461,61779.964104609222,58528.387046472308,55276.809988335219,52025.232930197999,null,65031.541162746304,61779.964104609149,58528.38704647182,55276.809988334513,52025.232930197111,null,65055.622459233709,61802.841336272213,58550.06021331052,55297.279090348973,52044.4979673872]
["REopt LCC",72525.7,69133.5,65741.2,62348.9,58956.7,null,73330.899999999994,69937.399999999994,66543.899999999994,63150.400000000001,59756.9,null,74111,70717.5,67324,63930.5,60537,null,77256.5,73861.7,70467,67072.2,63677.4]
[]
["TMY_lowPVBatt_HighDiesel_32_PBD_business",100,95,90,85,80,"TMY_lowPVBatt_HighDiesel_32_PBD_nrel",100,95,90,85,80,"TMY_lowPVBatt_HighDiesel_32_PBD_average",100,95,90,85,80,"TMY_lowPVBatt_HighDiesel_32_PBD_residential",100,95,90,85,80]
["PV kW",9.2240000000000002,9.266,9.2330000000000005,9.2319999999999993,9.2420000000000009,null,6.0090000000000003,6.0179999999999998,6.0170000000000003,6.0170000000000003,6.0179999999999998,null,5.266,5.2910000000000004,5.2919999999999998,5.2910000000000004,5.2930000000000001,null,3.7309999999999999,3.7309999999999999,3.7309999999999999,3.74,3.74]
["Battery kW",0.13200000000000001,0.14199999999999999,0.13400000000000001,0.13400000000000001,0.13600000000000001,null,0,1.4E-2,1.4E-2,1.4E-2,1.4E-2,null,0,3.3000000000000002E-2,3.3000000000000002E-2,3.3000000000000002E-2,3.3000000000000002E-2,null,0.112,0.112,0.112,0.115,0.115]
["Battery kWh",0.39700000000000002,0.44600000000000001,0.40200000000000002,0.40100000000000002,0.41499999999999998,null,0,0.04,3.9E-2,3.9E-2,0.04,null,0,9.4E-2,9.2999999999999999E-2,9.4E-2,9.4E-2,null,0.54,0.54,0.54,0.55300000000000005,0.55300000000000005]
["Generator kW",6,6,6,6,6,null,7,7,7,7,7,null,8,8,8,8,8,null,12,12,12,12,12]
["PV capital cost",12913.278,12971.755999999999,12925.822,12924.183999999999,12938.575999999999,null,8412.4599999999991,8425.4239999999991,8423.7440000000006,8423.7440000000006,8425.76,null,7371.9380000000001,7407.2320000000009,7409.08,7407.2320000000009,7409.9479999999994,null,5223.8760000000002,5223.8760000000002,5223.8760000000002,5236.0140000000001,5236.0140000000001]
["PV O&M",1616.5697483582351,1623.8904120769671,1618.1400894384319,1617.9350337393439,1619.7367197108199,null,1053.127513035321,1054.750432499899,1054.5401189623731,1054.5401189623731,1054.792495207405,null,922.86807095553218,927.28640785639936,927.5177527476784,927.28640785639936,927.62641474206703,null,653.95942926146449,653.95942926146449,653.95942926146449,655.47894457009272,655.47894457009272]
["Battery capital cost",267.88991106836522,295.8865592632784,270.77945927076678,270.59106262076438,278.286643590192,null,0,27.33309925002176,26.602549478812001,26.602549478812001,27.482255164091921,null,0,64.213079249127119,63.854992202499389,64.213079249127119,64.157212588573316,null,318.85157475935841,318.85157475935841,318.85157475935841,326.55101965144212,326.55101965144212]
["Battery O&M",49.750793981535239,55.822721071203667,50.364083279357757,50.223373507822231,51.900498782965798,null,0,4.9942955457787042,4.8608090427641786,4.8608090427641786,5.0215486750164997,null,0,11.73300418004647,11.66756912881727,11.73300418004647,11.722788951080901,null,67.579247818929431,67.579247818929431,67.579247818929431,69.272146609387491,69.272146609387491]
["Diesel capital cost",3741.54,3741.54,3741.54,3741.54,3741.54,null,4365.13,4365.13,4365.13,4365.13,4365.13,null,4988.72,4988.72,4988.72,4988.72,4988.72,null,7483.08,7483.08,7483.08,7483.08,7483.08]
["Diesel O&M (kW)",938.89972109999997,938.89972109999997,938.89972109999997,938.89972109999997,938.89972109999997,null,1095.3830079500001,1095.3830079500001,1095.3830079500001,1095.3830079500001,1095.3830079500001,null,1251.8662948000001,1251.8662948000001,1251.8662948000001,1251.8662948000001,1251.8662948000001,null,1877.7994421999999,1877.7994421999999,1877.7994421999999,1877.7994421999999,1877.7994421999999]
["Diesel O&M (kWh)",1418.0148710037399,1271.638634439229,1133.523200764962,991.76918907653362,848.72867050654236,null,1928.170894697234,1784.058528509164,1642.2836359851649,1500.380224430987,1358.321964214814,null,2036.9162379915001,1889.511490339672,1747.534791442846,1605.7047642914049,1463.66952968227,null,2297.658087715196,2155.7020737034968,2013.746143270314,1870.722708094364,1728.7667771731469]
["Fuel cost",28882.147431158191,25900.754124696061,23087.616971152071,20200.369207914391,17286.917853879258,null,39273.01271085671,36337.729949011889,33450.056884612859,30559.766142745699,27666.32144108817,null,41487.93943814392,38485.597402958352,35593.813943434623,32705.017896145298,29812.042180385419,null,46798.733209906,43907.371060422163,41016.010613266713,38102.907214048842,35211.546756953132]
["REopt LCC",49828.9,46801,43767.4,40736.199999999997,37705.300000000003,null,56128.1,53095.6,50063.4,47031.1,43998.9,null,58061.1,55027,51994.8,48962.5,45930.5,null,64722.5,61689.1,58655.8,55622.6,52589.3]
[]
["TMY_lowPVBatt_HighDiesel_32_PB_business",100,95,90,85,80,"TMY_lowPVBatt_HighDiesel_32_PB_nrel",100,95,90,85,80,"TMY_lowPVBatt_HighDiesel_32_PB_average",100,95,90,85,80,"TMY_lowPVBatt_HighDiesel_32_PB_residential",100,95,90,85,80]
["PV kW",25.024999999999999,19.129000000000001,17.914999999999999,16.792999999999999,15.680999999999999,null,25.52,19.98,18.73,17.597999999999999,16.469000000000001,null,25.71,20.231999999999999,18.879000000000001,17.765999999999998,16.64,null,25.93,20.998000000000001,19.443000000000001,18.227,17.081]
["Battery kW",5.2220000000000004,4.49,3.375,2.8220000000000001,2.3959999999999999,null,6.915,5.2549999999999999,4.7519999999999998,4.3559999999999999,3.96,null,6.9390000000000001,5.93,5.1029999999999998,4.5579999999999998,4.16,null,10.62,9.3010000000000002,7.6580000000000004,6.5750000000000002,5.6619999999999999]
["Battery kWh",36.819000000000003,30.513999999999999,27.06,23.45,19.795999999999999,null,54.398000000000003,45.76,42.189,38.25,34.335000000000001,null,56.481999999999999,47.512,44.198,40.372,36.472000000000001,null,64.989000000000004,54.47,51.244999999999997,47.506999999999998,43.686999999999998]
["Generator kW",0,0,0,0,0,null,0,0,0,0,0,null,0,0,0,0,0,null,0,0,0,0,0]
["PV capital cost",35034.86,26781.02,25081.279999999999,23510.34,21953.82,null,35727.72,27972.14,26221.72,24637.06,23056.32,null,35993.72,28324.66,26430.04,24871.98,23295.72,null,36302.42,29397.48,27220.34,25517.66,23914.1]
["PV O&M",4385.8960377036719,3352.625627836469,3139.8409062441342,2943.1802225288229,2748.3247300106141,null,4472.6328458051848,3501.7379259426871,3282.6087459683049,3084.2305016965288,2886.3429890123139,null,4505.9324892468658,3545.8687165669771,3308.6876246215788,3113.6393446939701,2916.3126681098261,null,4544.5776017673415,3680.1714364057102,3407.622617899623,3194.4698476166168,2993.7255760476669]
["Battery capital cost",20132.329744420891,16793.324729822041,14488.55269478527,12487.443783952551,10551.21313109014,null,29213.185858086941,24200.704217407649,22250.340527535889,20204.96347763349,18169.851090868659,null,30172.087109498851,25442.324201124,23393.44108808579,21299.718186201779,19270.014590481362,null,36468.185691416002,30831.27646831116,28280.164495281781,25869.107634534059,23533.122641664551]
["Battery O&M",4609.1964361723294,3819.994886604512,3387.537675065852,2935.6264613059998,2478.2445918378721,null,6809.9648637677801,5728.4775716900604,5281.4736738058245,4788.3635402841037,4298.245367206956,null,7070.7411316375683,5947.842102527864,5533.0111684199874,5054.0346053665598,4565.769194405716,null,8135.7413446127721,6818.8781517867556,6415.1512717137557,5947.2537253693081,5469.0533194186564]
["Diesel capital cost",0,0,0,0,0,null,0,0,0,0,0,null,0,0,0,0,0,null,0,0,0,0,0]
["Diesel O&M (kW)",0,0,0,0,0,null,0,0,0,0,0,null,0,0,0,0,0,null,0,0,0,0,0]
["Diesel O&M (kWh)",0,0,0,0,0,null,0,0,0,0,0,null,0,0,0,0,0,null,0,0,0,0,0]
["Fuel cost",0,0,0,0,0,null,0,0,0,0,0,null,0,0,0,0,0,null,0,0,0,0,0]
["REopt LCC",64163.3,50747.7,46098,41877.199999999997,37732.300000000003,null,76224.5,61403.8,57037,52715.3,48411.5,null,77743.5,63261.5,58666,54340.1,50048.5,null,85451.9,70728.600000000006,65324,60529.2,55910.6]
[]
["TMY_lowPVBatt_HighDiesel_32_D_business",100,95,90,85,80,"TMY_lowPVBatt_HighDiesel_32_D_nrel",100,95,90,85,80,"TMY_lowPVBatt_HighDiesel_32_D_average",100,95,90,85,80,"TMY_lowPVBatt_HighDiesel_32_D_residential",100,95,90,85,80]
["PV kW",0,0,0,0,0,null,0,0,0,0,0,null,0,0,0,0,0,null,0,0,0,0,0]
["Battery kW",0,0,0,0,0,null,0,0,0,0,0,null,0,0,0,0,0,null,0,0,0,0,0]
["Battery kWh",0,0,0,0,0,null,0,0,0,0,0,null,0,0,0,0,0,null,0,0,0,0,0]
["Generator kW",6,6,6,6,6,null,7,7,7,7,7,null,8,8,8,8,8,null,12,12,12,12,12]
["PV capital cost",0,0,0,0,0,null,0,0,0,0,0,null,0,0,0,0,0,null,0,0,0,0,0]
["PV O&M",0,0,0,0,0,null,0,0,0,0,0,null,0,0,0,0,0,null,0,0,0,0,0]
["Battery capital cost",0,0,0,0,0,null,0,0,0,0,0,null,0,0,0,0,0,null,0,0,0,0,0]
["Battery O&M",0,0,0,0,0,null,0,0,0,0,0,null,0,0,0,0,0,null,0,0,0,0,0]
["Diesel capital cost",3741.54,3741.54,3741.54,3741.54,3741.54,null,4365.13,4365.13,4365.13,4365.13,4365.13,null,4988.72,4988.72,4988.72,4988.72,4988.72,null,7483.08,7483.08,7483.08,7483.08,7483.08]
["Diesel O&M (kW)",938.89972109999997,938.89972109999997,938.89972109999997,938.89972109999997,938.89972109999997,null,1095.3830079500001,1095.3830079500001,1095.3830079500001,1095.3830079500001,1095.3830079500001,null,1251.8662948000001,1251.8662948000001,1251.8662948000001,1251.8662948000001,1251.8662948000001,null,1877.7994421999999,1877.7994421999999,1877.7994421999999,1877.7994421999999,1877.7994421999999]
["Diesel O&M (kWh)",2837.0172662311311,2695.166402919599,2553.3155396080419,2411.4646762964858,2269.613812984936,null,2838.0682079856738,2696.1647975864089,2554.2613871871422,2412.3579767878682,2270.4545663885879,null,2838.0682079856829,2696.1647975864062,2554.2613871871208,2412.3579767878368,2270.4545663885492,null,2839.119149740191,2697.1631922531901,2555.2072347661801,2413.2512772791752,2271.2953197921629]
["Fuel cost",57784.408770007038,54895.188331507183,52005.967893006833,49116.747454506462,46227.527016006286,null,57805.814366885417,54915.523648541537,52025.232930197613,49134.942211853522,46244.651493509336,null,57805.814366885606,54915.523648541479,52025.232930197177,49134.942211852896,46244.651493508543,null,57827.219963763288,54935.858965575302,52044.497967387128,49153.136969199048,46261.775971010837]
["REopt LCC",65302.7,62271.6,59240.5,56209.4,53178.2,null,66105.2,63073,60040.800000000003,57008.5,53976.3,null,66885.3,63853.1,60820.800000000003,57788.6,54756.4,null,70028.100000000006,66994.8,63961.4,60928.1,57894.7]
[]
["TMY_lowPVBatt_MedDiesel_44_PBD_business",100,95,90,85,80,"TMY_lowPVBatt_MedDiesel_44_PBD_nrel",100,95,90,85,80,"TMY_lowPVBatt_MedDiesel_44_PBD_average",100,95,90,85,80,"TMY_lowPVBatt_MedDiesel_44_PBD_residential",100,95,90,85,80]
["PV kW",9.9969999999999999,10.015000000000001,10.018000000000001,10,9.9550000000000001,null,6.5220000000000002,6.5359999999999996,6.5330000000000004,6.5359999999999996,6.5289999999999999,null,5.8579999999999997,5.8739999999999997,5.8540000000000001,5.8710000000000004,5.8609999999999998,null,4.4029999999999996,4.4130000000000003,4.4130000000000003,4.4130000000000003,4.4029999999999996]
["Battery kW",0.41199999999999998,0.42,0.41799999999999998,0.41299999999999998,0.39800000000000002,null,0.23699999999999999,0.24199999999999999,0.24099999999999999,0.24199999999999999,0.23899999999999999,null,0.26900000000000002,0.27,0.26600000000000001,0.27100000000000002,0.26800000000000002,null,0.44400000000000001,0.44900000000000001,0.44900000000000001,0.44900000000000001,0.44400000000000001]
["Battery kWh",2.048,2.09,2.101,2.056,1.9239999999999999,null,1.1319999999999999,1.157,1.151,1.157,1.1439999999999999,null,1.423,1.4330000000000001,1.41,1.4379999999999999,1.421,null,2.3959999999999999,2.4220000000000002,2.423,2.4220000000000002,2.3959999999999999]
["Generator kW",6,6,6,6,6,null,7,7,7,7,7,null,8,8,8,8,8,null,12,12,12,12,12]
["PV capital cost",13996.36,14021.7,14025.48,14000.42,13936.678,null,9131.2620000000006,9149.9940000000006,9145.9480000000003,9149.9940000000006,9139.9840000000004,null,8201.7880000000005,8223.4879999999994,8196.2720000000008,8220.0579999999991,8205.5540000000001,null,6163.6820000000007,6178.5360000000001,6178.732,6178.5360000000001,6164.1579999999994]
["PV O&M",1752.157133388693,1755.329362579716,1755.8025680391499,1752.665391104382,1744.685744968067,null,1143.1119126788039,1145.456908622223,1144.950403519347,1145.456908622223,1144.2037904611279,null,1026.75419542951,1029.470745289226,1026.063665981299,1029.0413551501099,1027.225648276132,null,771.61057476654537,773.47009696084126,773.4946335402193,773.47009696084126,771.67016360217781]
["Battery capital cost",1200.9144801534251,1225.213871342763,1229.0905155228329,1205.0214924811571,1135.088243946381,null,670.10050005406765,684.02443280302884,681.02350147193397,684.02443280302884,676.59069805907802,null,822.4075107170645,828.06206727765766,814.62896393585447,830.73909172750928,820.91890351395648,null,1379.063727685073,1394.430831233864,1395.149488096996,1394.430831233864,1379.4135468943871]
["Battery O&M",256.432291826832,261.67761160204401,263.06593132297718,257.33989489056199,240.90289043983799,null,141.75257615908839,144.78459632509399,144.13112211920841,144.78459632509399,143.16593320591761,null,178.09801029601681,179.34987659081679,176.4655766475976,179.97330600562719,177.83511837410879,null,299.90209704746718,303.19951286797038,303.35474428852558,303.19951286797038,299.97846089145003]
["Diesel capital cost",2993.22,2993.22,2993.22,2993.22,2993.22,null,3492.09,3492.09,3492.09,3492.09,3492.09,null,3990.96,3990.96,3990.96,3990.96,3990.96,null,5986.4400000000014,5986.4400000000014,5986.4400000000014,5986.4400000000014,5986.4400000000014]
["Diesel O&M (kW)",938.89972109999997,938.89972109999997,938.89972109999997,938.89972109999997,938.89972109999997,null,1095.3830079500001,1095.3830079500001,1095.3830079500001,1095.3830079500001,1095.3830079500001,null,1251.8662948000001,1251.8662948000001,1251.8662948000001,1251.8662948000001,1251.8662948000001,null,1877.7994421999999,1877.7994421999999,1877.7994421999999,1877.7994421999999,1877.7994421999999]
["Diesel O&M (kWh)",1315.735276040032,1171.6332908289421,1029.4000429586119,889.81812712796636,754.54215217954402,null,1857.778612781535,1714.3383441209251,1572.764511407315,1430.5257990774221,1289.4503121927009,null,1952.8573043146259,1809.732491813764,1669.634637399965,1525.834333125119,1385.091947226927,null,2194.676768596109,2051.3077815392098,1909.305569028915,1767.401084403182,1626.8211443536759]
["Fuel cost",30707.09028694751,27343.987730540339,24024.498420118369,20766.886824618101,17609.768784203359,null,43357.487356831327,40009.828172833499,36705.728524087906,33386.11168219649,30093.642602791479,null,45576.467130679579,42236.170172925376,38966.517422229292,35610.455601079302,32325.760549059811,null,51220.134407870413,47874.138818883519,44560.041492540142,41248.224973764532,37967.321139806292]
["REopt LCC",53161.599999999999,49712.4,46260.2,42804.9,39354.5,null,60889.8,57436.7,53982.8,50529.1,47075.199999999997,null,63002,59549.9,56093.2,52639.7,49185.9,null,69894.2,66440.2,62985.2,59530.3,56074.400000000001]
[]
["TMY_lowPVBatt_MedDiesel_44_PB_business",100,95,90,85,80,"TMY_lowPVBatt_MedDiesel_44_PB_nrel",100,95,90,85,80,"TMY_lowPVBatt_MedDiesel_44_PB_average",100,95,90,85,80,"TMY_lowPVBatt_MedDiesel_44_PB_residential",100,95,90,85,80]
["PV kW",25.024999999999999,19.129000000000001,17.914999999999999,16.792999999999999,15.680999999999999,null,25.52,19.98,18.73,17.597999999999999,16.469000000000001,null,25.71,20.231999999999999,18.879000000000001,17.765999999999998,16.64,null,25.93,20.998000000000001,19.443000000000001,18.227,17.081]
["Battery kW",5.2220000000000004,4.49,3.375,2.8220000000000001,2.3959999999999999,null,6.915,5.2549999999999999,4.7519999999999998,4.3559999999999999,3.96,null,6.9390000000000001,5.93,5.1029999999999998,4.5579999999999998,4.16,null,10.62,9.3010000000000002,7.6580000000000004,6.5750000000000002,5.6619999999999999]
["Battery kWh",36.819000000000003,30.513999999999999,27.06,23.45,19.795999999999999,null,54.398000000000003,45.76,42.189,38.25,34.335000000000001,null,56.481999999999999,47.512,44.198,40.372,36.472000000000001,null,64.989000000000004,54.47,51.244999999999997,47.506999999999998,43.686999999999998]
["Generator kW",0,0,0,0,0,null,0,0,0,0,0,null,0,0,0,0,0,null,0,0,0,0,0]
["PV capital cost",35034.86,26781.02,25081.279999999999,23510.34,21953.82,null,35727.72,27972.14,26221.72,24637.06,23056.32,null,35993.72,28324.66,26430.04,24871.98,23295.72,null,36302.42,29397.48,27220.34,25517.66,23914.1]
["PV O&M",4385.8960377036719,3352.625627836469,3139.8409062441342,2943.1802225288229,2748.3247300106141,null,4472.6328458051848,3501.7379259426871,3282.6087459683049,3084.2305016965288,2886.3429890123139,null,4505.9324892468658,3545.8687165669771,3308.6876246215788,3113.6393446939701,2916.3126681098261,null,4544.5776017673415,3680.1714364057102,3407.622617899623,3194.4698476166168,2993.7255760476669]
["Battery capital cost",20132.329744420891,16793.324729822041,14488.55269478527,12487.443783952551,10551.21313109014,null,29213.185858086941,24200.704217407649,22250.340527535889,20204.96347763349,18169.851090868659,null,30172.087109498851,25442.324201124,23393.44108808579,21299.718186201779,19270.014590481362,null,36468.185691416002,30831.27646831116,28280.164495281781,25869.107634534059,23533.122641664551]
["Battery O&M",4609.1964361723294,3819.994886604512,3387.537675065852,2935.6264613059998,2478.2445918378721,null,6809.9648637677801,5728.4775716900604,5281.4736738058245,4788.3635402841037,4298.245367206956,null,7070.7411316375683,5947.842102527864,5533.0111684199874,5054.0346053665598,4565.769194405716,null,8135.7413446127721,6818.8781517867556,6415.1512717137557,5947.2537253693081,5469.0533194186564]
["Diesel capital cost",0,0,0,0,0,null,0,0,0,0,0,null,0,0,0,0,0,null,0,0,0,0,0]
["Diesel O&M (kW)",0,0,0,0,0,null,0,0,0,0,0,null,0,0,0,0,0,null,0,0,0,0,0]
["Diesel O&M (kWh)",0,0,0,0,0,null,0,0,0,0,0,null,0,0,0,0,0,null,0,0,0,0,0]
["Fuel cost",0,0,0,0,0,null,0,0,0,0,0,null,0,0,0,0,0,null,0,0,0,0,0]
["REopt LCC",64163.3,50747.7,46098,41877.199999999997,37732.300000000003,null,76224.5,61403.8,57037,52715.3,48411.5,null,77743.5,63261.5,58666,54340.1,50048.5,null,85451.9,70728.600000000006,65324,60529.2,55910.6]
[]
["TMY_lowPVBatt_MedDiesel_44_D_business",100,95,90,85,80,"TMY_lowPVBatt_MedDiesel_44_D_nrel",100,95,90,85,80,"TMY_lowPVBatt_MedDiesel_44_D_average",100,95,90,85,80,"TMY_lowPVBatt_MedDiesel_44_D_residential",100,95,90,85,80]
["PV kW",0,0,0,0,0,null,0,0,0,0,0,null,0,0,0,0,0,null,0,0,0,0,0]
["Battery kW",0,0,0,0,0,null,0,0,0,0,0,null,0,0,0,0,0,null,0,0,0,0,0]
["Battery kWh",0,0,0,0,0,null,0,0,0,0,0,null,0,0,0,0,0,null,0,0,0,0,0]
["Generator kW",6,6,6,6,6,null,7,7,7,7,7,null,8,8,8,8,8,null,12,12,12,12,12]
["PV capital cost",0,0,0,0,0,null,0,0,0,0,0,null,0,0,0,0,0,null,0,0,0,0,0]
["PV O&M",0,0,0,0,0,null,0,0,0,0,0,null,0,0,0,0,0,null,0,0,0,0,0]
["Battery capital cost",0,0,0,0,0,null,0,0,0,0,0,null,0,0,0,0,0,null,0,0,0,0,0]
["Battery O&M",0,0,0,0,0,null,0,0,0,0,0,null,0,0,0,0,0,null,0,0,0,0,0]
["Diesel capital cost",2993.22,2993.22,2993.22,2993.22,2993.22,null,3492.09,3492.09,3492.09,3492.09,3492.09,null,3990.96,3990.96,3990.96,3990.96,3990.96,null,5986.4400000000014,5986.4400000000014,5986.4400000000014,5986.4400000000014,5986.4400000000014]
["Diesel O&M (kW)",938.89972109999997,938.89972109999997,938.89972109999997,938.89972109999997,938.89972109999997,null,1095.3830079500001,1095.3830079500001,1095.3830079500001,1095.3830079500001,1095.3830079500001,null,1251.8662948000001,1251.8662948000001,1251.8662948000001,1251.8662948000001,1251.8662948000001,null,1877.7994421999999,1877.7994421999999,1877.7994421999999,1877.7994421999999,1877.7994421999999]
["Diesel O&M (kWh)",2837.0172662311311,2695.166402919599,2553.3155396080429,2411.4646762964858,2269.6138129849369,null,2838.0682079856738,2696.1647975864089,2554.2613871871422,2412.3579767878682,2270.4545663885879,null,2838.0682079856829,2696.1647975864062,2554.2613871871222,2412.3579767878368,2270.4545663885492,null,2839.119149740191,2697.163192253191,2555.207234766181,2413.2512772791752,2271.2953197921629]
["Fuel cost",66211.30171563309,62900.736629851999,59590.171544070348,56279.606458288697,52969.041372507207,null,66235.828962056228,62924.037513953837,59612.246065851446,56300.454617748859,52988.663169646119,null,66235.828962056432,62924.037513953786,59612.246065850974,56300.454617748117,52988.663169645217,null,66260.356208478785,62947.338398055057,59634.320587631097,56321.302777207253,53008.284966783263]
["REopt LCC",72981.2,69528.800000000003,66076.3,62623.9,59171.4,null,73662.2,70208.5,66754.7,63301,59847.3,null,74317.600000000006,70863.8,67410.100000000006,63956.4,60502.6,null,76964.600000000006,73509.600000000006,70054.600000000006,66599.600000000006,63144.6]
[]
["TMY_lowPVBatt_MedDiesel_36_PBD_business",100,95,90,85,80,"TMY_lowPVBatt_MedDiesel_36_PBD_nrel",100,95,90,85,80,"TMY_lowPVBatt_MedDiesel_36_PBD_average",100,95,90,85,80,"TMY_lowPVBatt_MedDiesel_36_PBD_residential",100,95,90,85,80]
["PV kW",8.9610000000000003,8.9960000000000004,8.9949999999999992,8.9969999999999999,8.99,null,5.8769999999999998,5.8769999999999998,5.8769999999999998,5.8769999999999998,5.8769999999999998,null,5.165,5.165,5.165,5.165,5.165,null,3.4119999999999999,3.4169999999999998,3.4169999999999998,3.4169999999999998,3.4169999999999998]
["Battery kW",0,5.1999999999999998E-2,5.1999999999999998E-2,5.1999999999999998E-2,5.1999999999999998E-2,null,0,0,0,0,0,null,0,0,0,0,0,null,0,2E-3,2E-3,2E-3,2E-3]
["Battery kWh",0,0.14799999999999999,0.14899999999999999,0.14899999999999999,0.14699999999999999,null,0,0,0,0,0,null,0,0,0,0,0,null,0,8.9999999999999993E-3,8.9999999999999993E-3,8.9999999999999993E-3,8.9999999999999993E-3]
["Generator kW",6,6,6,6,6,null,7,7,7,7,7,null,8,8,8,8,8,null,12,12,12,12,12]
["PV capital cost",12545.245999999999,12594.652,12593.616,12596.402,12586.056,null,8227.3240000000005,8227.3240000000005,8227.3240000000005,8227.3240000000005,8227.3240000000005,null,7230.9860000000008,7230.9860000000008,7230.9860000000008,7230.9860000000008,7230.9860000000008,null,4776.1139999999996,4783.9679999999998,4783.9679999999998,4783.9679999999998,4783.9679999999998]
["PV O&M",1570.4970627374521,1576.6820333535411,1576.5523400053989,1576.901109955131,1575.605929086531,null,1029.950961199911,1029.950961199911,1029.950961199911,1029.950961199911,1029.950961199911,null,905.22276515706722,905.22276515706722,905.22276515706722,905.22276515706722,905.22276515706722,null,597.90561367224063,598.88882946017657,598.88882946017657,598.88882946017657,598.88882946017657]
["Battery capital cost",0,101.44764216951999,101.7999313918406,101.8184631000252,100.87285213046751,null,0,0,0,0,0,null,-1.8120140352E-10,0,0,0,0,null,0,5.6953365351772831,5.6953365351772831,5.6953365351772831,5.6953365351772831]
["Battery O&M",0,18.536509413733079,18.600855341285801,18.604235380281761,18.431477831599359,null,0,0,0,0,0,null,-5.0123724950756163E-11,0,0,0,0,null,0,1.1734243527678321,1.1734243527678321,1.1734243527678321,1.1734243527678321]
["Diesel capital cost",2993.22,2993.22,2993.22,2993.22,2993.22,null,3492.09,3492.09,3492.09,3492.09,3492.09,null,3990.96,3990.96,3990.96,3990.96,3990.96,null,5986.4400000000014,5986.4400000000014,5986.4400000000014,5986.4400000000014,5986.4400000000014]
["Diesel O&M (kW)",938.89972109999997,938.89972109999997,938.89972109999997,938.89972109999997,938.89972109999997,null,1095.3830079500001,1095.3830079500001,1095.3830079500001,1095.3830079500001,1095.3830079500001,null,1251.8662948000001,1251.8662948000001,1251.8662948000001,1251.8662948000001,1251.8662948000001,null,1877.7994421999999,1877.7994421999999,1877.7994421999999,1877.7994421999999,1877.7994421999999]
["Diesel O&M (kWh)",1453.8038704963949,1302.9900953492549,1161.17108709176,1019.172808110903,878.03308786768923,null,1938.217321980937,1796.3139115816521,1654.4105011823669,1512.5070907830809,1370.603680383796,null,2044.565427679868,1902.662017280571,1760.758606881275,1618.855196481979,1476.9517860826891,null,2340.676841186475,2197.9385897172951,2055.9826917236478,1914.02672700529,1772.070779694403]
["Fuel cost",27760.404647993561,24880.613563693729,22172.5776752895,19461.118609988411,16766.053735440779,null,37010.286081828563,34300.638533380807,31590.990984933011,28881.343436485229,26171.69588803744,null,39041.004604225891,36331.357055777873,33621.70950732987,30912.061958881881,28202.414410434019,null,44695.256065962611,41969.66721594907,39259.017416174232,36548.366342290137,33837.71560080193]
["REopt LCC",47262.9,44407.8,41557.199999999997,38706.800000000003,35857.800000000003,null,52794.1,49942.5,47090.9,44239.3,41387.699999999997,null,54465.4,51613.9,48762.3,45910.7,43059.1,null,60275.1,57422.5,54569.8,51717.2,48864.5]
[]
["TMY_lowPVBatt_MedDiesel_36_PB_business",100,95,90,85,80,"TMY_lowPVBatt_MedDiesel_36_PB_nrel",100,95,90,85,80,"TMY_lowPVBatt_MedDiesel_36_PB_average",100,95,90,85,80,"TMY_lowPVBatt_MedDiesel_36_PB_residential",100,95,90,85,80]
["PV kW",25.024999999999999,19.129000000000001,17.914999999999999,16.792999999999999,15.680999999999999,null,25.52,19.98,18.73,17.597999999999999,16.469000000000001,null,25.71,20.231999999999999,18.879000000000001,17.765999999999998,16.64,null,25.93,20.998000000000001,19.443000000000001,18.227,17.081]
["Battery kW",5.2220000000000004,4.49,3.375,2.8220000000000001,2.3959999999999999,null,6.915,5.2549999999999999,4.7519999999999998,4.3559999999999999,3.96,null,6.9390000000000001,5.93,5.1029999999999998,4.5579999999999998,4.16,null,10.62,9.3010000000000002,7.6580000000000004,6.5750000000000002,5.6619999999999999]
["Battery kWh",36.819000000000003,30.513999999999999,27.06,23.45,19.795999999999999,null,54.398000000000003,45.76,42.189,38.25,34.335000000000001,null,56.481999999999999,47.512,44.198,40.372,36.472000000000001,null,64.989000000000004,54.47,51.244999999999997,47.506999999999998,43.686999999999998]
["Generator kW",0,0,0,0,0,null,0,0,0,0,0,null,0,0,0,0,0,null,0,0,0,0,0]
["PV capital cost",35034.86,26781.02,25081.279999999999,23510.34,21953.82,null,35727.72,27972.14,26221.72,24637.06,23056.32,null,35993.72,28324.66,26430.04,24871.98,23295.72,null,36302.42,29397.48,27220.34,25517.66,23914.1]
["PV O&M",4385.8960377036719,3352.625627836469,3139.8409062441342,2943.1802225288229,2748.3247300106141,null,4472.6328458051848,3501.7379259426871,3282.6087459683049,3084.2305016965288,2886.3429890123139,null,4505.9324892468658,3545.8687165669771,3308.6876246215788,3113.6393446939701,2916.3126681098261,null,4544.5776017673415,3680.1714364057102,3407.622617899623,3194.4698476166168,2993.7255760476669]
["Battery capital cost",20132.329744420891,16793.324729822041,14488.55269478527,12487.443783952551,10551.21313109014,null,29213.185858086941,24200.704217407649,22250.340527535889,20204.96347763349,18169.851090868659,null,30172.087109498851,25442.324201124,23393.44108808579,21299.718186201779,19270.014590481362,null,36468.185691416002,30831.27646831116,28280.164495281781,25869.107634534059,23533.122641664551]
["Battery O&M",4609.1964361723294,3819.994886604512,3387.537675065852,2935.6264613059998,2478.2445918378721,null,6809.9648637677801,5728.4775716900604,5281.4736738058245,4788.3635402841037,4298.245367206956,null,7070.7411316375683,5947.842102527864,5533.0111684199874,5054.0346053665598,4565.769194405716,null,8135.7413446127721,6818.8781517867556,6415.1512717137557,5947.2537253693081,5469.0533194186564]
["Diesel capital cost",0,0,0,0,0,null,0,0,0,0,0,null,0,0,0,0,0,null,0,0,0,0,0]
["Diesel O&M (kW)",0,0,0,0,0,null,0,0,0,0,0,null,0,0,0,0,0,null,0,0,0,0,0]
["Diesel O&M (kWh)",0,0,0,0,0,null,0,0,0,0,0,null,0,0,0,0,0,null,0,0,0,0,0]
["Fuel cost",0,0,0,0,0,null,0,0,0,0,0,null,0,0,0,0,0,null,0,0,0,0,0]
["REopt LCC",64163.3,50747.7,46098,41877.199999999997,37732.300000000003,null,76224.5,61403.8,57037,52715.3,48411.5,null,77743.5,63261.5,58666,54340.1,50048.5,null,85451.9,70728.600000000006,65324,60529.2,55910.6]
[]
["TMY_lowPVBatt_MedDiesel_36_D_business",100,95,90,85,80,"TMY_lowPVBatt_MedDiesel_36_D_nrel",100,95,90,85,80,"TMY_lowPVBatt_MedDiesel_36_D_average",100,95,90,85,80,"TMY_lowPVBatt_MedDiesel_36_D_residential",100,95,90,85,80]
["PV kW",0,0,0,0,0,null,0,0,0,0,0,null,0,0,0,0,0,null,0,0,0,0,0]
["Battery kW",0,0,0,0,0,null,0,0,0,0,0,null,0,0,0,0,0,null,0,0,0,0,0]
["Battery kWh",0,0,0,0,0,null,0,0,0,0,0,null,0,0,0,0,0,null,0,0,0,0,0]
["Generator kW",6,6,6,6,6,null,7,7,7,7,7,null,8,8,8,8,8,null,12,12,12,12,12]
["PV capital cost",0,0,0,0,0,null,0,0,0,0,0,null,0,0,0,0,0,null,0,0,0,0,0]
["PV O&M",0,0,0,0,0,null,0,0,0,0,0,null,0,0,0,0,0,null,0,0,0,0,0]
["Battery capital cost",0,0,0,0,0,null,0,0,0,0,0,null,0,0,0,0,0,null,0,0,0,0,0]
["Battery O&M",0,0,0,0,0,null,0,0,0,0,0,null,0,0,0,0,0,null,0,0,0,0,0]
["Diesel capital cost",2993.22,2993.22,2993.22,2993.22,2993.22,null,3492.09,3492.09,3492.09,3492.09,3492.09,null,3990.96,3990.96,3990.96,3990.96,3990.96,null,5986.4400000000014,5986.4400000000014,5986.4400000000014,5986.4400000000014,5986.4400000000014]
["Diesel O&M (kW)",938.89972109999997,938.89972109999997,938.89972109999997,938.89972109999997,938.89972109999997,null,1095.3830079500001,1095.3830079500001,1095.3830079500001,1095.3830079500001,1095.3830079500001,null,1251.8662948000001,1251.8662948000001,1251.8662948000001,1251.8662948000001,1251.8662948000001,null,1877.7994421999999,1877.7994421999999,1877.7994421999999,1877.7994421999999,1877.7994421999999]
["Diesel O&M (kWh)",2837.0172662311311,2695.166402919599,2553.3155396080369,2411.464676296484,2269.6138129849369,null,2838.0682079856738,2696.1647975864098,2554.2613871871422,2412.3579767878668,2270.4545663885879,null,2838.0682079856829,2696.1647975864062,2554.2613871871208,2412.3579767878368,2270.4545663885492,null,2839.119149740191,2697.1631922531901,2555.2072347661801,2413.2512772791752,2271.2953197921629]
["Fuel cost",54172.883221881602,51464.239060787979,48755.594899693802,46046.950738599808,43338.3065775059,null,54192.950968955091,51483.303420507713,48773.655872060262,46064.008323612688,43354.360775165012,null,54192.950968955258,51483.303420507633,48773.655872059862,46064.008323612099,43354.360775164263,null,54213.018716028098,51502.367780226843,48791.716844425428,46081.065908624128,43370.414972822691]
["REopt LCC",60942.8,58092.3,55241.8,52391.199999999997,49540.7,null,61619.3,58767.7,55916.1,53064.6,50213,null,62274.7,59423.1,56571.5,53719.9,50868.3,null,64917.3,62064.6,59212,56359.4,53506.7]
[]
["TMY_lowPVBatt_MedDiesel_32_PBD_business",100,95,90,85,80,"TMY_lowPVBatt_MedDiesel_32_PBD_nrel",100,95,90,85,80,"TMY_lowPVBatt_MedDiesel_32_PBD_average",100,95,90,85,80,"TMY_lowPVBatt_MedDiesel_32_PBD_residential",100,95,90,85,80]
["PV kW",8.6609999999999996,8.6609999999999996,8.6609999999999996,8.6609999999999996,8.6609999999999996,null,5.6890000000000001,5.6890000000000001,5.6890000000000001,5.6890000000000001,5.6890000000000001,null,4.9850000000000003,4.9850000000000003,4.9850000000000003,4.9850000000000003,4.9850000000000003,null,3.1920000000000002,3.1920000000000002,3.1920000000000002,3.1920000000000002,3.1920000000000002]
["Battery kW",0,0,0,0,0,null,0,0,0,0,0,null,0,0,0,0,0,null,0,0,0,0,0]
["Battery kWh",0,0,0,0,0,null,0,0,0,0,0,null,0,0,0,0,0,null,0,0,0,0,0]
["Generator kW",6,6,6,6,6,null,7,7,7,7,7,null,8,8,8,8,8,null,12,12,12,12,12]
["PV capital cost",12125.987999999999,12125.987999999999,12125.987999999999,12125.987999999999,12125.987999999999,null,7964.1799999999994,7964.1799999999994,7964.1799999999994,7964.1799999999994,7964.1799999999994,null,6979,6979,6979,6979,6979,null,4468.4080000000004,4468.4080000000004,4468.4080000000004,4468.4080000000004,4468.4080000000004]
["PV O&M",1518.011566834926,1518.011566834926,1518.011566834926,1518.011566834926,1518.011566834926,null,997.00885077202634,997.00885077202634,997.00885077202634,997.00885077202634,997.00885077202634,null,873.67748714091999,873.67748714091999,873.67748714091999,873.67748714091999,873.67748714091999,null,559.3849366614678,559.3849366614678,559.3849366614678,559.3849366614678,559.3849366614678]
["Battery capital cost",8.7318736640000009E-10,0,0,0,0,null,6.5878706639999999E-10,0,0,0,0,null,0,0,0,0,0,null,0,0,0,0,0]
["Battery O&M",2.4154009038389118E-10,0,0,0,0,null,1.822329246677412E-10,0,0,0,0,null,0,0,0,0,0,null,0,0,0,0,0]
["Diesel capital cost",2993.22,2993.22,2993.22,2993.22,2993.22,null,3492.09,3492.09,3492.09,3492.09,3492.09,null,3990.96,3990.96,3990.96,3990.96,3990.96,null,5986.4400000000014,5986.4400000000014,5986.4400000000014,5986.4400000000014,5986.4400000000014]
["Diesel O&M (kW)",938.89972109999997,938.89972109999997,938.89972109999997,938.89972109999997,938.89972109999997,null,1095.3830079500001,1095.3830079500001,1095.3830079500001,1095.3830079500001,1095.3830079500001,null,1251.8662948000001,1251.8662948000001,1251.8662948000001,1251.8662948000001,1251.8662948000001,null,1877.7994421999999,1877.7994421999999,1877.7994421999999,1877.7994421999999,1877.7994421999999]
["Diesel O&M (kWh)",1478.6965091288021,1336.8456458172541,1194.994782505705,1053.143919194137,911.29306162675789,null,1953.7319430806799,1811.8285326814059,1669.9251222821199,1528.0217118828341,1386.118301483541,null,2059.4223155837321,1917.5189051844379,1775.6154947851439,1633.712084385847,1491.8086739865521,null,2358.956210481253,2217.0002529942358,2075.044295507219,1933.0883380202031,1791.1323805331899]
["Fuel cost",25098.426596169549,22690.74289741939,20283.059198669231,17875.375499918729,15467.69189866635,null,33161.367095464542,30752.791496844478,28344.215898224211,25935.64029960394,23527.06470098357,null,34955.286293767458,32546.710695147049,30138.135096526661,27729.559497906201,25320.983899285791,null,40039.378551873509,37629.911053383257,35220.443554892991,32810.976056402753,30401.508557912541]
["REopt LCC",44154,41604.5,39054.9,36505.300000000003,33955.800000000003,null,48664.6,46114.1,43563.6,41013,38462.5,null,50111,47560.5,45010,42459.5,39909,null,55291.3,52739.8,50188.4,47636.9,45085.4]
[]
["TMY_lowPVBatt_MedDiesel_32_PB_business",100,95,90,85,80,"TMY_lowPVBatt_MedDiesel_32_PB_nrel",100,95,90,85,80,"TMY_lowPVBatt_MedDiesel_32_PB_average",100,95,90,85,80,"TMY_lowPVBatt_MedDiesel_32_PB_residential",100,95,90,85,80]
["PV kW",25.024999999999999,19.129000000000001,17.914999999999999,16.792999999999999,15.680999999999999,null,25.52,19.98,18.73,17.597999999999999,16.469000000000001,null,25.71,20.231999999999999,18.879000000000001,17.765999999999998,16.64,null,25.93,20.998000000000001,19.443000000000001,18.227,17.081]
["Battery kW",5.2220000000000004,4.49,3.375,2.8220000000000001,2.3959999999999999,null,6.915,5.2549999999999999,4.7519999999999998,4.3559999999999999,3.96,null,6.9390000000000001,5.93,5.1029999999999998,4.5579999999999998,4.16,null,10.62,9.3010000000000002,7.6580000000000004,6.5750000000000002,5.6619999999999999]
["Battery kWh",36.819000000000003,30.513999999999999,27.06,23.45,19.795999999999999,null,54.398000000000003,45.76,42.189,38.25,34.335000000000001,null,56.481999999999999,47.512,44.198,40.372,36.472000000000001,null,64.989000000000004,54.47,51.244999999999997,47.506999999999998,43.686999999999998]
["Generator kW",0,0,0,0,0,null,0,0,0,0,0,null,0,0,0,0,0,null,0,0,0,0,0]
["PV capital cost",35034.86,26781.02,25081.279999999999,23510.34,21953.82,null,35727.72,27972.14,26221.72,24637.06,23056.32,null,35993.72,28324.66,26430.04,24871.98,23295.72,null,36302.42,29397.48,27220.34,25517.66,23914.1]
["PV O&M",4385.8960377036719,3352.625627836469,3139.8409062441342,2943.1802225288229,2748.3247300106141,null,4472.6328458051848,3501.7379259426871,3282.6087459683049,3084.2305016965288,2886.3429890123139,null,4505.9324892468658,3545.8687165669771,3308.6876246215788,3113.6393446939701,2916.3126681098261,null,4544.5776017673415,3680.1714364057102,3407.622617899623,3194.4698476166168,2993.7255760476669]
["Battery capital cost",20132.329744420891,16793.324729822041,14488.55269478527,12487.443783952551,10551.21313109014,null,29213.185858086941,24200.704217407649,22250.340527535889,20204.96347763349,18169.851090868659,null,30172.087109498851,25442.324201124,23393.44108808579,21299.718186201779,19270.014590481362,null,36468.185691416002,30831.27646831116,28280.164495281781,25869.107634534059,23533.122641664551]
["Battery O&M",4609.1964361723294,3819.994886604512,3387.537675065852,2935.6264613059998,2478.2445918378721,null,6809.9648637677801,5728.4775716900604,5281.4736738058245,4788.3635402841037,4298.245367206956,null,7070.7411316375683,5947.842102527864,5533.0111684199874,5054.0346053665598,4565.769194405716,null,8135.7413446127721,6818.8781517867556,6415.1512717137557,5947.2537253693081,5469.0533194186564]
["Diesel capital cost",0,0,0,0,0,null,0,0,0,0,0,null,0,0,0,0,0,null,0,0,0,0,0]
["Diesel O&M (kW)",0,0,0,0,0,null,0,0,0,0,0,null,0,0,0,0,0,null,0,0,0,0,0]
["Diesel O&M (kWh)",0,0,0,0,0,null,0,0,0,0,0,null,0,0,0,0,0,null,0,0,0,0,0]
["Fuel cost",0,0,0,0,0,null,0,0,0,0,0,null,0,0,0,0,0,null,0,0,0,0,0]
["REopt LCC",64163.3,50747.7,46098,41877.199999999997,37732.300000000003,null,76224.5,61403.8,57037,52715.3,48411.5,null,77743.5,63261.5,58666,54340.1,50048.5,null,85451.9,70728.600000000006,65324,60529.2,55910.6]
[]
["TMY_lowPVBatt_MedDiesel_32_D_business",100,95,90,85,80,"TMY_lowPVBatt_MedDiesel_32_D_nrel",100,95,90,85,80,"TMY_lowPVBatt_MedDiesel_32_D_average",100,95,90,85,80,"TMY_lowPVBatt_MedDiesel_32_D_residential",100,95,90,85,80]
["PV kW",0,0,0,0,0,null,0,0,0,0,0,null,0,0,0,0,0,null,0,0,0,0,0]
["Battery kW",0,0,0,0,0,null,0,0,0,0,0,null,0,0,0,0,0,null,0,0,0,0,0]
["Battery kWh",0,0,0,0,0,null,0,0,0,0,0,null,0,0,0,0,0,null,0,0,0,0,0]
["Generator kW",6,6,6,6,6,null,7,7,7,7,7,null,8,8,8,8,8,null,12,12,12,12,12]
["PV capital cost",0,0,0,0,0,null,0,0,0,0,0,null,0,0,0,0,0,null,0,0,0,0,0]
["PV O&M",0,0,0,0,0,null,0,0,0,0,0,null,0,0,0,0,0,null,0,0,0,0,0]
["Battery capital cost",0,0,0,0,0,null,0,0,0,0,0,null,0,0,0,0,0,null,0,0,0,0,0]
["Battery O&M",0,0,0,0,0,null,0,0,0,0,0,null,0,0,0,0,0,null,0,0,0,0,0]
["Diesel capital cost",2993.22,2993.22,2993.22,2993.22,2993.22,null,3492.09,3492.09,3492.09,3492.09,3492.09,null,3990.96,3990.96,3990.96,3990.96,3990.96,null,5986.4400000000014,5986.4400000000014,5986.4400000000014,5986.4400000000014,5986.4400000000014]
["Diesel O&M (kW)",938.89972109999997,938.89972109999997,938.89972109999997,938.89972109999997,938.89972109999997,null,1095.3830079500001,1095.3830079500001,1095.3830079500001,1095.3830079500001,1095.3830079500001,null,1251.8662948000001,1251.8662948000001,1251.8662948000001,1251.8662948000001,1251.8662948000001,null,1877.7994421999999,1877.7994421999999,1877.7994421999999,1877.7994421999999,1877.7994421999999]
["Diesel O&M (kWh)",2837.0172662311311,2695.166402919599,2553.3155396080379,2411.4646762964858,2269.613812984936,null,2838.0682079856738,2696.164797586418,2554.2613871871408,2412.3579767878659,2270.4545663885879,null,2838.0682079856829,2696.1647975864062,2554.2613871871208,2412.3579767878368,2270.4545663885492,null,2839.119149740191,2697.163192253191,2555.2072347661801,2413.2512772791752,2271.2953197921629]
["Fuel cost",48153.673975005862,45745.99027625598,43338.306577505617,40930.622878755406,38522.939180005233,null,48171.511972404529,45762.93637378476,43354.360775164663,40945.785176544581,38537.209577924463,null,48171.511972404667,45762.936373784578,43354.360775164321,40945.785176544101,38537.209577923793,null,48189.349969802759,45779.882471312769,43370.414972822597,40960.947474332548,38551.479975842383]
["REopt LCC",54923.6,52374,49824.5,47274.9,44725.3,null,55597.9,53047.4,50496.800000000003,47946.3,45395.8,null,56253.2,53702.7,51152.2,48601.7,46051.199999999997,null,58893.599999999999,56342.1,53790.7,51239.199999999997,48687.8]
[]
["TMY_lowPVBatt_LowDiesel_44_PBD_business",100,95,90,85,80,"TMY_lowPVBatt_LowDiesel_44_PBD_nrel",100,95,90,85,80,"TMY_lowPVBatt_LowDiesel_44_PBD_average",100,95,90,85,80,"TMY_lowPVBatt_LowDiesel_44_PBD_residential",100,95,90,85,80]
["PV kW",8.9090000000000007,8.9380000000000006,8.9380000000000006,8.9380000000000006,8.9380000000000006,null,5.83,5.83,5.83,5.83,5.83,null,5.1280000000000001,5.1280000000000001,5.1280000000000001,5.1280000000000001,5.1280000000000001,null,3.3780000000000001,3.3780000000000001,3.3780000000000001,3.3780000000000001,3.3780000000000001]
["Battery kW",0,3.3000000000000002E-2,3.3000000000000002E-2,3.3000000000000002E-2,3.3000000000000002E-2,null,0,0,0,0,0,null,0,0,0,0,0,null,0,0,0,0,0]
["Battery kWh",0,9.4E-2,9.4E-2,9.4E-2,9.4E-2,null,0,0,0,0,0,null,0,0,0,0,0,null,0,0,0,0,0]
["Generator kW",6,6,6,6,6,null,7,7,7,7,7,null,8,8,8,8,8,null,12,12,12,12,12]
["PV capital cost",12473.075999999999,12513.802,12513.802,12513.802,12513.802,null,8161.9440000000004,8161.9440000000004,8161.9440000000004,8161.9440000000004,8161.9440000000004,null,7178.6540000000005,7178.6540000000005,7178.6540000000005,7178.6540000000005,7178.6540000000005,null,4728.8920000000007,4728.8920000000007,4728.8920000000007,4728.8920000000007,4728.8920000000007]
["PV O&M",1561.462343687881,1566.5606943600831,1566.5606943600831,1566.5606943600831,1566.5606943600831,null,1021.766259364509,1021.766259364509,1021.766259364509,1021.766259364509,1021.766259364509,null,898.67149846311986,898.67149846311986,898.67149846311986,898.67149846311986,898.67149846311986,null,591.99405065493613,591.99405065493613,591.99405065493613,591.99405065493613,591.99405065493613]
["Battery capital cost",0,64.342849333825953,64.342849333825953,64.342849333825953,64.342849333825953,null,7.8474356559999988E-10,0,0,0,0,null,0,0,0,0,0,null,0,0,0,0,0]
["Battery O&M",0,11.756714527669979,11.756714527669979,11.756714527669979,11.756714527669979,null,2.1707486738461479E-10,0,0,0,0,null,0,0,0,0,0,null,0,0,0,0,0]
["Diesel capital cost",2244.96,2244.96,2244.96,2244.96,2244.96,null,2619.12,2619.12,2619.12,2619.12,2619.12,null,2993.28,2993.28,2993.28,2993.28,2993.28,null,4489.92,4489.92,4489.92,4489.92,4489.92]
["Diesel O&M (kW)",938.89972109999997,938.89972109999997,938.89972109999997,938.89972109999997,938.89972109999997,null,1095.3830079500001,1095.3830079500001,1095.3830079500001,1095.3830079500001,1095.3830079500001,null,1251.8662948000001,1251.8662948000001,1251.8662948000001,1251.8662948000001,1251.8662948000001,null,1877.7994421999999,1877.7994421999999,1877.7994421999999,1877.7994421999999,1877.7994421999999]
["Diesel O&M (kWh)",1457.891546541912,1309.7609932508051,1167.9101278042599,1026.0592756541239,884.20840561840339,null,1941.916630040952,1800.013219641676,1658.1098092423899,1516.206398843105,1374.302988443819,null,2047.5291997230099,1905.625789323713,1763.722378924419,1621.818968525125,1479.915558125829,null,2343.3456254717189,2201.3896679847071,2059.4337104976962,1917.477753010683,1775.521795523671]
["Fuel cost",27219.826458086362,24454.128307707291,21805.67619922027,19157.224338986271,16508.772144816219,null,36256.903876811797,33607.470718329692,30958.037559847398,28308.604401365119,25659.171242882829,null,38228.762363375521,35579.329204893002,32929.896046410562,30280.462887928119,27631.02972944565,null,43751.856170614214,41101.441922274993,38451.027673935809,35800.613425596603,33150.199177257397]
["REopt LCC",45896.9,43105,40314.699999999997,37524.300000000003,34734,null,51097.9,48306.5,45515.1,42723.7,39932.400000000001,null,52599.6,49808.2,47016.9,44225.5,41434.1,null,57784.7,54992.3,52199.9,49407.5,46615.1]
[]
["TMY_lowPVBatt_LowDiesel_44_PB_business",100,95,90,85,80,"TMY_lowPVBatt_LowDiesel_44_PB_nrel",100,95,90,85,80,"TMY_lowPVBatt_LowDiesel_44_PB_average",100,95,90,85,80,"TMY_lowPVBatt_LowDiesel_44_PB_residential",100,95,90,85,80]
["PV kW",25.024999999999999,19.129000000000001,17.914999999999999,16.792999999999999,15.680999999999999,null,25.52,19.98,18.73,17.597999999999999,16.469000000000001,null,25.71,20.231999999999999,18.879000000000001,17.765999999999998,16.64,null,25.93,20.998000000000001,19.443000000000001,18.227,17.081]
["Battery kW",5.2220000000000004,4.49,3.375,2.8220000000000001,2.3959999999999999,null,6.915,5.2549999999999999,4.7519999999999998,4.3559999999999999,3.96,null,6.9390000000000001,5.93,5.1029999999999998,4.5579999999999998,4.16,null,10.62,9.3010000000000002,7.6580000000000004,6.5750000000000002,5.6619999999999999]
["Battery kWh",36.819000000000003,30.513999999999999,27.06,23.45,19.795999999999999,null,54.398000000000003,45.76,42.189,38.25,34.335000000000001,null,56.481999999999999,47.512,44.198,40.372,36.472000000000001,null,64.989000000000004,54.47,51.244999999999997,47.506999999999998,43.686999999999998]
["Generator kW",0,0,0,0,0,null,0,0,0,0,0,null,0,0,0,0,0,null,0,0,0,0,0]
["PV capital cost",35034.86,26781.02,25081.279999999999,23510.34,21953.82,null,35727.72,27972.14,26221.72,24637.06,23056.32,null,35993.72,28324.66,26430.04,24871.98,23295.72,null,36302.42,29397.48,27220.34,25517.66,23914.1]
["PV O&M",4385.8960377036719,3352.625627836469,3139.8409062441342,2943.1802225288229,2748.3247300106141,null,4472.6328458051848,3501.7379259426871,3282.6087459683049,3084.2305016965288,2886.3429890123139,null,4505.9324892468658,3545.8687165669771,3308.6876246215788,3113.6393446939701,2916.3126681098261,null,4544.5776017673415,3680.1714364057102,3407.622617899623,3194.4698476166168,2993.7255760476669]
["Battery capital cost",20132.329744420891,16793.324729822041,14488.55269478527,12487.443783952551,10551.21313109014,null,29213.185858086941,24200.704217407649,22250.340527535889,20204.96347763349,18169.851090868659,null,30172.087109498851,25442.324201124,23393.44108808579,21299.718186201779,19270.014590481362,null,36468.185691416002,30831.27646831116,28280.164495281781,25869.107634534059,23533.122641664551]
["Battery O&M",4609.1964361723294,3819.994886604512,3387.537675065852,2935.6264613059998,2478.2445918378721,null,6809.9648637677801,5728.4775716900604,5281.4736738058245,4788.3635402841037,4298.245367206956,null,7070.7411316375683,5947.842102527864,5533.0111684199874,5054.0346053665598,4565.769194405716,null,8135.7413446127721,6818.8781517867556,6415.1512717137557,5947.2537253693081,5469.0533194186564]
["Diesel capital cost",0,0,0,0,0,null,0,0,0,0,0,null,0,0,0,0,0,null,0,0,0,0,0]
["Diesel O&M (kW)",0,0,0,0,0,null,0,0,0,0,0,null,0,0,0,0,0,null,0,0,0,0,0]
["Diesel O&M (kWh)",0,0,0,0,0,null,0,0,0,0,0,null,0,0,0,0,0,null,0,0,0,0,0]
["Fuel cost",0,0,0,0,0,null,0,0,0,0,0,null,0,0,0,0,0,null,0,0,0,0,0]
["REopt LCC",64163.3,50747.7,46098,41877.199999999997,37732.300000000003,null,76224.5,61403.8,57037,52715.3,48411.5,null,77743.5,63261.5,58666,54340.1,50048.5,null,85451.9,70728.600000000006,65324,60529.2,55910.6]
[]
["TMY_lowPVBatt_LowDiesel_44_D_business",100,95,90,85,80,"TMY_lowPVBatt_LowDiesel_44_D_nrel",100,95,90,85,80,"TMY_lowPVBatt_LowDiesel_44_D_average",100,95,90,85,80,"TMY_lowPVBatt_LowDiesel_44_D_residential",100,95,90,85,80]
["PV kW",0,0,0,0,0,null,0,0,0,0,0,null,0,0,0,0,0,null,0,0,0,0,0]
["Battery kW",0,0,0,0,0,null,0,0,0,0,0,null,0,0,0,0,0,null,0,0,0,0,0]
["Battery kWh",0,0,0,0,0,null,0,0,0,0,0,null,0,0,0,0,0,null,0,0,0,0,0]
["Generator kW",6,6,6,6,6,null,7,7,7,7,7,null,8,8,8,8,8,null,12,12,12,12,12]
["PV capital cost",0,0,0,0,0,null,0,0,0,0,0,null,0,0,0,0,0,null,0,0,0,0,0]
["PV O&M",0,0,0,0,0,null,0,0,0,0,0,null,0,0,0,0,0,null,0,0,0,0,0]
["Battery capital cost",0,0,0,0,0,null,0,0,0,0,0,null,0,0,0,0,0,null,0,0,0,0,0]
["Battery O&M",0,0,0,0,0,null,0,0,0,0,0,null,0,0,0,0,0,null,0,0,0,0,0]
["Diesel capital cost",2244.96,2244.96,2244.96,2244.96,2244.96,null,2619.12,2619.12,2619.12,2619.12,2619.12,null,2993.28,2993.28,2993.28,2993.28,2993.28,null,4489.92,4489.92,4489.92,4489.92,4489.92]
["Diesel O&M (kW)",938.89972109999997,938.89972109999997,938.89972109999997,938.89972109999997,938.89972109999997,null,1095.3830079500001,1095.3830079500001,1095.3830079500001,1095.3830079500001,1095.3830079500001,null,1251.8662948000001,1251.8662948000001,1251.8662948000001,1251.8662948000001,1251.8662948000001,null,1877.7994421999999,1877.7994421999999,1877.7994421999999,1877.7994421999999,1877.7994421999999]
["Diesel O&M (kWh)",2837.0172662311311,2695.166402919594,2553.3155396080292,2411.464676296484,2269.6138129849351,null,2838.0682079856738,2696.164797586418,2554.2613871871408,2412.3579767878659,2270.4545663885879,null,2838.0682079856829,2696.1647975864062,2554.2613871871208,2412.3579767878368,2270.4545663885478,null,2839.119149740191,2697.1631922531901,2555.2072347661801,2413.2512772791752,2271.2953197921629]
["Fuel cost",52969.041372506457,50320.58930388149,47672.137235256021,45023.685166630923,42375.23309800573,null,52988.663169644977,50339.230011163243,47689.796852681131,45040.363694199048,42390.930535716892,null,52988.663169645137,50339.230011163017,47689.796852680753,45040.363694198502,42390.930535716157,null,53008.284966783038,50357.870718444028,47707.456470104888,45057.042221765798,42406.627973426621]
["REopt LCC",58990.7,56200.4,53410,50619.7,47829.4,null,59542,56750.7,53959.3,51167.9,48376.6,null,60072.7,57281.3,54490,51698.6,48907.199999999997,null,62216,59423.6,56631.199999999997,53838.8,51046.400000000001]
[]
["TMY_lowPVBatt_LowDiesel_36_PBD_business",100,95,90,85,80,"TMY_lowPVBatt_LowDiesel_36_PBD_nrel",100,95,90,85,80,"TMY_lowPVBatt_LowDiesel_36_PBD_average",100,95,90,85,80,"TMY_lowPVBatt_LowDiesel_36_PBD_residential",100,95,90,85,80]
["PV kW",8.4410000000000007,8.4410000000000007,8.4410000000000007,8.4410000000000007,8.4410000000000007,null,5.5010000000000003,5.5010000000000003,5.5010000000000003,5.5010000000000003,5.5010000000000003,null,4.8440000000000003,4.8440000000000003,4.8440000000000003,4.8440000000000003,4.8440000000000003,null,2.9710000000000001,2.9710000000000001,2.9710000000000001,2.9710000000000001,2.9710000000000001]
["Battery kW",0,0,0,0,0,null,0,0,0,0,0,null,0,0,0,0,0,null,0,0,0,0,0]
["Battery kWh",0,0,0,0,0,null,0,0,0,0,0,null,0,0,0,0,0,null,0,0,0,0,0]
["Generator kW",6,6,6,6,6,null,7,7,7,7,7,null,8,8,8,8,8,null,12,12,12,12,12]
["PV capital cost",11816.784,11816.784,11816.784,11816.784,11816.784,null,7701.6660000000002,7701.6660000000002,7701.6660000000002,7701.6660000000002,7701.6660000000002,null,6782.1179999999986,6782.1179999999986,6782.1179999999986,6782.1179999999986,6782.1179999999986,null,4159.4980000000014,4159.4980000000014,4159.4980000000014,4159.4980000000014,4159.4980000000014]
["PV O&M",1479.3033602531921,1479.3033602531921,1479.3033602531921,1479.3033602531921,1479.3033602531921,null,964.1456079207137,964.1456079207137,964.1456079207137,964.1456079207137,964.1456079207137,null,849.03049315563862,849.03049315563862,849.03049315563862,849.03049315563862,849.03049315563862,null,520.713534948801,520.713534948801,520.713534948801,520.713534948801,520.713534948801]
["Battery capital cost",0,0,0,0,0,null,0,0,0,0,0,null,0,0,0,0,0,null,0,0,0,0,0]
["Battery O&M",0,0,0,0,0,null,0,0,0,0,0,null,0,0,0,0,0,null,0,0,0,0,0]
["Diesel capital cost",2244.96,2244.96,2244.96,2244.96,2244.96,null,2619.12,2619.12,2619.12,2619.12,2619.12,null,2993.28,2993.28,2993.28,2993.28,2993.28,null,4489.92,4489.92,4489.92,4489.92,4489.92]
["Diesel O&M (kW)",938.89972109999997,938.89972109999997,938.89972109999997,938.89972109999997,938.89972109999997,null,1095.3830079500001,1095.3830079500001,1095.3830079500001,1095.3830079500001,1095.3830079500001,null,1251.8662948000001,1251.8662948000001,1251.8662948000001,1251.8662948000001,1251.8662948000001,null,1877.7994421999999,1877.7994421999999,1877.7994421999999,1877.7994421999999,1877.7994421999999]
["Diesel O&M (kWh)",1499.116476280878,1357.2656129693239,1215.4147500896729,1073.5638863462141,931.71302266033967,null,1970.9609566347499,1829.057546235468,1687.1541358361831,1545.2507254368959,1403.347315037601,null,2072.4084638812119,1930.5050534819179,1788.6016430826251,1646.6982326833279,1504.79482228403,null,2379.2906415010698,2237.3346840140548,2095.3787265270421,1953.422769040026,1811.4668115530119]
["Fuel cost",22900.51957659009,20733.604247714869,18566.6889254374,16399.773589964389,14232.85825537104,null,30108.420984129069,27940.702945370889,25772.98490661267,23605.266867854421,21437.548829096031,null,31658.13420685173,29490.416168093361,27322.698129335022,25154.980090576621,22987.26205181819,null,36346.069685838112,34177.548937196887,32009.028188555709,29840.507439914491,27671.986691273301]
["REopt LCC",40880.400000000001,38571.599999999999,36262.800000000003,33954,31645.200000000001,null,44460.5,42150.9,39841.199999999997,37531.5,35221.9,null,45607.7,43298,40988.400000000001,38678.699999999997,36369,null,49774.2,47463.7,45153.2,42842.7,40532.199999999997]
[]
["TMY_lowPVBatt_LowDiesel_36_PB_business",100,95,90,85,80,"TMY_lowPVBatt_LowDiesel_36_PB_nrel",100,95,90,85,80,"TMY_lowPVBatt_LowDiesel_36_PB_average",100,95,90,85,80,"TMY_lowPVBatt_LowDiesel_36_PB_residential",100,95,90,85,80]
["PV kW",25.024999999999999,19.129000000000001,17.914999999999999,16.792999999999999,15.680999999999999,null,25.52,19.98,18.73,17.597999999999999,16.469000000000001,null,25.71,20.231999999999999,18.879000000000001,17.765999999999998,16.64,null,25.93,20.998000000000001,19.443000000000001,18.227,17.081]
["Battery kW",5.2220000000000004,4.49,3.375,2.8220000000000001,2.3959999999999999,null,6.915,5.2549999999999999,4.7519999999999998,4.3559999999999999,3.96,null,6.9390000000000001,5.93,5.1029999999999998,4.5579999999999998,4.16,null,10.62,9.3010000000000002,7.6580000000000004,6.5750000000000002,5.6619999999999999]
["Battery kWh",36.819000000000003,30.513999999999999,27.06,23.45,19.795999999999999,null,54.398000000000003,45.76,42.189,38.25,34.335000000000001,null,56.481999999999999,47.512,44.198,40.372,36.472000000000001,null,64.989000000000004,54.47,51.244999999999997,47.506999999999998,43.686999999999998]
["Generator kW",0,0,0,0,0,null,0,0,0,0,0,null,0,0,0,0,0,null,0,0,0,0,0]
["PV capital cost",35034.86,26781.02,25081.279999999999,23510.34,21953.82,null,35727.72,27972.14,26221.72,24637.06,23056.32,null,35993.72,28324.66,26430.04,24871.98,23295.72,null,36302.42,29397.48,27220.34,25517.66,23914.1]
["PV O&M",4385.8960377036719,3352.625627836469,3139.8409062441342,2943.1802225288229,2748.3247300106141,null,4472.6328458051848,3501.7379259426871,3282.6087459683049,3084.2305016965288,2886.3429890123139,null,4505.9324892468658,3545.8687165669771,3308.6876246215788,3113.6393446939701,2916.3126681098261,null,4544.5776017673415,3680.1714364057102,3407.622617899623,3194.4698476166168,2993.7255760476669]
["Battery capital cost",20132.329744420891,16793.324729822041,14488.55269478527,12487.443783952551,10551.21313109014,null,29213.185858086941,24200.704217407649,22250.340527535889,20204.96347763349,18169.851090868659,null,30172.087109498851,25442.324201124,23393.44108808579,21299.718186201779,19270.014590481362,null,36468.185691416002,30831.27646831116,28280.164495281781,25869.107634534059,23533.122641664551]
["Battery O&M",4609.1964361723294,3819.994886604512,3387.537675065852,2935.6264613059998,2478.2445918378721,null,6809.9648637677801,5728.4775716900604,5281.4736738058245,4788.3635402841037,4298.245367206956,null,7070.7411316375683,5947.842102527864,5533.0111684199874,5054.0346053665598,4565.769194405716,null,8135.7413446127721,6818.8781517867556,6415.1512717137557,5947.2537253693081,5469.0533194186564]
["Diesel capital cost",0,0,0,0,0,null,0,0,0,0,0,null,0,0,0,0,0,null,0,0,0,0,0]
["Diesel O&M (kW)",0,0,0,0,0,null,0,0,0,0,0,null,0,0,0,0,0,null,0,0,0,0,0]
["Diesel O&M (kWh)",0,0,0,0,0,null,0,0,0,0,0,null,0,0,0,0,0,null,0,0,0,0,0]
["Fuel cost",0,0,0,0,0,null,0,0,0,0,0,null,0,0,0,0,0,null,0,0,0,0,0]
["REopt LCC",64163.3,50747.7,46098,41877.199999999997,37732.300000000003,null,76224.5,61403.8,57037,52715.3,48411.5,null,77743.5,63261.5,58666,54340.1,50048.5,null,85451.9,70728.600000000006,65324,60529.2,55910.6]
[]
["TMY_lowPVBatt_LowDiesel_36_D_business",100,95,90,85,80,"TMY_lowPVBatt_LowDiesel_36_D_nrel",100,95,90,85,80,"TMY_lowPVBatt_LowDiesel_36_D_average",100,95,90,85,80,"TMY_lowPVBatt_LowDiesel_36_D_residential",100,95,90,85,80]
["PV kW",0,0,0,0,0,null,0,0,0,0,0,null,0,0,0,0,0,null,0,0,0,0,0]
["Battery kW",0,0,0,0,0,null,0,0,0,0,0,null,0,0,0,0,0,null,0,0,0,0,0]
["Battery kWh",0,0,0,0,0,null,0,0,0,0,0,null,0,0,0,0,0,null,0,0,0,0,0]
["Generator kW",6,6,6,6,6,null,7,7,7,7,7,null,8,8,8,8,8,null,12,12,12,12,12]
["PV capital cost",0,0,0,0,0,null,0,0,0,0,0,null,0,0,0,0,0,null,0,0,0,0,0]
["PV O&M",0,0,0,0,0,null,0,0,0,0,0,null,0,0,0,0,0,null,0,0,0,0,0]
["Battery capital cost",0,0,0,0,0,null,0,0,0,0,0,null,0,0,0,0,0,null,0,0,0,0,0]
["Battery O&M",0,0,0,0,0,null,0,0,0,0,0,null,0,0,0,0,0,null,0,0,0,0,0]
["Diesel capital cost",2244.96,2244.96,2244.96,2244.96,2244.96,null,2619.12,2619.12,2619.12,2619.12,2619.12,null,2993.28,2993.28,2993.28,2993.28,2993.28,null,4489.92,4489.92,4489.92,4489.92,4489.92]
["Diesel O&M (kW)",938.89972109999997,938.89972109999997,938.89972109999997,938.89972109999997,938.89972109999997,null,1095.3830079500001,1095.3830079500001,1095.3830079500001,1095.3830079500001,1095.3830079500001,null,1251.8662948000001,1251.8662948000001,1251.8662948000001,1251.8662948000001,1251.8662948000001,null,1877.7994421999999,1877.7994421999999,1877.7994421999999,1877.7994421999999,1877.7994421999999]
["Diesel O&M (kWh)",2837.0172662311311,2695.166402919599,2553.3155396080329,2411.464676296484,2269.6138129849278,null,2838.0682079856738,2696.164797586418,2554.2613871871408,2412.3579767878659,2270.4545663885879,null,2838.0682079856829,2696.1647975864062,2554.2613871871208,2412.3579767878368,2270.4545663885492,null,2839.119149740191,2697.163192253191,2555.2072347661801,2413.2512772791752,2271.2953197921629]
["Fuel cost",43338.306577505289,41171.391248630367,39004.475919754987,36837.560590879839,34670.645262004567,null,43354.360775164059,41186.642736406291,39018.924697648203,36851.206658890122,34683.488620131997,null,43354.360775164198,41186.642736406109,39018.92469764789,36851.206658889692,34683.488620131408,null,43370.414972822473,41201.894224181488,39033.373475540349,36864.852726899277,34696.331978258131]
["REopt LCC",49360,47051.199999999997,44742.400000000001,42433.599999999999,40124.800000000003,null,49907.7,47598.1,45288.4,42978.8,40669.1,null,50438.400000000001,48128.800000000003,45819.1,43509.4,41199.800000000003,null,52578.2,50267.6,47957.1,45646.6,43336.1]
[]
["TMY_lowPVBatt_LowDiesel_32_PBD_business",100,95,90,85,80,"TMY_lowPVBatt_LowDiesel_32_PBD_nrel",100,95,90,85,80,"TMY_lowPVBatt_LowDiesel_32_PBD_average",100,95,90,85,80,"TMY_lowPVBatt_LowDiesel_32_PBD_residential",100,95,90,85,80]
["PV kW",8.17,8.17,8.17,8.17,8.17,null,5.2729999999999997,5.2729999999999997,5.2729999999999997,5.2729999999999997,5.2729999999999997,null,4.6559999999999997,4.6559999999999997,4.6559999999999997,4.6559999999999997,4.6559999999999997,null,2.766,2.766,2.766,2.766,2.766]
["Battery kW",0,0,0,0,0,null,0,0,0,0,0,null,0,0,0,0,0,null,0,0,0,0,0]
["Battery kWh",0,0,0,0,0,null,0,0,0,0,0,null,0,0,0,0,0,null,0,0,0,0,0]
["Generator kW",6,6,6,6,6,null,7,7,7,7,7,null,8,8,8,8,8,null,12,12,12,12,12]
["PV capital cost",11438.672,11438.672,11438.672,11438.672,11438.672,null,7382.8720000000003,7382.8720000000003,7382.8720000000003,7382.8720000000003,7382.8720000000003,null,6517.7979999999998,6517.7979999999998,6517.7979999999998,6517.7979999999998,6517.7979999999998,null,3872.5680000000002,3872.5680000000002,3872.5680000000002,3872.5680000000002,3872.5680000000002]
["PV O&M",1431.9687934072499,1431.9687934072499,1431.9687934072499,1431.9687934072499,1431.9687934072499,null,924.23686156226654,924.23686156226654,924.23686156226654,924.23686156226654,924.23686156226654,null,815.94116325148502,815.94116325148502,815.94116325148502,815.94116325148502,815.94116325148502,null,484.79373535210459,484.79373535210459,484.79373535210459,484.79373535210459,484.79373535210459]
["Battery capital cost",0,0,0,0,0,null,0,0,0,0,0,null,0,0,0,0,0,null,0,0,0,0,0]
["Battery O&M",0,0,0,0,0,null,0,0,0,0,0,null,0,0,0,0,0,null,0,0,0,0,0]
["Diesel capital cost",2244.96,2244.96,2244.96,2244.96,2244.96,null,2619.12,2619.12,2619.12,2619.12,2619.12,null,2993.28,2993.28,2993.28,2993.28,2993.28,null,4489.92,4489.92,4489.92,4489.92,4489.92]
["Diesel O&M (kW)",938.89972109999997,938.89972109999997,938.89972109999997,938.89972109999997,938.89972109999997,null,1095.3830079500001,1095.3830079500001,1095.3830079500001,1095.3830079500001,1095.3830079500001,null,1251.8662948000001,1251.8662948000001,1251.8662948000001,1251.8662948000001,1251.8662948000001,null,1877.7994421999999,1877.7994421999999,1877.7994421999999,1877.7994421999999,1877.7994421999999]
["Diesel O&M (kWh)",1526.7881542883781,1384.937290544935,1243.086427665284,1101.2355643537239,959.3847075637517,null,1994.2673433939431,1852.36393299466,1710.460522595379,1568.5571121960891,1426.6537017967989,null,2091.6825626934569,1949.779152294162,1807.875741894868,1665.9723314955691,1524.0689210962751,null,2400.2465510918569,2258.2905936048442,2116.3346361178342,1974.378678630821,1832.4227211438099]
["Fuel cost",20731.762160382659,18805.615195517981,16879.468242382449,14953.321283382171,13027.174412936411,null,27079.510756835651,25152.65027793948,23225.789799043341,21298.929320147068,19372.06884125081,null,28402.280488606579,26475.42000971024,24548.559530813909,22621.699051917509,20694.83857302121,null,32592.171011903371,30664.59701311123,28737.0230143191,26809.449015526949,24881.875016734819]
["REopt LCC",38313.800000000003,36245.800000000003,34177.800000000003,32109.7,30041.7,null,41096.199999999997,39027.4,36958.6,34889.800000000003,32821,null,42073.7,40004.9,37936.1,35867.300000000003,33798.5,null,45718.400000000001,43648.800000000003,41579.300000000003,39509.699999999997,37440.1]
[]
["TMY_lowPVBatt_LowDiesel_32_PB_business",100,95,90,85,80,"TMY_lowPVBatt_LowDiesel_32_PB_nrel",100,95,90,85,80,"TMY_lowPVBatt_LowDiesel_32_PB_average",100,95,90,85,80,"TMY_lowPVBatt_LowDiesel_32_PB_residential",100,95,90,85,80]
["PV kW",25.024999999999999,19.129000000000001,17.914999999999999,16.792999999999999,15.680999999999999,null,25.52,19.98,18.73,17.597999999999999,16.469000000000001,null,25.71,20.231999999999999,18.879000000000001,17.765999999999998,16.64,null,25.93,20.998000000000001,19.443000000000001,18.227,17.081]
["Battery kW",5.2220000000000004,4.49,3.375,2.8220000000000001,2.3959999999999999,null,6.915,5.2549999999999999,4.7519999999999998,4.3559999999999999,3.96,null,6.9390000000000001,5.93,5.1029999999999998,4.5579999999999998,4.16,null,10.62,9.3010000000000002,7.6580000000000004,6.5750000000000002,5.6619999999999999]
["Battery kWh",36.819000000000003,30.513999999999999,27.06,23.45,19.795999999999999,null,54.398000000000003,45.76,42.189,38.25,34.335000000000001,null,56.481999999999999,47.512,44.198,40.372,36.472000000000001,null,64.989000000000004,54.47,51.244999999999997,47.506999999999998,43.686999999999998]
["Generator kW",0,0,0,0,0,null,0,0,0,0,0,null,0,0,0,0,0,null,0,0,0,0,0]
["PV capital cost",35034.86,26781.02,25081.279999999999,23510.34,21953.82,null,35727.72,27972.14,26221.72,24637.06,23056.32,null,35993.72,28324.66,26430.04,24871.98,23295.72,null,36302.42,29397.48,27220.34,25517.66,23914.1]
["PV O&M",4385.8960377036719,3352.625627836469,3139.8409062441342,2943.1802225288229,2748.3247300106141,null,4472.6328458051848,3501.7379259426871,3282.6087459683049,3084.2305016965288,2886.3429890123139,null,4505.9324892468658,3545.8687165669771,3308.6876246215788,3113.6393446939701,2916.3126681098261,null,4544.5776017673415,3680.1714364057102,3407.622617899623,3194.4698476166168,2993.7255760476669]
["Battery capital cost",20132.329744420891,16793.324729822041,14488.55269478527,12487.443783952551,10551.21313109014,null,29213.185858086941,24200.704217407649,22250.340527535889,20204.96347763349,18169.851090868659,null,30172.087109498851,25442.324201124,23393.44108808579,21299.718186201779,19270.014590481362,null,36468.185691416002,30831.27646831116,28280.164495281781,25869.107634534059,23533.122641664551]
["Battery O&M",4609.1964361723294,3819.994886604512,3387.537675065852,2935.6264613059998,2478.2445918378721,null,6809.9648637677801,5728.4775716900604,5281.4736738058245,4788.3635402841037,4298.245367206956,null,7070.7411316375683,5947.842102527864,5533.0111684199874,5054.0346053665598,4565.769194405716,null,8135.7413446127721,6818.8781517867556,6415.1512717137557,5947.2537253693081,5469.0533194186564]
["Diesel capital cost",0,0,0,0,0,null,0,0,0,0,0,null,0,0,0,0,0,null,0,0,0,0,0]
["Diesel O&M (kW)",0,0,0,0,0,null,0,0,0,0,0,null,0,0,0,0,0,null,0,0,0,0,0]
["Diesel O&M (kWh)",0,0,0,0,0,null,0,0,0,0,0,null,0,0,0,0,0,null,0,0,0,0,0]
["Fuel cost",0,0,0,0,0,null,0,0,0,0,0,null,0,0,0,0,0,null,0,0,0,0,0]
["REopt LCC",64163.3,50747.7,46098,41877.199999999997,37732.300000000003,null,76224.5,61403.8,57037,52715.3,48411.5,null,77743.5,63261.5,58666,54340.1,50048.5,null,85451.9,70728.600000000006,65324,60529.2,55910.6]
[]
["TMY_lowPVBatt_LowDiesel_32_D_business",100,95,90,85,80,"TMY_lowPVBatt_LowDiesel_32_D_nrel",100,95,90,85,80,"TMY_lowPVBatt_LowDiesel_32_D_average",100,95,90,85,80,"TMY_lowPVBatt_LowDiesel_32_D_residential",100,95,90,85,80]
["PV kW",0,0,0,0,0,null,0,0,0,0,0,null,0,0,0,0,0,null,0,0,0,0,0]
["Battery kW",0,0,0,0,0,null,0,0,0,0,0,null,0,0,0,0,0,null,0,0,0,0,0]
["Battery kWh",0,0,0,0,0,null,0,0,0,0,0,null,0,0,0,0,0,null,0,0,0,0,0]
["Generator kW",6,6,6,6,6,null,7,7,7,7,7,null,8,8,8,8,8,null,12,12,12,12,12]
["PV capital cost",0,0,0,0,0,null,0,0,0,0,0,null,0,0,0,0,0,null,0,0,0,0,0]
["PV O&M",0,0,0,0,0,null,0,0,0,0,0,null,0,0,0,0,0,null,0,0,0,0,0]
["Battery capital cost",0,0,0,0,0,null,0,0,0,0,0,null,0,0,0,0,0,null,0,0,0,0,0]
["Battery O&M",0,0,0,0,0,null,0,0,0,0,0,null,0,0,0,0,0,null,0,0,0,0,0]
["Diesel capital cost",2244.96,2244.96,2244.96,2244.96,2244.96,null,2619.12,2619.12,2619.12,2619.12,2619.12,null,2993.28,2993.28,2993.28,2993.28,2993.28,null,4489.92,4489.92,4489.92,4489.92,4489.92]
["Diesel O&M (kW)",938.89972109999997,938.89972109999997,938.89972109999997,938.89972109999997,938.89972109999997,null,1095.3830079500001,1095.3830079500001,1095.3830079500001,1095.3830079500001,1095.3830079500001,null,1251.8662948000001,1251.8662948000001,1251.8662948000001,1251.8662948000001,1251.8662948000001,null,1877.7994421999999,1877.7994421999999,1877.7994421999999,1877.7994421999999,1877.7994421999999]
["Diesel O&M (kWh)",2837.0172662311311,2695.1664029195881,2553.315539608036,2411.4646762964849,2269.613812984926,null,2838.0682079856738,2696.164797586418,2554.2613871871399,2412.3579767878709,2270.4545663885879,null,2838.0682079856829,2696.1647975864062,2554.2613871871222,2412.3579767878368,2270.4545663885492,null,2839.119149740191,2697.1631922531901,2555.2072347661801,2413.2512772791752,2271.2953197921629]
["Fuel cost",38522.939180004709,36596.792221004638,34670.64526200448,32744.498303004319,30818.351344004051,null,38537.209577923619,36610.349099027822,34683.488620131713,32756.628141235749,30829.76766233956,null,38537.209577923742,36610.349099027648,34683.488620131473,32756.62814123528,30829.76766233904,null,38551.479975842187,36623.905977050214,34696.331978258087,32768.757979466041,30841.183980673901]
["REopt LCC",44544.6,42476.6,40408.6,38340.5,36272.5,null,45090.6,43021.8,40953,38884.199999999997,36815.4,null,45621.3,43552.5,41483.699999999997,39414.9,37346.1,null,47759.199999999997,45689.7,43620.1,41550.5,39481]

{"sheet":"Lodwar_15","index":8,"n_rows":1214,"n_cols":24,"rows_kept":1214,"cut":false,"hidden":false,"merged":[]}
["TMY_highPVBatt_HighDiesel_44_PBD_business",100,95,90,85,80,"TMY_highPVBatt_HighDiesel_44_PBD_nrel",100,95,90,85,80,"TMY_highPVBatt_HighDiesel_44_PBD_average",100,95,90,85,80,"TMY_highPVBatt_HighDiesel_44_PBD_residential",100,95,90,85,80]
["PV kW",8.282,8.282,8.282,8.282,8.282,null,5.274,5.274,5.274,5.274,5.274,null,4.7140000000000004,4.7140000000000004,4.7140000000000004,4.7140000000000004,4.7140000000000004,null,3.2149999999999999,3.2149999999999999,3.2149999999999999,3.2149999999999999,3.2149999999999999]
["Battery kW",0,0,0,0,0,null,0,0,0,0,0,null,0,0,0,0,0,null,0,0,0,0,0]
["Battery kWh",0,0,0,0,0,null,0,0,0,0,0,null,0,0,0,0,0,null,0,0,0,0,0]
["Generator kW",6,6,6,6,6,null,7,7,7,7,7,null,8,8,8,8,8,null,12,12,12,12,12]
["PV capital cost",18219.740000000002,18219.740000000002,18219.740000000002,18219.740000000002,18219.740000000002,null,11602.778,11602.778,11602.778,11602.778,11602.778,null,10371.02,10371.02,10371.02,10371.02,10371.02,null,7073.1759999999986,7073.1759999999986,7073.1759999999986,7073.1759999999986,7073.1759999999986]
["PV O&M",2280.8678406019349,2280.8678406019349,2280.8678406019349,2280.8678406019349,2280.8678406019349,null,1452.512670424695,1452.512670424695,1452.512670424695,1452.512670424695,1452.512670424695,null,1298.31303806967,1298.31303806967,1298.31303806967,1298.31303806967,1298.31303806967,null,885.46706315882841,885.46706315882841,885.46706315882841,885.46706315882841,885.46706315882841]
["Battery capital cost",0,0,0,0,0,null,0,0,0,0,0,null,0,0,0,0,0,null,0,0,0,0,0]
["Battery O&M",0,0,0,0,0,null,0,0,0,0,0,null,0,0,0,0,0,null,0,0,0,0,0]
["Diesel capital cost",3741.54,3741.54,3741.54,3741.54,3741.54,null,4365.13,4365.13,4365.13,4365.13,4365.13,null,4988.72,4988.72,4988.72,4988.72,4988.72,null,7483.08,7483.08,7483.08,7483.08,7483.08]
["Diesel O&M (kW)",938.89972109999997,938.89972109999997,938.89972109999997,938.89972109999997,938.89972109999997,null,1095.3830079500001,1095.3830079500001,1095.3830079500001,1095.3830079500001,1095.3830079500001,null,1251.8662948000001,1251.8662948000001,1251.8662948000001,1251.8662948000001,1251.8662948000001,null,1877.7994421999999,1877.7994421999999,1877.7994421999999,1877.7994421999999,1877.7994421999999]
["Diesel O&M (kWh)",1342.6872852675981,1200.836421956049,1058.9855586444851,917.13469533291516,775.2838391331951,null,1898.5642019355259,1756.6607915362431,1614.7573811369559,1472.853970737666,1330.950560338367,null,1994.092258745851,1852.1888483465559,1710.2854379472619,1568.3820275479659,1426.4786171486689,null,2302.6019042128919,2160.6459467258778,2018.689989238864,1876.734031751854,1734.7780742648431]
["Fuel cost",37603.326851527643,33630.648748589883,29657.970645651691,25685.29254271333,21712.614638949581,null,53171.226850310733,49197.077112587373,45222.92737486391,41248.77763714036,37274.62789941657,null,55846.587511832193,51872.43777410849,47898.288036384838,43924.138298661113,39949.988560937367,null,64486.714786913952,60511.093414405092,56535.472041896253,52559.850669387481,48584.229296878737]
["REopt LCC",64127.4,60012.800000000003,55898.3,51783.7,47669.2,null,73586.100000000006,69470,65354,61237.9,57121.8,null,75751.199999999997,71635.100000000006,67519,63402.9,59286.8,null,84109.6,79992,75874.3,71756.7,67639.100000000006]
[]
["TMY_highPVBatt_HighDiesel_44_PB_business",100,95,90,85,80,"TMY_highPVBatt_HighDiesel_44_PB_nrel",100,95,90,85,80,"TMY_highPVBatt_HighDiesel_44_PB_average",100,95,90,85,80,"TMY_highPVBatt_HighDiesel_44_PB_residential",100,95,90,85,80]
["PV kW",20.713000000000001,16.327999999999999,15.241,14.244,13.321999999999999,null,21.872,17.079999999999998,15.993,15.032999999999999,14.071999999999999,null,21.846,17.245000000000001,16.16,15.147,14.183,null,22.34,17.911999999999999,16.7,15.585000000000001,14.637]
["Battery kW",4.76,4.2370000000000001,3.16,2.5409999999999999,2.044,null,5.71,5.0970000000000004,4.43,4.0430000000000001,3.66,null,6.78,5.85,4.9580000000000002,4.2329999999999997,3.8540000000000001,null,10.62,9.1489999999999991,7.4820000000000002,6.4939999999999998,5.5720000000000001]
["Battery kWh",47.188000000000002,27.56,24.155999999999999,20.704000000000001,17.14,null,63.972999999999999,44.143999999999998,40.801000000000002,36.942999999999998,33.097999999999999,null,66.611000000000004,46.018000000000001,42.51,39.061,35.215000000000003,null,74.42,53.423000000000002,49.831000000000003,46.244,42.414999999999999]
["Generator kW",0,0,0,0,0,null,0,0,0,0,0,null,0,0,0,0,0,null,0,0,0,0,0]
["PV capital cost",45567.94,35922.699999999997,33531.08,31337.46,29308.18,null,48118.400000000001,37576.22,35184.82,33072.160000000003,30957.52,null,48061.64,37939.660000000003,35552.879999999997,33322.959999999999,31203.48,null,49148.44,39406.18,36740.44,34285.9,32201.4]
["PV O&M",5704.4968209468716,4497.0417348211959,4197.6428880242383,3923.0309938643209,3668.9922703931461,null,6023.7803119704313,4704.0403303989651,4404.669024660494,4140.192240023277,3875.4675858596888,null,6016.6747188811469,4749.5381590171773,4450.7452155069022,4171.5890466968604,3906.2584892465902,null,6152.7275478000111,4933.1268548821863,4599.4118492121706,4292.1362596883318,4031.1847305372721]
["Battery capital cost",41918.747740839986,26418.27495944592,22419.624956011419,18992.962987151161,15644.948678942141,null,55841.611901140001,40070.437544652923,36662.439498037573,33237.394556832362,29828.418152549901,null,59252.766294519999,42483.82295991102,38652.650068398398,35087.592084709919,31682.930151965698,null,70246.089911079995,52454.385513286863,47529.170457495718,43510.961332538827,39397.204712500738]
["Battery O&M",8861.0538978254699,5175.1964847087766,4535.9559985950536,3887.7959651308802,3218.567021925222,null,12012.92148356375,8289.2827456699906,7661.5343921425319,6937.1544793194607,6215.0842598102936,null,12508.13475246073,8641.2574731159584,7982.5629847810442,7334.7972891997306,6612.6895137017218,null,13974.508336874709,10031.74918207064,9357.3562903989296,8683.6581845208366,7964.6112221136118]
["Diesel capital cost",0,0,0,0,0,null,0,0,0,0,0,null,0,0,0,0,0,null,0,0,0,0,0]
["Diesel O&M (kW)",0,0,0,0,0,null,0,0,0,0,0,null,0,0,0,0,0,null,0,0,0,0,0]
["Diesel O&M (kWh)",0,0,0,0,0,null,0,0,0,0,0,null,0,0,0,0,0,null,0,0,0,0,0]
["Fuel cost",0,0,0,0,0,null,0,0,0,0,0,null,0,0,0,0,0,null,0,0,0,0,0]
["REopt LCC",102052,72013.100000000006,64684,58141,51840.6,null,121996,90639.8,83913.4,77386.7,70876.3,null,125839,93814.1,86638.6,79916.7,73405.3,null,139522,106825,98226.3,90772.6,83594.3]
[]
["TMY_highPVBatt_HighDiesel_44_D_business",100,95,90,85,80,"TMY_highPVBatt_HighDiesel_44_D_nrel",100,95,90,85,80,"TMY_highPVBatt_HighDiesel_44_D_average",100,95,90,85,80,"TMY_highPVBatt_HighDiesel_44_D_residential",100,95,90,85,80]
["PV kW",0,0,0,0,0,null,0,0,0,0,0,null,0,0,0,0,0,null,0,0,0,0,0]
["Battery kW",0,0,0,0,0,null,0,0,0,0,0,null,0,0,0,0,0,null,0,0,0,0,0]
["Battery kWh",0,0,0,0,0,null,0,0,0,0,0,null,0,0,0,0,0,null,0,0,0,0,0]
["Generator kW",6,6,6,6,6,null,7,7,7,7,7,null,8,8,8,8,8,null,12,12,12,12,12]
["PV capital cost",0,0,0,0,0,null,0,0,0,0,0,null,0,0,0,0,0,null,0,0,0,0,0]
["PV O&M",0,0,0,0,0,null,0,0,0,0,0,null,0,0,0,0,0,null,0,0,0,0,0]
["Battery capital cost",0,0,0,0,0,null,0,0,0,0,0,null,0,0,0,0,0,null,0,0,0,0,0]
["Battery O&M",0,0,0,0,0,null,0,0,0,0,0,null,0,0,0,0,0,null,0,0,0,0,0]
["Diesel capital cost",3741.54,3741.54,3741.54,3741.54,3741.54,null,4365.13,4365.13,4365.13,4365.13,4365.13,null,4988.72,4988.72,4988.72,4988.72,4988.72,null,7483.08,7483.08,7483.08,7483.08,7483.08]
["Diesel O&M (kW)",938.89972109999997,938.89972109999997,938.89972109999997,938.89972109999997,938.89972109999997,null,1095.3830079500001,1095.3830079500001,1095.3830079500001,1095.3830079500001,1095.3830079500001,null,1251.8662948000001,1251.8662948000001,1251.8662948000001,1251.8662948000001,1251.8662948000001,null,1877.7994421999999,1877.7994421999999,1877.7994421999999,1877.7994421999999,1877.7994421999999]
["Diesel O&M (kWh)",2837.0172662311311,2695.166402919599,2553.3155396080419,2411.4646762964858,2269.6138129849369,null,2838.0682079856738,2696.1647975864089,2554.2613871871422,2412.3579767878691,2270.4545663885879,null,2838.0682079856829,2696.1647975864062,2554.2613871871208,2412.3579767878368,2270.4545663885478,null,2839.119149740191,2697.1631922531901,2555.207234766181,2413.2512772791752,2271.2953197921629]
["Fuel cost",79453.562058759693,75480.883955822384,71508.205852884392,67535.527749946414,63562.849647008647,null,79482.994754467451,75508.845016744599,71534.695279021733,67560.545541298663,63586.395803575353,null,79482.994754467712,75508.845016744526,71534.695279021122,67560.545541297761,63586.395803574247,null,79512.427450174524,75536.806077666057,71561.184705157313,67585.5633326487,63609.941960139899]
["REopt LCC",86971.8,82857.3,78742.7,74628.100000000006,70513.600000000006,null,87782.399999999994,83666.3,79550.2,75434.100000000006,71318,null,88562.5,84446.399999999994,80330.3,76214.2,72098.100000000006,null,91713.3,87595.7,83478.100000000006,79360.5,75242.899999999994]
[]
["TMY_highPVBatt_HighDiesel_36_PBD_business",100,95,90,85,80,"TMY_highPVBatt_HighDiesel_36_PBD_nrel",100,95,90,85,80,"TMY_highPVBatt_HighDiesel_36_PBD_average",100,95,90,85,80,"TMY_highPVBatt_HighDiesel_36_PBD_residential",100,95,90,85,80]
["PV kW",7.8460000000000001,7.8460000000000001,7.8460000000000001,7.8460000000000001,7.8460000000000001,null,4.9820000000000002,4.9820000000000002,4.9820000000000002,4.9820000000000002,4.9820000000000002,null,4.4589999999999996,4.4589999999999996,4.4589999999999996,4.4589999999999996,4.4589999999999996,null,2.8250000000000002,2.8250000000000002,2.8250000000000002,2.8250000000000002,2.8250000000000002]
["Battery kW",0,0,0,0,0,null,0,0,0,0,0,null,0,0,0,0,0,null,0,0,0,0,0]
["Battery kWh",0,0,0,0,0,null,0,0,0,0,0,null,0,0,0,0,0,null,0,0,0,0,0]
["Generator kW",6,6,6,6,6,null,7,7,7,7,7,null,8,8,8,8,8,null,12,12,12,12,12]
["PV capital cost",17261.441999999999,17261.441999999999,17261.441999999999,17261.441999999999,17261.441999999999,null,10959.894,10959.894,10959.894,10959.894,10959.894,null,9808.92,9808.92,9808.92,9808.92,9808.92,null,6214.6919999999991,6214.6919999999991,6214.6919999999991,6214.6919999999991,6214.6919999999991]
["PV O&M",2160.9017439445101,2160.9017439445101,2160.9017439445101,2160.9017439445101,2160.9017439445101,null,1372.0321893180751,1372.0321893180751,1372.0321893180751,1372.0321893180751,1372.0321893180751,null,1227.945633638961,1227.945633638961,1227.945633638961,1227.945633638961,1227.945633638961,null,777.99634473632,777.99634473632,777.99634473632,777.99634473632,777.99634473632]
["Battery capital cost",0,0,0,0,0,null,0,0,0,0,0,null,0,0,0,0,0,null,0,0,0,0,0]
["Battery O&M",0,0,0,0,0,null,0,0,0,0,0,null,0,0,0,0,0,null,0,0,0,0,0]
["Diesel capital cost",3741.54,3741.54,3741.54,3741.54,3741.54,null,4365.13,4365.13,4365.13,4365.13,4365.13,null,4988.72,4988.72,4988.72,4988.72,4988.72,null,7483.08,7483.08,7483.08,7483.08,7483.08]
["Diesel O&M (kW)",938.89972109999997,938.89972109999997,938.89972109999997,938.89972109999997,938.89972109999997,null,1095.3830079500001,1095.3830079500001,1095.3830079500001,1095.3830079500001,1095.3830079500001,null,1251.8662948000001,1251.8662948000001,1251.8662948000001,1251.8662948000001,1251.8662948000001,null,1877.7994421999999,1877.7994421999999,1877.7994421999999,1877.7994421999999,1877.7994421999999]
["Diesel O&M (kWh)",1383.474620980247,1241.623757668699,1099.7728943571401,957.92203104556916,816.07116749300076,null,1926.040243716843,1784.1368333175651,1642.23342291828,1500.3300125189919,1358.4266021197011,null,2018.133488968889,1876.230078569595,1734.326668170298,1592.423257771005,1450.519847371706,null,2339.5944537561818,2197.6384962691691,2055.6825387821559,1913.7265812951409,1771.7706238081309]
["Fuel cost",31700.960008197831,28450.587014885121,25200.214021572159,21949.841028258939,18699.4680294235,null,44133.317528431187,40881.740470293997,37630.163412156668,34378.586354019273,31127.00929588178,null,46243.54365075189,42991.96659261435,39740.389534476773,36488.812476339219,33237.23541820157,null,53609.505435940388,50356.724312978637,47103.943190016878,43851.162067055062,40598.380944093369]
["REopt LCC",57187.6,53795.3,50403.1,47010.8,43618.5,null,63852.3,60458.8,57065.3,53671.8,50278.3,null,65539.7,62146.2,58752.7,55359.199999999997,51965.7,null,72303.399999999994,68908.600000000006,65513.9,62119.1,58724.3]
[]
["TMY_highPVBatt_HighDiesel_36_PB_business",100,95,90,85,80,"TMY_highPVBatt_HighDiesel_36_PB_nrel",100,95,90,85,80,"TMY_highPVBatt_HighDiesel_36_PB_average",100,95,90,85,80,"TMY_highPVBatt_HighDiesel_36_PB_residential",100,95,90,85,80]
["PV kW",20.713000000000001,16.327999999999999,15.241,14.244,13.321999999999999,null,21.872,17.079999999999998,15.993,15.032999999999999,14.071999999999999,null,21.846,17.245000000000001,16.16,15.147,14.183,null,22.34,17.911999999999999,16.7,15.585000000000001,14.637]
["Battery kW",4.76,4.2370000000000001,3.16,2.5409999999999999,2.044,null,5.71,5.0970000000000004,4.43,4.0430000000000001,3.66,null,6.78,5.85,4.9580000000000002,4.2329999999999997,3.8540000000000001,null,10.62,9.1489999999999991,7.4820000000000002,6.4939999999999998,5.5720000000000001]
["Battery kWh",47.188000000000002,27.56,24.155999999999999,20.704000000000001,17.14,null,63.972999999999999,44.143999999999998,40.801000000000002,36.942999999999998,33.097999999999999,null,66.611000000000004,46.018000000000001,42.51,39.061,35.215000000000003,null,74.42,53.423000000000002,49.831000000000003,46.244,42.414999999999999]
["Generator kW",0,0,0,0,0,null,0,0,0,0,0,null,0,0,0,0,0,null,0,0,0,0,0]
["PV capital cost",45567.94,35922.699999999997,33531.08,31337.46,29308.18,null,48118.400000000001,37576.22,35184.82,33072.160000000003,30957.52,null,48061.64,37939.660000000003,35552.879999999997,33322.959999999999,31203.48,null,49148.44,39406.18,36740.44,34285.9,32201.4]
["PV O&M",5704.4968209468716,4497.0417348211959,4197.6428880242383,3923.0309938643209,3668.9922703931461,null,6023.7803119704313,4704.0403303989651,4404.669024660494,4140.192240023277,3875.4675858596888,null,6016.6747188811469,4749.5381590171773,4450.7452155069022,4171.5890466968604,3906.2584892465902,null,6152.7275478000111,4933.1268548821863,4599.4118492121706,4292.1362596883318,4031.1847305372721]
["Battery capital cost",41918.747740839986,26418.27495944592,22419.624956011419,18992.962987151161,15644.948678942141,null,55841.611901140001,40070.437544652923,36662.439498037573,33237.394556832362,29828.418152549901,null,59252.766294519999,42483.82295991102,38652.650068398398,35087.592084709919,31682.930151965698,null,70246.089911079995,52454.385513286863,47529.170457495718,43510.961332538827,39397.204712500738]
["Battery O&M",8861.0538978254699,5175.1964847087766,4535.9559985950536,3887.7959651308802,3218.567021925222,null,12012.92148356375,8289.2827456699906,7661.5343921425319,6937.1544793194607,6215.0842598102936,null,12508.13475246073,8641.2574731159584,7982.5629847810442,7334.7972891997306,6612.6895137017218,null,13974.508336874709,10031.74918207064,9357.3562903989296,8683.6581845208366,7964.6112221136118]
["Diesel capital cost",0,0,0,0,0,null,0,0,0,0,0,null,0,0,0,0,0,null,0,0,0,0,0]
["Diesel O&M (kW)",0,0,0,0,0,null,0,0,0,0,0,null,0,0,0,0,0,null,0,0,0,0,0]
["Diesel O&M (kWh)",0,0,0,0,0,null,0,0,0,0,0,null,0,0,0,0,0,null,0,0,0,0,0]
["Fuel cost",0,0,0,0,0,null,0,0,0,0,0,null,0,0,0,0,0,null,0,0,0,0,0]
["REopt LCC",102052,72013.100000000006,64684,58141,51840.6,null,121996,90639.8,83913.4,77386.7,70876.3,null,125839,93814.1,86638.6,79916.7,73405.3,null,139522,106825,98226.3,90772.6,83594.3]
[]
["TMY_highPVBatt_HighDiesel_36_D_business",100,95,90,85,80,"TMY_highPVBatt_HighDiesel_36_D_nrel",100,95,90,85,80,"TMY_highPVBatt_HighDiesel_36_D_average",100,95,90,85,80,"TMY_highPVBatt_HighDiesel_36_D_residential",100,95,90,85,80]
["PV kW",0,0,0,0,0,null,0,0,0,0,0,null,0,0,0,0,0,null,0,0,0,0,0]
["Battery kW",0,0,0,0,0,null,0,0,0,0,0,null,0,0,0,0,0,null,0,0,0,0,0]
["Battery kWh",0,0,0,0,0,null,0,0,0,0,0,null,0,0,0,0,0,null,0,0,0,0,0]
["Generator kW",6,6,6,6,6,null,7,7,7,7,7,null,8,8,8,8,8,null,12,12,12,12,12]
["PV capital cost",0,0,0,0,0,null,0,0,0,0,0,null,0,0,0,0,0,null,0,0,0,0,0]
["PV O&M",0,0,0,0,0,null,0,0,0,0,0,null,0,0,0,0,0,null,0,0,0,0,0]
["Battery capital cost",0,0,0,0,0,null,0,0,0,0,0,null,0,0,0,0,0,null,0,0,0,0,0]
["Battery O&M",0,0,0,0,0,null,0,0,0,0,0,null,0,0,0,0,0,null,0,0,0,0,0]
["Diesel capital cost",3741.54,3741.54,3741.54,3741.54,3741.54,null,4365.13,4365.13,4365.13,4365.13,4365.13,null,4988.72,4988.72,4988.72,4988.72,4988.72,null,7483.08,7483.08,7483.08,7483.08,7483.08]
["Diesel O&M (kW)",938.89972109999997,938.89972109999997,938.89972109999997,938.89972109999997,938.89972109999997,null,1095.3830079500001,1095.3830079500001,1095.3830079500001,1095.3830079500001,1095.3830079500001,null,1251.8662948000001,1251.8662948000001,1251.8662948000001,1251.8662948000001,1251.8662948000001,null,1877.7994421999999,1877.7994421999999,1877.7994421999999,1877.7994421999999,1877.7994421999999]
["Diesel O&M (kWh)",2837.0172662311311,2695.166402919599,2553.3155396080429,2411.4646762964858,2269.6138129849369,null,2838.0682079856738,2696.1647975864089,2554.2613871871422,2412.3579767878682,2270.4545663885879,null,2838.0682079856829,2696.1647975864062,2554.2613871871208,2412.3579767878368,2270.4545663885492,null,2839.119149740191,2697.1631922531901,2555.2072347661801,2413.2512772791761,2271.2953197921629]
["Fuel cost",65007.45986625793,61757.086872945598,58506.713879632713,55256.340886319798,52005.96789300708,null,65031.5411627461,61779.964104609222,58528.387046472308,55276.809988335219,52025.232930197999,null,65031.541162746304,61779.964104609149,58528.38704647182,55276.809988334513,52025.232930197111,null,65055.622459233709,61802.841336272213,58550.06021331052,55297.279090348973,52044.4979673872]
["REopt LCC",72525.7,69133.5,65741.2,62348.9,58956.7,null,73330.899999999994,69937.399999999994,66543.899999999994,63150.400000000001,59756.9,null,74111,70717.5,67324,63930.5,60537,null,77256.5,73861.7,70467,67072.2,63677.4]
[]
["TMY_highPVBatt_HighDiesel_32_PBD_business",100,95,90,85,80,"TMY_highPVBatt_HighDiesel_32_PBD_nrel",100,95,90,85,80,"TMY_highPVBatt_HighDiesel_32_PBD_average",100,95,90,85,80,"TMY_highPVBatt_HighDiesel_32_PBD_residential",100,95,90,85,80]
["PV kW",7.6369999999999996,7.6369999999999996,7.6369999999999996,7.6369999999999996,7.6369999999999996,null,4.8259999999999996,4.8259999999999996,4.8259999999999996,4.8259999999999996,4.8259999999999996,null,4.3159999999999998,4.3159999999999998,4.3159999999999998,4.3159999999999998,4.3159999999999998,null,2.5830000000000002,2.5830000000000002,2.5830000000000002,2.5830000000000002,2.5830000000000002]
["Battery kW",0,0,0,0,0,null,0,0,0,0,0,null,0,0,0,0,0,null,0,0,0,0,0]
["Battery kWh",0,0,0,0,0,null,0,0,0,0,0,null,0,0,0,0,0,null,0,0,0,0,0]
["Generator kW",6,6,6,6,6,null,7,7,7,7,7,null,8,8,8,8,8,null,12,12,12,12,12]
["PV capital cost",16800.608,16800.608,16800.608,16800.608,16800.608,null,10617.683999999999,10617.683999999999,10617.683999999999,10617.683999999999,10617.683999999999,null,9495.5079999999998,9495.5079999999998,9495.5079999999998,9495.5079999999998,9495.5079999999998,null,5683.2159999999994,5683.2159999999994,5683.2159999999994,5683.2159999999994,5683.2159999999994]
["PV O&M",2103.2114887347229,2103.2114887347229,2103.2114887347229,2103.2114887347229,2103.2114887347229,null,1329.192072843724,1329.192072843724,1329.192072843724,1329.192072843724,1329.192072843724,null,1188.7106417203761,1188.7106417203761,1188.7106417203761,1188.7106417203761,1188.7106417203761,null,711.46265564680755,711.46265564680755,711.46265564680755,711.46265564680755,711.46265564680755]
["Battery capital cost",0,0,0,0,0,null,0,0,0,0,0,null,0,0,0,0,0,null,0,0,0,0,0]
["Battery O&M",0,0,0,0,0,null,0,0,0,0,0,null,0,0,0,0,0,null,0,0,0,0,0]
["Diesel capital cost",3741.54,3741.54,3741.54,3741.54,3741.54,null,4365.13,4365.13,4365.13,4365.13,4365.13,null,4988.72,4988.72,4988.72,4988.72,4988.72,null,7483.08,7483.08,7483.08,7483.08,7483.08]
["Diesel O&M (kW)",938.89972109999997,938.89972109999997,938.89972109999997,938.89972109999997,938.89972109999997,null,1095.3830079500001,1095.3830079500001,1095.3830079500001,1095.3830079500001,1095.3830079500001,null,1251.8662948000001,1251.8662948000001,1251.8662948000001,1251.8662948000001,1251.8662948000001,null,1877.7994421999999,1877.7994421999999,1877.7994421999999,1877.7994421999999,1877.7994421999999]
["Diesel O&M (kWh)",1406.4160614793921,1264.565198023877,1122.714334856284,980.86347154471252,839.01260565172493,null,1943.093803965487,1801.1903935662051,1659.28698316692,1517.3835727676351,1375.480162368342,null,2033.688044511819,1891.784634112521,1749.8812237132261,1607.9778133139321,1466.074402914634,null,2366.0662417896938,2224.1102843026829,2082.1543268156702,1940.1983693286579,1798.242411841647]
["Fuel cost",28645.9027107689,25756.68226933639,22867.461833768299,19978.241395267651,17089.02090418867,null,39576.962742976182,36686.672024631953,33796.381306287658,30906.090587943349,28015.79986959889,null,41422.187546592562,38531.896828247998,35641.606109903492,32751.315391559001,29861.024673214451,null,48192.071482920372,45300.710484732183,42409.349486543942,39517.988488355717,36626.627490167542]
["REopt LCC",53636.9,50605.8,47574.7,44543.6,41512.5,null,58928,55895.8,52863.5,49831.3,46799.1,null,60381.3,57349,54316.800000000003,51284.6,48252.4,null,66314.399999999994,63281.1,60247.7,57214.400000000001,54181]
[]
["TMY_highPVBatt_HighDiesel_32_PB_business",100,95,90,85,80,"TMY_highPVBatt_HighDiesel_32_PB_nrel",100,95,90,85,80,"TMY_highPVBatt_HighDiesel_32_PB_average",100,95,90,85,80,"TMY_highPVBatt_HighDiesel_32_PB_residential",100,95,90,85,80]
["PV kW",20.713000000000001,16.327999999999999,15.241,14.244,13.321999999999999,null,21.872,17.079999999999998,15.993,15.032999999999999,14.071999999999999,null,21.846,17.245000000000001,16.16,15.147,14.183,null,22.34,17.911999999999999,16.7,15.585000000000001,14.637]
["Battery kW",4.76,4.2370000000000001,3.16,2.5409999999999999,2.044,null,5.71,5.0970000000000004,4.43,4.0430000000000001,3.66,null,6.78,5.85,4.9580000000000002,4.2329999999999997,3.8540000000000001,null,10.62,9.1489999999999991,7.4820000000000002,6.4939999999999998,5.5720000000000001]
["Battery kWh",47.188000000000002,27.56,24.155999999999999,20.704000000000001,17.14,null,63.972999999999999,44.143999999999998,40.801000000000002,36.942999999999998,33.097999999999999,null,66.611000000000004,46.018000000000001,42.51,39.061,35.215000000000003,null,74.42,53.423000000000002,49.831000000000003,46.244,42.414999999999999]
["Generator kW",0,0,0,0,0,null,0,0,0,0,0,null,0,0,0,0,0,null,0,0,0,0,0]
["PV capital cost",45567.94,35922.699999999997,33531.08,31337.46,29308.18,null,48118.400000000001,37576.22,35184.82,33072.160000000003,30957.52,null,48061.64,37939.660000000003,35552.879999999997,33322.959999999999,31203.48,null,49148.44,39406.18,36740.44,34285.9,32201.4]
["PV O&M",5704.4968209468716,4497.0417348211959,4197.6428880242383,3923.0309938643209,3668.9922703931461,null,6023.7803119704313,4704.0403303989651,4404.669024660494,4140.192240023277,3875.4675858596888,null,6016.6747188811469,4749.5381590171773,4450.7452155069022,4171.5890466968604,3906.2584892465902,null,6152.7275478000111,4933.1268548821863,4599.4118492121706,4292.1362596883318,4031.1847305372721]
["Battery capital cost",41918.747740839986,26418.27495944592,22419.624956011419,18992.962987151161,15644.948678942141,null,55841.611901140001,40070.437544652923,36662.439498037573,33237.394556832362,29828.418152549901,null,59252.766294519999,42483.82295991102,38652.650068398398,35087.592084709919,31682.930151965698,null,70246.089911079995,52454.385513286863,47529.170457495718,43510.961332538827,39397.204712500738]
["Battery O&M",8861.0538978254699,5175.1964847087766,4535.9559985950536,3887.7959651308802,3218.567021925222,null,12012.92148356375,8289.2827456699906,7661.5343921425319,6937.1544793194607,6215.0842598102936,null,12508.13475246073,8641.2574731159584,7982.5629847810442,7334.7972891997306,6612.6895137017218,null,13974.508336874709,10031.74918207064,9357.3562903989296,8683.6581845208366,7964.6112221136118]
["Diesel capital cost",0,0,0,0,0,null,0,0,0,0,0,null,0,0,0,0,0,null,0,0,0,0,0]
["Diesel O&M (kW)",0,0,0,0,0,null,0,0,0,0,0,null,0,0,0,0,0,null,0,0,0,0,0]
["Diesel O&M (kWh)",0,0,0,0,0,null,0,0,0,0,0,null,0,0,0,0,0,null,0,0,0,0,0]
["Fuel cost",0,0,0,0,0,null,0,0,0,0,0,null,0,0,0,0,0,null,0,0,0,0,0]
["REopt LCC",102052,72013.100000000006,64684,58141,51840.6,null,121996,90639.8,83913.4,77386.7,70876.3,null,125839,93814.1,86638.6,79916.7,73405.3,null,139522,106825,98226.3,90772.6,83594.3]
[]
["TMY_highPVBatt_HighDiesel_32_D_business",100,95,90,85,80,"TMY_highPVBatt_HighDiesel_32_D_nrel",100,95,90,85,80,"TMY_highPVBatt_HighDiesel_32_D_average",100,95,90,85,80,"TMY_highPVBatt_HighDiesel_32_D_residential",100,95,90,85,80]
["PV kW",0,0,0,0,0,null,0,0,0,0,0,null,0,0,0,0,0,null,0,0,0,0,0]
["Battery kW",0,0,0,0,0,null,0,0,0,0,0,null,0,0,0,0,0,null,0,0,0,0,0]
["Battery kWh",0,0,0,0,0,null,0,0,0,0,0,null,0,0,0,0,0,null,0,0,0,0,0]
["Generator kW",6,6,6,6,6,null,7,7,7,7,7,null,8,8,8,8,8,null,12,12,12,12,12]
["PV capital cost",0,0,0,0,0,null,0,0,0,0,0,null,0,0,0,0,0,null,0,0,0,0,0]
["PV O&M",0,0,0,0,0,null,0,0,0,0,0,null,0,0,0,0,0,null,0,0,0,0,0]
["Battery capital cost",0,0,0,0,0,null,0,0,0,0,0,null,0,0,0,0,0,null,0,0,0,0,0]
["Battery O&M",0,0,0,0,0,null,0,0,0,0,0,null,0,0,0,0,0,null,0,0,0,0,0]
["Diesel capital cost",3741.54,3741.54,3741.54,3741.54,3741.54,null,4365.13,4365.13,4365.13,4365.13,4365.13,null,4988.72,4988.72,4988.72,4988.72,4988.72,null,7483.08,7483.08,7483.08,7483.08,7483.08]
["Diesel O&M (kW)",938.89972109999997,938.89972109999997,938.89972109999997,938.89972109999997,938.89972109999997,null,1095.3830079500001,1095.3830079500001,1095.3830079500001,1095.3830079500001,1095.3830079500001,null,1251.8662948000001,1251.8662948000001,1251.8662948000001,1251.8662948000001,1251.8662948000001,null,1877.7994421999999,1877.7994421999999,1877.7994421999999,1877.7994421999999,1877.7994421999999]
["Diesel O&M (kWh)",2837.0172662311311,2695.166402919599,2553.3155396080419,2411.4646762964858,2269.613812984936,null,2838.0682079856738,2696.1647975864089,2554.2613871871422,2412.3579767878682,2270.4545663885879,null,2838.0682079856829,2696.1647975864062,2554.2613871871208,2412.3579767878368,2270.4545663885492,null,2839.119149740191,2697.1631922531901,2555.2072347661801,2413.2512772791752,2271.2953197921629]
["Fuel cost",57784.408770007038,54895.188331507183,52005.967893006833,49116.747454506462,46227.527016006286,null,57805.814366885417,54915.523648541537,52025.232930197613,49134.942211853522,46244.651493509336,null,57805.814366885606,54915.523648541479,52025.232930197177,49134.942211852896,46244.651493508543,null,57827.219963763288,54935.858965575302,52044.497967387128,49153.136969199048,46261.775971010837]
["REopt LCC",65302.7,62271.6,59240.5,56209.4,53178.2,null,66105.2,63073,60040.800000000003,57008.5,53976.3,null,66885.3,63853.1,60820.800000000003,57788.6,54756.4,null,70028.100000000006,66994.8,63961.4,60928.1,57894.7]
[]
["TMY_highPVBatt_MedDiesel_44_PBD_business",100,95,90,85,80,"TMY_highPVBatt_MedDiesel_44_PBD_nrel",100,95,90,85,80,"TMY_highPVBatt_MedDiesel_44_PBD_average",100,95,90,85,80,"TMY_highPVBatt_MedDiesel_44_PBD_residential",100,95,90,85,80]
["PV kW",7.8719999999999999,7.8719999999999999,7.8719999999999999,7.8719999999999999,7.8719999999999999,null,5.0019999999999998,5.0019999999999998,5.0019999999999998,5.0019999999999998,5.0019999999999998,null,4.4749999999999996,4.4749999999999996,4.4749999999999996,4.4749999999999996,4.4749999999999996,null,2.879,2.879,2.879,2.879,2.879]
["Battery kW",0,0,0,0,0,null,0,0,0,0,0,null,0,0,0,0,0,null,0,0,0,0,0]
["Battery kWh",0,0,0,0,0,null,0,0,0,0,0,null,0,0,0,0,0,null,0,0,0,0,0]
["Generator kW",6,6,6,6,6,null,7,7,7,7,7,null,8,8,8,8,8,null,12,12,12,12,12]
["PV capital cost",17317.52,17317.52,17317.52,17317.52,17317.52,null,11005.103999999999,11005.103999999999,11005.103999999999,11005.103999999999,11005.103999999999,null,9844.6260000000002,9844.6260000000002,9844.6260000000002,9844.6260000000002,9844.6260000000002,null,6333.1399999999994,6333.1399999999994,6333.1399999999994,6333.1399999999994,6333.1399999999994]
["PV O&M",2167.9219597524889,2167.9219597524889,2167.9219597524889,2167.9219597524889,2167.9219597524889,null,1377.691876836866,1377.691876836866,1377.691876836866,1377.691876836866,1377.691876836866,null,1232.415547431174,1232.415547431174,1232.415547431174,1232.415547431174,1232.415547431174,null,792.82445062496708,792.82445062496708,792.82445062496708,792.82445062496708,792.82445062496708]
["Battery capital cost",0,0,0,0,0,null,5.3255610484999997E-9,0,0,0,0,null,0,0,0,0,0,null,0,0,0,0,0]
["Battery O&M",0,0,0,0,0,null,1.325829685162521E-9,0,0,0,0,null,0,0,0,0,0,null,0,0,0,0,0]
["Diesel capital cost",2993.22,2993.22,2993.22,2993.22,2993.22,null,3492.09,3492.09,3492.09,3492.09,3492.09,null,3990.96,3990.96,3990.96,3990.96,3990.96,null,5986.4400000000014,5986.4400000000014,5986.4400000000014,5986.4400000000014,5986.4400000000014]
["Diesel O&M (kW)",938.89972109999997,938.89972109999997,938.89972109999997,938.89972109999997,938.89972109999997,null,1095.3830079500001,1095.3830079500001,1095.3830079500001,1095.3830079500001,1095.3830079500001,null,1251.8662948000001,1251.8662948000001,1251.8662948000001,1251.8662948000001,1251.8662948000001,null,1877.7994421999999,1877.7994421999999,1877.7994421999999,1877.7994421999999,1877.7994421999999]
["Diesel O&M (kWh)",1380.856370219627,1239.0055060442869,1097.1546435965161,955.30378028494567,813.45291999231733,null,1923.9316143744991,1782.0282039752849,1640.124793576,1498.2213831767119,1356.3179727774229,null,2016.4681424290079,1874.5647320297139,1732.6613216304179,1590.75791123112,1448.854500831821,null,2334.070450796477,2192.1144933094611,2050.1585358224452,1908.202578335432,1766.246620848417]
["Fuel cost",32226.90917070963,28916.344064768698,25605.778999146391,22295.21391336442,18984.648898039559,null,44901.389256901653,41589.59780880047,38277.806360697599,34966.014912594699,31654.223464491759,null,47061.039129908473,43749.247681805413,40437.456233702309,37125.664785599169,33813.873337495999,null,54473.352941038742,51160.335130614629,47847.317320190537,44534.299509766533,41221.281699342457]
["REopt LCC",57025.7,53573.2,50120.800000000003,46668.3,43215.9,null,63796.1,60342.400000000001,56888.7,53434.9,49981.2,null,65398,61944.2,58490.5,55036.800000000003,51583,null,71798.399999999994,68343.399999999994,64888.4,61433.3,57978.3]
[]
["TMY_highPVBatt_MedDiesel_44_PB_business",100,95,90,85,80,"TMY_highPVBatt_MedDiesel_44_PB_nrel",100,95,90,85,80,"TMY_highPVBatt_MedDiesel_44_PB_average",100,95,90,85,80,"TMY_highPVBatt_MedDiesel_44_PB_residential",100,95,90,85,80]
["PV kW",20.713000000000001,16.327999999999999,15.241,14.244,13.321999999999999,null,21.872,17.079999999999998,15.993,15.032999999999999,14.071999999999999,null,21.846,17.245000000000001,16.16,15.147,14.183,null,22.34,17.911999999999999,16.7,15.585000000000001,14.637]
["Battery kW",4.76,4.2370000000000001,3.16,2.5409999999999999,2.044,null,5.71,5.0970000000000004,4.43,4.0430000000000001,3.66,null,6.78,5.85,4.9580000000000002,4.2329999999999997,3.8540000000000001,null,10.62,9.1489999999999991,7.4820000000000002,6.4939999999999998,5.5720000000000001]
["Battery kWh",47.188000000000002,27.56,24.155999999999999,20.704000000000001,17.14,null,63.972999999999999,44.143999999999998,40.801000000000002,36.942999999999998,33.097999999999999,null,66.611000000000004,46.018000000000001,42.51,39.061,35.215000000000003,null,74.42,53.423000000000002,49.831000000000003,46.244,42.414999999999999]
["Generator kW",0,0,0,0,0,null,0,0,0,0,0,null,0,0,0,0,0,null,0,0,0,0,0]
["PV capital cost",45567.94,35922.699999999997,33531.08,31337.46,29308.18,null,48118.400000000001,37576.22,35184.82,33072.160000000003,30957.52,null,48061.64,37939.660000000003,35552.879999999997,33322.959999999999,31203.48,null,49148.44,39406.18,36740.44,34285.9,32201.4]
["PV O&M",5704.4968209468716,4497.0417348211959,4197.6428880242383,3923.0309938643209,3668.9922703931461,null,6023.7803119704313,4704.0403303989651,4404.669024660494,4140.192240023277,3875.4675858596888,null,6016.6747188811469,4749.5381590171773,4450.7452155069022,4171.5890466968604,3906.2584892465902,null,6152.7275478000111,4933.1268548821863,4599.4118492121706,4292.1362596883318,4031.1847305372721]
["Battery capital cost",41918.747740839986,26418.27495944592,22419.624956011419,18992.962987151161,15644.948678942141,null,55841.611901140001,40070.437544652923,36662.439498037573,33237.394556832362,29828.418152549901,null,59252.766294519999,42483.82295991102,38652.650068398398,35087.592084709919,31682.930151965698,null,70246.089911079995,52454.385513286863,47529.170457495718,43510.961332538827,39397.204712500738]
["Battery O&M",8861.0538978254699,5175.1964847087766,4535.9559985950536,3887.7959651308802,3218.567021925222,null,12012.92148356375,8289.2827456699906,7661.5343921425319,6937.1544793194607,6215.0842598102936,null,12508.13475246073,8641.2574731159584,7982.5629847810442,7334.7972891997306,6612.6895137017218,null,13974.508336874709,10031.74918207064,9357.3562903989296,8683.6581845208366,7964.6112221136118]
["Diesel capital cost",0,0,0,0,0,null,0,0,0,0,0,null,0,0,0,0,0,null,0,0,0,0,0]
["Diesel O&M (kW)",0,0,0,0,0,null,0,0,0,0,0,null,0,0,0,0,0,null,0,0,0,0,0]
["Diesel O&M (kWh)",0,0,0,0,0,null,0,0,0,0,0,null,0,0,0,0,0,null,0,0,0,0,0]
["Fuel cost",0,0,0,0,0,null,0,0,0,0,0,null,0,0,0,0,0,null,0,0,0,0,0]
["REopt LCC",102052,72013.100000000006,64684,58141,51840.6,null,121996,90639.8,83913.4,77386.7,70876.3,null,125839,93814.1,86638.6,79916.7,73405.3,null,139522,106825,98226.3,90772.6,83594.3]
[]
["TMY_highPVBatt_MedDiesel_44_D_business",100,95,90,85,80,"TMY_highPVBatt_MedDiesel_44_D_nrel",100,95,90,85,80,"TMY_highPVBatt_MedDiesel_44_D_average",100,95,90,85,80,"TMY_highPVBatt_MedDiesel_44_D_residential",100,95,90,85,80]
["PV kW",0,0,0,0,0,null,0,0,0,0,0,null,0,0,0,0,0,null,0,0,0,0,0]
["Battery kW",0,0,0,0,0,null,0,0,0,0,0,null,0,0,0,0,0,null,0,0,0,0,0]
["Battery kWh",0,0,0,0,0,null,0,0,0,0,0,null,0,0,0,0,0,null,0,0,0,0,0]
["Generator kW",6,6,6,6,6,null,7,7,7,7,7,null,8,8,8,8,8,null,12,12,12,12,12]
["PV capital cost",0,0,0,0,0,null,0,0,0,0,0,null,0,0,0,0,0,null,0,0,0,0,0]
["PV O&M",0,0,0,0,0,null,0,0,0,0,0,null,0,0,0,0,0,null,0,0,0,0,0]
["Battery capital cost",0,0,0,0,0,null,0,0,0,0,0,null,0,0,0,0,0,null,0,0,0,0,0]
["Battery O&M",0,0,0,0,0,null,0,0,0,0,0,null,0,0,0,0,0,null,0,0,0,0,0]
["Diesel capital cost",2993.22,2993.22,2993.22,2993.22,2993.22,null,3492.09,3492.09,3492.09,3492.09,3492.09,null,3990.96,3990.96,3990.96,3990.96,3990.96,null,5986.4400000000014,5986.4400000000014,5986.4400000000014,5986.4400000000014,5986.4400000000014]
["Diesel O&M (kW)",938.89972109999997,938.89972109999997,938.89972109999997,938.89972109999997,938.89972109999997,null,1095.3830079500001,1095.3830079500001,1095.3830079500001,1095.3830079500001,1095.3830079500001,null,1251.8662948000001,1251.8662948000001,1251.8662948000001,1251.8662948000001,1251.8662948000001,null,1877.7994421999999,1877.7994421999999,1877.7994421999999,1877.7994421999999,1877.7994421999999]
["Diesel O&M (kWh)",2837.0172662311311,2695.166402919599,2553.3155396080429,2411.4646762964858,2269.6138129849369,null,2838.0682079856738,2696.1647975864089,2554.2613871871422,2412.3579767878682,2270.4545663885879,null,2838.0682079856829,2696.1647975864062,2554.2613871871222,2412.3579767878368,2270.4545663885492,null,2839.119149740191,2697.163192253191,2555.207234766181,2413.2512772791752,2271.2953197921629]
["Fuel cost",66211.30171563309,62900.736629851999,59590.171544070348,56279.606458288697,52969.041372507207,null,66235.828962056228,62924.037513953837,59612.246065851446,56300.454617748859,52988.663169646119,null,66235.828962056432,62924.037513953786,59612.246065850974,56300.454617748117,52988.663169645217,null,66260.356208478785,62947.338398055057,59634.320587631097,56321.302777207253,53008.284966783263]
["REopt LCC",72981.2,69528.800000000003,66076.3,62623.9,59171.4,null,73662.2,70208.5,66754.7,63301,59847.3,null,74317.600000000006,70863.8,67410.100000000006,63956.4,60502.6,null,76964.600000000006,73509.600000000006,70054.600000000006,66599.600000000006,63144.6]
[]
["TMY_highPVBatt_MedDiesel_36_PBD_business",100,95,90,85,80,"TMY_highPVBatt_MedDiesel_36_PBD_nrel",100,95,90,85,80,"TMY_highPVBatt_MedDiesel_36_PBD_average",100,95,90,85,80,"TMY_highPVBatt_MedDiesel_36_PBD_residential",100,95,90,85,80]
["PV kW",7.5140000000000002,7.5140000000000002,7.5140000000000002,7.5140000000000002,7.5140000000000002,null,4.7290000000000001,4.7290000000000001,4.7290000000000001,4.7290000000000001,4.7290000000000001,null,4.2270000000000003,4.2270000000000003,4.2270000000000003,4.2270000000000003,4.2270000000000003,null,2.4830000000000001,2.4830000000000001,2.4830000000000001,2.4830000000000001,2.4830000000000001]
["Battery kW",0,0,0,0,0,null,0,0,0,0,0,null,0,0,0,0,0,null,0,0,0,0,0]
["Battery kWh",0,0,0,0,0,null,0,0,0,0,0,null,0,0,0,0,0,null,0,0,0,0,0]
["Generator kW",6,6,6,6,6,null,7,7,7,7,7,null,8,8,8,8,8,null,12,12,12,12,12]
["PV capital cost",16530.052,16530.052,16530.052,16530.052,16530.052,null,10404.526,10404.526,10404.526,10404.526,10404.526,null,9298.8719999999994,9298.8719999999994,9298.8719999999994,9298.8719999999994,9298.8719999999994,null,5463.061999999999,5463.061999999999,5463.061999999999,5463.061999999999,5463.061999999999]
["PV O&M",2069.3414950091328,2069.3414950091328,2069.3414950091328,2069.3414950091328,2069.3414950091328,null,1302.5075412770259,1302.5075412770259,1302.5075412770259,1302.5075412770259,1302.5075412770259,null,1164.0944436459461,1164.0944436459461,1164.0944436459461,1164.0944436459461,1164.0944436459461,null,683.90231842026765,683.90231842026765,683.90231842026765,683.90231842026765,683.90231842026765]
["Battery capital cost",0,0,0,0,0,null,0,0,0,0,0,null,0,0,0,0,0,null,0,0,0,0,0]
["Battery O&M",0,0,0,0,0,null,0,0,0,0,0,null,0,0,0,0,0,null,0,0,0,0,0]
["Diesel capital cost",2993.22,2993.22,2993.22,2993.22,2993.22,null,3492.09,3492.09,3492.09,3492.09,3492.09,null,3990.96,3990.96,3990.96,3990.96,3990.96,null,5986.4400000000014,5986.4400000000014,5986.4400000000014,5986.4400000000014,5986.4400000000014]
["Diesel O&M (kW)",938.89972109999997,938.89972109999997,938.89972109999997,938.89972109999997,938.89972109999997,null,1095.3830079500001,1095.3830079500001,1095.3830079500001,1095.3830079500001,1095.3830079500001,null,1251.8662948000001,1251.8662948000001,1251.8662948000001,1251.8662948000001,1251.8662948000001,null,1877.7994421999999,1877.7994421999999,1877.7994421999999,1877.7994421999999,1877.7994421999999]
["Diesel O&M (kWh)",1421.1400147662021,1279.2891514546541,1137.438288143097,995.58742483152901,853.73656416891004,null,1954.652302457554,1812.748892058275,1670.8454816589899,1528.9420712597021,1387.038660860411,null,2044.381047854441,1902.4776374551459,1760.574227055851,1618.6708166565579,1476.7674062572589,null,2377.9822520485582,2236.026294561545,2094.0703370745318,1952.1143795875189,1810.1584221005089]
["Fuel cost",27136.68787929061,24428.043718196699,21719.39955710261,19010.755396008321,16302.111285495739,null,37324.112257196357,34614.46470874871,31904.817160300921,29195.169611853089,26485.522063405169,null,39037.483868955707,36327.836320507733,33618.188772059773,30908.541223611821,28198.893675163781,null,45407.603392935584,42696.95245713411,39986.301521332658,37275.650585531177,34564.999649729747]
["REopt LCC",51089.7,48239.199999999997,45388.7,42538.1,39687.599999999999,null,55573.8,52722.2,49870.7,47019.1,44167.5,null,56788.3,53936.7,51085.1,48233.5,45381.9,null,61797.5,58944.9,56092.3,53239.6,50387]
[]
["TMY_highPVBatt_MedDiesel_36_PB_business",100,95,90,85,80,"TMY_highPVBatt_MedDiesel_36_PB_nrel",100,95,90,85,80,"TMY_highPVBatt_MedDiesel_36_PB_average",100,95,90,85,80,"TMY_highPVBatt_MedDiesel_36_PB_residential",100,95,90,85,80]
["PV kW",20.713000000000001,16.327999999999999,15.241,14.244,13.321999999999999,null,21.872,17.079999999999998,15.993,15.032999999999999,14.071999999999999,null,21.846,17.245000000000001,16.16,15.147,14.183,null,22.34,17.911999999999999,16.7,15.585000000000001,14.637]
["Battery kW",4.76,4.2370000000000001,3.16,2.5409999999999999,2.044,null,5.71,5.0970000000000004,4.43,4.0430000000000001,3.66,null,6.78,5.85,4.9580000000000002,4.2329999999999997,3.8540000000000001,null,10.62,9.1489999999999991,7.4820000000000002,6.4939999999999998,5.5720000000000001]
["Battery kWh",47.188000000000002,27.56,24.155999999999999,20.704000000000001,17.14,null,63.972999999999999,44.143999999999998,40.801000000000002,36.942999999999998,33.097999999999999,null,66.611000000000004,46.018000000000001,42.51,39.061,35.215000000000003,null,74.42,53.423000000000002,49.831000000000003,46.244,42.414999999999999]
["Generator kW",0,0,0,0,0,null,0,0,0,0,0,null,0,0,0,0,0,null,0,0,0,0,0]
["PV capital cost",45567.94,35922.699999999997,33531.08,31337.46,29308.18,null,48118.400000000001,37576.22,35184.82,33072.160000000003,30957.52,null,48061.64,37939.660000000003,35552.879999999997,33322.959999999999,31203.48,null,49148.44,39406.18,36740.44,34285.9,32201.4]
["PV O&M",5704.4968209468716,4497.0417348211959,4197.6428880242383,3923.0309938643209,3668.9922703931461,null,6023.7803119704313,4704.0403303989651,4404.669024660494,4140.192240023277,3875.4675858596888,null,6016.6747188811469,4749.5381590171773,4450.7452155069022,4171.5890466968604,3906.2584892465902,null,6152.7275478000111,4933.1268548821863,4599.4118492121706,4292.1362596883318,4031.1847305372721]
["Battery capital cost",41918.747740839986,26418.27495944592,22419.624956011419,18992.962987151161,15644.948678942141,null,55841.611901140001,40070.437544652923,36662.439498037573,33237.394556832362,29828.418152549901,null,59252.766294519999,42483.82295991102,38652.650068398398,35087.592084709919,31682.930151965698,null,70246.089911079995,52454.385513286863,47529.170457495718,43510.961332538827,39397.204712500738]
["Battery O&M",8861.0538978254699,5175.1964847087766,4535.9559985950536,3887.7959651308802,3218.567021925222,null,12012.92148356375,8289.2827456699906,7661.5343921425319,6937.1544793194607,6215.0842598102936,null,12508.13475246073,8641.2574731159584,7982.5629847810442,7334.7972891997306,6612.6895137017218,null,13974.508336874709,10031.74918207064,9357.3562903989296,8683.6581845208366,7964.6112221136118]
["Diesel capital cost",0,0,0,0,0,null,0,0,0,0,0,null,0,0,0,0,0,null,0,0,0,0,0]
["Diesel O&M (kW)",0,0,0,0,0,null,0,0,0,0,0,null,0,0,0,0,0,null,0,0,0,0,0]
["Diesel O&M (kWh)",0,0,0,0,0,null,0,0,0,0,0,null,0,0,0,0,0,null,0,0,0,0,0]
["Fuel cost",0,0,0,0,0,null,0,0,0,0,0,null,0,0,0,0,0,null,0,0,0,0,0]
["REopt LCC",102052,72013.100000000006,64684,58141,51840.6,null,121996,90639.8,83913.4,77386.7,70876.3,null,125839,93814.1,86638.6,79916.7,73405.3,null,139522,106825,98226.3,90772.6,83594.3]
[]
["TMY_highPVBatt_MedDiesel_36_D_business",100,95,90,85,80,"TMY_highPVBatt_MedDiesel_36_D_nrel",100,95,90,85,80,"TMY_highPVBatt_MedDiesel_36_D_average",100,95,90,85,80,"TMY_highPVBatt_MedDiesel_36_D_residential",100,95,90,85,80]
["PV kW",0,0,0,0,0,null,0,0,0,0,0,null,0,0,0,0,0,null,0,0,0,0,0]
["Battery kW",0,0,0,0,0,null,0,0,0,0,0,null,0,0,0,0,0,null,0,0,0,0,0]
["Battery kWh",0,0,0,0,0,null,0,0,0,0,0,null,0,0,0,0,0,null,0,0,0,0,0]
["Generator kW",6,6,6,6,6,null,7,7,7,7,7,null,8,8,8,8,8,null,12,12,12,12,12]
["PV capital cost",0,0,0,0,0,null,0,0,0,0,0,null,0,0,0,0,0,null,0,0,0,0,0]
["PV O&M",0,0,0,0,0,null,0,0,0,0,0,null,0,0,0,0,0,null,0,0,0,0,0]
["Battery capital cost",0,0,0,0,0,null,0,0,0,0,0,null,0,0,0,0,0,null,0,0,0,0,0]
["Battery O&M",0,0,0,0,0,null,0,0,0,0,0,null,0,0,0,0,0,null,0,0,0,0,0]
["Diesel capital cost",2993.22,2993.22,2993.22,2993.22,2993.22,null,3492.09,3492.09,3492.09,3492.09,3492.09,null,3990.96,3990.96,3990.96,3990.96,3990.96,null,5986.4400000000014,5986.4400000000014,5986.4400000000014,5986.4400000000014,5986.4400000000014]
["Diesel O&M (kW)",938.89972109999997,938.89972109999997,938.89972109999997,938.89972109999997,938.89972109999997,null,1095.3830079500001,1095.3830079500001,1095.3830079500001,1095.3830079500001,1095.3830079500001,null,1251.8662948000001,1251.8662948000001,1251.8662948000001,1251.8662948000001,1251.8662948000001,null,1877.7994421999999,1877.7994421999999,1877.7994421999999,1877.7994421999999,1877.7994421999999]
["Diesel O&M (kWh)",2837.0172662311311,2695.166402919599,2553.3155396080369,2411.464676296484,2269.6138129849369,null,2838.0682079856738,2696.1647975864098,2554.2613871871422,2412.3579767878668,2270.4545663885879,null,2838.0682079856829,2696.1647975864062,2554.2613871871208,2412.3579767878368,2270.4545663885492,null,2839.119149740191,2697.1631922531901,2555.2072347661801,2413.2512772791752,2271.2953197921629]
["Fuel cost",54172.883221881602,51464.239060787979,48755.594899693802,46046.950738599808,43338.3065775059,null,54192.950968955091,51483.303420507713,48773.655872060262,46064.008323612688,43354.360775165012,null,54192.950968955258,51483.303420507633,48773.655872059862,46064.008323612099,43354.360775164263,null,54213.018716028098,51502.367780226843,48791.716844425428,46081.065908624128,43370.414972822691]
["REopt LCC",60942.8,58092.3,55241.8,52391.199999999997,49540.7,null,61619.3,58767.7,55916.1,53064.6,50213,null,62274.7,59423.1,56571.5,53719.9,50868.3,null,64917.3,62064.6,59212,56359.4,53506.7]
[]
["TMY_highPVBatt_MedDiesel_32_PBD_business",100,95,90,85,80,"TMY_highPVBatt_MedDiesel_32_PBD_nrel",100,95,90,85,80,"TMY_highPVBatt_MedDiesel_32_PBD_average",100,95,90,85,80,"TMY_highPVBatt_MedDiesel_32_PBD_residential",100,95,90,85,80]
["PV kW",7.3449999999999998,7.3449999999999998,7.3449999999999998,7.3449999999999998,7.3449999999999998,null,4.548,4.548,4.548,4.548,4.548,null,4.0910000000000002,4.0910000000000002,4.0910000000000002,4.0910000000000002,4.0910000000000002,null,2.3610000000000002,2.3610000000000002,2.3610000000000002,2.3610000000000002,2.3610000000000002]
["Battery kW",0,0,0,0,0,null,0,0,0,0,0,null,0,0,0,0,0,null,0,0,0,0,0]
["Battery kWh",0,0,0,0,0,null,0,0,0,0,0,null,0,0,0,0,0,null,0,0,0,0,0]
["Generator kW",6,6,6,6,6,null,7,7,7,7,7,null,8,8,8,8,8,null,12,12,12,12,12]
["PV capital cost",16159.11,16159.11,16159.11,16159.11,16159.11,null,10005.886,10005.886,10005.886,10005.886,10005.886,null,9000.376000000002,9000.376000000002,9000.376000000002,9000.376000000002,9000.376000000002,null,5195.0140000000001,5195.0140000000001,5195.0140000000001,5195.0140000000001,5195.0140000000001]
["PV O&M",2022.904516296562,2022.904516296562,2022.904516296562,2022.904516296562,2022.904516296562,null,1252.603143301119,1252.603143301119,1252.603143301119,1252.603143301119,1252.603143301119,null,1126.7267354926851,1126.7267354926851,1126.7267354926851,1126.7267354926851,1126.7267354926851,null,650.34629276141266,650.34629276141266,650.34629276141266,650.34629276141266,650.34629276141266]
["Battery capital cost",0,0,0,0,0,null,0,0,0,0,0,null,0,0,0,0,0,null,0,0,0,0,0]
["Battery O&M",0,0,0,0,0,null,0,0,0,0,0,null,0,0,0,0,0,null,0,0,0,0,0]
["Diesel capital cost",2993.22,2993.22,2993.22,2993.22,2993.22,null,3492.09,3492.09,3492.09,3492.09,3492.09,null,3990.96,3990.96,3990.96,3990.96,3990.96,null,5986.4400000000014,5986.4400000000014,5986.4400000000014,5986.4400000000014,5986.4400000000014]
["Diesel O&M (kW)",938.89972109999997,938.89972109999997,938.89972109999997,938.89972109999997,938.89972109999997,null,1095.3830079500001,1095.3830079500001,1095.3830079500001,1095.3830079500001,1095.3830079500001,null,1251.8662948000001,1251.8662948000001,1251.8662948000001,1251.8662948000001,1251.8662948000001,null,1877.7994421999999,1877.7994421999999,1877.7994421999999,1877.7994421999999,1877.7994421999999]
["Diesel O&M (kWh)",1443.1251066685229,1301.2742433569711,1159.423380045421,1017.572516733852,875.72165315018606,null,1978.2045870184079,1836.3011766191271,1694.3977662198411,1552.494355820555,1410.590945421264,null,2062.0595635087002,1920.1561531094039,1778.2527427101111,1636.349332310818,1494.4459219115199,null,2393.784445879664,2251.8284883926508,2109.8725309056358,1967.9165734186231,1825.960615931612]
["Fuel cost",24494.660895729681,22086.977196979478,19679.293498229301,17271.609799478789,14863.92609610989,null,33576.749733952769,31168.174135332589,28759.598536712328,26351.022938092061,23942.447339471699,null,35000.049213712213,32591.473615091782,30182.898016471379,27774.322417850999,25365.746819230531,null,40630.530221079884,38221.06272258969,35811.595224099467,33402.12772560928,30992.6602271191]
["REopt LCC",48052.3,45502.7,42953.2,40403.599999999999,37854,null,51401.5,48851,46300.4,43749.9,41199.4,null,52432.6,49882.1,47331.6,44781.1,42230.6,null,56734.7,54183.199999999997,51631.8,49080.3,46528.9]
[]
["TMY_highPVBatt_MedDiesel_32_PB_business",100,95,90,85,80,"TMY_highPVBatt_MedDiesel_32_PB_nrel",100,95,90,85,80,"TMY_highPVBatt_MedDiesel_32_PB_average",100,95,90,85,80,"TMY_highPVBatt_MedDiesel_32_PB_residential",100,95,90,85,80]
["PV kW",20.713000000000001,16.327999999999999,15.241,14.244,13.321999999999999,null,21.872,17.079999999999998,15.993,15.032999999999999,14.071999999999999,null,21.846,17.245000000000001,16.16,15.147,14.183,null,22.34,17.911999999999999,16.7,15.585000000000001,14.637]
["Battery kW",4.76,4.2370000000000001,3.16,2.5409999999999999,2.044,null,5.71,5.0970000000000004,4.43,4.0430000000000001,3.66,null,6.78,5.85,4.9580000000000002,4.2329999999999997,3.8540000000000001,null,10.62,9.1489999999999991,7.4820000000000002,6.4939999999999998,5.5720000000000001]
["Battery kWh",47.188000000000002,27.56,24.155999999999999,20.704000000000001,17.14,null,63.972999999999999,44.143999999999998,40.801000000000002,36.942999999999998,33.097999999999999,null,66.611000000000004,46.018000000000001,42.51,39.061,35.215000000000003,null,74.42,53.423000000000002,49.831000000000003,46.244,42.414999999999999]
["Generator kW",0,0,0,0,0,null,0,0,0,0,0,null,0,0,0,0,0,null,0,0,0,0,0]
["PV capital cost",45567.94,35922.699999999997,33531.08,31337.46,29308.18,null,48118.400000000001,37576.22,35184.82,33072.160000000003,30957.52,null,48061.64,37939.660000000003,35552.879999999997,33322.959999999999,31203.48,null,49148.44,39406.18,36740.44,34285.9,32201.4]
["PV O&M",5704.4968209468716,4497.0417348211959,4197.6428880242383,3923.0309938643209,3668.9922703931461,null,6023.7803119704313,4704.0403303989651,4404.669024660494,4140.192240023277,3875.4675858596888,null,6016.6747188811469,4749.5381590171773,4450.7452155069022,4171.5890466968604,3906.2584892465902,null,6152.7275478000111,4933.1268548821863,4599.4118492121706,4292.1362596883318,4031.1847305372721]
["Battery capital cost",41918.747740839986,26418.27495944592,22419.624956011419,18992.962987151161,15644.948678942141,null,55841.611901140001,40070.437544652923,36662.439498037573,33237.394556832362,29828.418152549901,null,59252.766294519999,42483.82295991102,38652.650068398398,35087.592084709919,31682.930151965698,null,70246.089911079995,52454.385513286863,47529.170457495718,43510.961332538827,39397.204712500738]
["Battery O&M",8861.0538978254699,5175.1964847087766,4535.9559985950536,3887.7959651308802,3218.567021925222,null,12012.92148356375,8289.2827456699906,7661.5343921425319,6937.1544793194607,6215.0842598102936,null,12508.13475246073,8641.2574731159584,7982.5629847810442,7334.7972891997306,6612.6895137017218,null,13974.508336874709,10031.74918207064,9357.3562903989296,8683.6581845208366,7964.6112221136118]
["Diesel capital cost",0,0,0,0,0,null,0,0,0,0,0,null,0,0,0,0,0,null,0,0,0,0,0]
["Diesel O&M (kW)",0,0,0,0,0,null,0,0,0,0,0,null,0,0,0,0,0,null,0,0,0,0,0]
["Diesel O&M (kWh)",0,0,0,0,0,null,0,0,0,0,0,null,0,0,0,0,0,null,0,0,0,0,0]
["Fuel cost",0,0,0,0,0,null,0,0,0,0,0,null,0,0,0,0,0,null,0,0,0,0,0]
["REopt LCC",102052,72013.100000000006,64684,58141,51840.6,null,121996,90639.8,83913.4,77386.7,70876.3,null,125839,93814.1,86638.6,79916.7,73405.3,null,139522,106825,98226.3,90772.6,83594.3]
[]
["TMY_highPVBatt_MedDiesel_32_D_business",100,95,90,85,80,"TMY_highPVBatt_MedDiesel_32_D_nrel",100,95,90,85,80,"TMY_highPVBatt_MedDiesel_32_D_average",100,95,90,85,80,"TMY_highPVBatt_MedDiesel_32_D_residential",100,95,90,85,80]
["PV kW",0,0,0,0,0,null,0,0,0,0,0,null,0,0,0,0,0,null,0,0,0,0,0]
["Battery kW",0,0,0,0,0,null,0,0,0,0,0,null,0,0,0,0,0,null,0,0,0,0,0]
["Battery kWh",0,0,0,0,0,null,0,0,0,0,0,null,0,0,0,0,0,null,0,0,0,0,0]
["Generator kW",6,6,6,6,6,null,7,7,7,7,7,null,8,8,8,8,8,null,12,12,12,12,12]
["PV capital cost",0,0,0,0,0,null,0,0,0,0,0,null,0,0,0,0,0,null,0,0,0,0,0]
["PV O&M",0,0,0,0,0,null,0,0,0,0,0,null,0,0,0,0,0,null,0,0,0,0,0]
["Battery capital cost",0,0,0,0,0,null,0,0,0,0,0,null,0,0,0,0,0,null,0,0,0,0,0]
["Battery O&M",0,0,0,0,0,null,0,0,0,0,0,null,0,0,0,0,0,null,0,0,0,0,0]
["Diesel capital cost",2993.22,2993.22,2993.22,2993.22,2993.22,null,3492.09,3492.09,3492.09,3492.09,3492.09,null,3990.96,3990.96,3990.96,3990.96,3990.96,null,5986.4400000000014,5986.4400000000014,5986.4400000000014,5986.4400000000014,5986.4400000000014]
["Diesel O&M (kW)",938.89972109999997,938.89972109999997,938.89972109999997,938.89972109999997,938.89972109999997,null,1095.3830079500001,1095.3830079500001,1095.3830079500001,1095.3830079500001,1095.3830079500001,null,1251.8662948000001,1251.8662948000001,1251.8662948000001,1251.8662948000001,1251.8662948000001,null,1877.7994421999999,1877.7994421999999,1877.7994421999999,1877.7994421999999,1877.7994421999999]
["Diesel O&M (kWh)",2837.0172662311311,2695.166402919599,2553.3155396080379,2411.4646762964858,2269.613812984936,null,2838.0682079856738,2696.164797586418,2554.2613871871408,2412.3579767878659,2270.4545663885879,null,2838.0682079856829,2696.1647975864062,2554.2613871871208,2412.3579767878368,2270.4545663885492,null,2839.119149740191,2697.163192253191,2555.2072347661801,2413.2512772791752,2271.2953197921629]
["Fuel cost",48153.673975005862,45745.99027625598,43338.306577505617,40930.622878755406,38522.939180005233,null,48171.511972404529,45762.93637378476,43354.360775164663,40945.785176544581,38537.209577924463,null,48171.511972404667,45762.936373784578,43354.360775164321,40945.785176544101,38537.209577923793,null,48189.349969802759,45779.882471312769,43370.414972822597,40960.947474332548,38551.479975842383]
["REopt LCC",54923.6,52374,49824.5,47274.9,44725.3,null,55597.9,53047.4,50496.800000000003,47946.3,45395.8,null,56253.2,53702.7,51152.2,48601.7,46051.199999999997,null,58893.599999999999,56342.1,53790.7,51239.199999999997,48687.8]
[]
["TMY_highPVBatt_LowDiesel_44_PBD_business",100,95,90,85,80,"TMY_highPVBatt_LowDiesel_44_PBD_nrel",100,95,90,85,80,"TMY_highPVBatt_LowDiesel_44_PBD_average",100,95,90,85,80,"TMY_highPVBatt_LowDiesel_44_PBD_residential",100,95,90,85,80]
["PV kW",7.4809999999999999,7.4809999999999999,7.4809999999999999,7.4809999999999999,7.4809999999999999,null,4.6920000000000002,4.6920000000000002,4.6920000000000002,4.6920000000000002,4.6920000000000002,null,4.2,4.2,4.2,4.2,4.2,null,2.452,2.452,2.452,2.452,2.452]
["Battery kW",0,0,0,0,0,null,0,0,0,0,0,null,0,0,0,0,0,null,0,0,0,0,0]
["Battery kWh",0,0,0,0,0,null,0,0,0,0,0,null,0,0,0,0,0,null,0,0,0,0,0]
["Generator kW",6,6,6,6,6,null,7,7,7,7,7,null,8,8,8,8,8,null,12,12,12,12,12]
["PV capital cost",16458.684000000001,16458.684000000001,16458.684000000001,16458.684000000001,16458.684000000001,null,10322.466,10322.466,10322.466,10322.466,10322.466,null,9239.384,9239.384,9239.384,9239.384,9239.384,null,5394.0480000000007,5394.0480000000007,5394.0480000000007,5394.0480000000007,5394.0480000000007]
["PV O&M",2060.4071756364042,2060.4071756364042,2060.4071756364042,2060.4071756364042,2060.4071756364042,null,1292.2347264618979,1292.2347264618979,1292.2347264618979,1292.2347264618979,1292.2347264618979,null,1156.6473414314401,1156.6473414314401,1156.6473414314401,1156.6473414314401,1156.6473414314401,null,675.2626883733351,675.2626883733351,675.2626883733351,675.2626883733351,675.2626883733351]
["Battery capital cost",0,0,0,0,0,null,0,0,0,0,0,null,0,0,0,0,0,null,0,0,0,0,0]
["Battery O&M",0,0,0,0,0,null,0,0,0,0,0,null,0,0,0,0,0,null,0,0,0,0,0]
["Diesel capital cost",2244.96,2244.96,2244.96,2244.96,2244.96,null,2619.12,2619.12,2619.12,2619.12,2619.12,null,2993.28,2993.28,2993.28,2993.28,2993.28,null,4489.92,4489.92,4489.92,4489.92,4489.92]
["Diesel O&M (kW)",938.89972109999997,938.89972109999997,938.89972109999997,938.89972109999997,938.89972109999997,null,1095.3830079500001,1095.3830079500001,1095.3830079500001,1095.3830079500001,1095.3830079500001,null,1251.8662948000001,1251.8662948000001,1251.8662948000001,1251.8662948000001,1251.8662948000001,null,1877.7994421999999,1877.7994421999999,1877.7994421999999,1877.7994421999999,1877.7994421999999]
["Diesel O&M (kWh)",1425.1739620685539,1283.3230987570071,1141.472235445457,999.62137213388576,857.77050421544868,null,1959.300799323772,1817.397388924493,1675.4939785252079,1533.5905681259189,1391.6871577266261,null,2047.7495787439921,1905.846168344696,1763.9427579454,1622.039347546104,1480.1359371468041,null,2381.8844878668242,2239.9285303798129,2097.9725728927988,1956.0166154057861,1814.0606579187729]
["Fuel cost",26608.96690985384,23960.514841228709,21312.062772603502,18663.610703977909,16015.15854933899,null,36581.478137578153,33932.044979095983,31282.611820613722,28633.17866213138,25983.745503648941,null,38232.87698954255,35583.443831060089,32934.010672577599,30284.57751409513,27635.144355612589,null,44471.402935786871,41820.988687447687,39170.574439108437,36520.160190769238,33869.745942430032]
["REopt LCC",49737.5,46947.1,44156.800000000003,41366.5,38576.1,null,53870.5,51079.199999999997,48287.8,45496.4,42705,null,54922.400000000001,52131,49339.7,46548.3,43756.9,null,59291.1,56498.7,53706.3,50913.9,48121.5]
[]
["TMY_highPVBatt_LowDiesel_44_PB_business",100,95,90,85,80,"TMY_highPVBatt_LowDiesel_44_PB_nrel",100,95,90,85,80,"TMY_highPVBatt_LowDiesel_44_PB_average",100,95,90,85,80,"TMY_highPVBatt_LowDiesel_44_PB_residential",100,95,90,85,80]
["PV kW",20.713000000000001,16.327999999999999,15.241,14.244,13.321999999999999,null,21.872,17.079999999999998,15.993,15.032999999999999,14.071999999999999,null,21.846,17.245000000000001,16.16,15.147,14.183,null,22.34,17.911999999999999,16.7,15.585000000000001,14.637]
["Battery kW",4.76,4.2370000000000001,3.16,2.5409999999999999,2.044,null,5.71,5.0970000000000004,4.43,4.0430000000000001,3.66,null,6.78,5.85,4.9580000000000002,4.2329999999999997,3.8540000000000001,null,10.62,9.1489999999999991,7.4820000000000002,6.4939999999999998,5.5720000000000001]
["Battery kWh",47.188000000000002,27.56,24.155999999999999,20.704000000000001,17.14,null,63.972999999999999,44.143999999999998,40.801000000000002,36.942999999999998,33.097999999999999,null,66.611000000000004,46.018000000000001,42.51,39.061,35.215000000000003,null,74.42,53.423000000000002,49.831000000000003,46.244,42.414999999999999]
["Generator kW",0,0,0,0,0,null,0,0,0,0,0,null,0,0,0,0,0,null,0,0,0,0,0]
["PV capital cost",45567.94,35922.699999999997,33531.08,31337.46,29308.18,null,48118.400000000001,37576.22,35184.82,33072.160000000003,30957.52,null,48061.64,37939.660000000003,35552.879999999997,33322.959999999999,31203.48,null,49148.44,39406.18,36740.44,34285.9,32201.4]
["PV O&M",5704.4968209468716,4497.0417348211959,4197.6428880242383,3923.0309938643209,3668.9922703931461,null,6023.7803119704313,4704.0403303989651,4404.669024660494,4140.192240023277,3875.4675858596888,null,6016.6747188811469,4749.5381590171773,4450.7452155069022,4171.5890466968604,3906.2584892465902,null,6152.7275478000111,4933.1268548821863,4599.4118492121706,4292.1362596883318,4031.1847305372721]
["Battery capital cost",41918.747740839986,26418.27495944592,22419.624956011419,18992.962987151161,15644.948678942141,null,55841.611901140001,40070.437544652923,36662.439498037573,33237.394556832362,29828.418152549901,null,59252.766294519999,42483.82295991102,38652.650068398398,35087.592084709919,31682.930151965698,null,70246.089911079995,52454.385513286863,47529.170457495718,43510.961332538827,39397.204712500738]
["Battery O&M",8861.0538978254699,5175.1964847087766,4535.9559985950536,3887.7959651308802,3218.567021925222,null,12012.92148356375,8289.2827456699906,7661.5343921425319,6937.1544793194607,6215.0842598102936,null,12508.13475246073,8641.2574731159584,7982.5629847810442,7334.7972891997306,6612.6895137017218,null,13974.508336874709,10031.74918207064,9357.3562903989296,8683.6581845208366,7964.6112221136118]
["Diesel capital cost",0,0,0,0,0,null,0,0,0,0,0,null,0,0,0,0,0,null,0,0,0,0,0]
["Diesel O&M (kW)",0,0,0,0,0,null,0,0,0,0,0,null,0,0,0,0,0,null,0,0,0,0,0]
["Diesel O&M (kWh)",0,0,0,0,0,null,0,0,0,0,0,null,0,0,0,0,0,null,0,0,0,0,0]
["Fuel cost",0,0,0,0,0,null,0,0,0,0,0,null,0,0,0,0,0,null,0,0,0,0,0]
["REopt LCC",102052,72013.100000000006,64684,58141,51840.6,null,121996,90639.8,83913.4,77386.7,70876.3,null,125839,93814.1,86638.6,79916.7,73405.3,null,139522,106825,98226.3,90772.6,83594.3]
[]
["TMY_highPVBatt_LowDiesel_44_D_business",100,95,90,85,80,"TMY_highPVBatt_LowDiesel_44_D_nrel",100,95,90,85,80,"TMY_highPVBatt_LowDiesel_44_D_average",100,95,90,85,80,"TMY_highPVBatt_LowDiesel_44_D_residential",100,95,90,85,80]
["PV kW",0,0,0,0,0,null,0,0,0,0,0,null,0,0,0,0,0,null,0,0,0,0,0]
["Battery kW",0,0,0,0,0,null,0,0,0,0,0,null,0,0,0,0,0,null,0,0,0,0,0]
["Battery kWh",0,0,0,0,0,null,0,0,0,0,0,null,0,0,0,0,0,null,0,0,0,0,0]
["Generator kW",6,6,6,6,6,null,7,7,7,7,7,null,8,8,8,8,8,null,12,12,12,12,12]
["PV capital cost",0,0,0,0,0,null,0,0,0,0,0,null,0,0,0,0,0,null,0,0,0,0,0]
["PV O&M",0,0,0,0,0,null,0,0,0,0,0,null,0,0,0,0,0,null,0,0,0,0,0]
["Battery capital cost",0,0,0,0,0,null,0,0,0,0,0,null,0,0,0,0,0,null,0,0,0,0,0]
["Battery O&M",0,0,0,0,0,null,0,0,0,0,0,null,0,0,0,0,0,null,0,0,0,0,0]
["Diesel capital cost",2244.96,2244.96,2244.96,2244.96,2244.96,null,2619.12,2619.12,2619.12,2619.12,2619.12,null,2993.28,2993.28,2993.28,2993.28,2993.28,null,4489.92,4489.92,4489.92,4489.92,4489.92]
["Diesel O&M (kW)",938.89972109999997,938.89972109999997,938.89972109999997,938.89972109999997,938.89972109999997,null,1095.3830079500001,1095.3830079500001,1095.3830079500001,1095.3830079500001,1095.3830079500001,null,1251.8662948000001,1251.8662948000001,1251.8662948000001,1251.8662948000001,1251.8662948000001,null,1877.7994421999999,1877.7994421999999,1877.7994421999999,1877.7994421999999,1877.7994421999999]
["Diesel O&M (kWh)",2837.0172662311311,2695.166402919594,2553.3155396080292,2411.464676296484,2269.6138129849351,null,2838.0682079856738,2696.164797586418,2554.2613871871408,2412.3579767878659,2270.4545663885879,null,2838.0682079856829,2696.1647975864062,2554.2613871871208,2412.3579767878368,2270.4545663885478,null,2839.119149740191,2697.1631922531901,2555.2072347661801,2413.2512772791752,2271.2953197921629]
["Fuel cost",52969.041372506457,50320.58930388149,47672.137235256021,45023.685166630923,42375.23309800573,null,52988.663169644977,50339.230011163243,47689.796852681131,45040.363694199048,42390.930535716892,null,52988.663169645137,50339.230011163017,47689.796852680753,45040.363694198502,42390.930535716157,null,53008.284966783038,50357.870718444028,47707.456470104888,45057.042221765798,42406.627973426621]
["REopt LCC",58990.7,56200.4,53410,50619.7,47829.4,null,59542,56750.7,53959.3,51167.9,48376.6,null,60072.7,57281.3,54490,51698.6,48907.199999999997,null,62216,59423.6,56631.199999999997,53838.8,51046.400000000001]
[]
["TMY_highPVBatt_LowDiesel_36_PBD_business",100,95,90,85,80,"TMY_highPVBatt_LowDiesel_36_PBD_nrel",100,95,90,85,80,"TMY_highPVBatt_LowDiesel_36_PBD_average",100,95,90,85,80,"TMY_highPVBatt_LowDiesel_36_PBD_residential",100,95,90,85,80]
["PV kW",7.1440000000000001,7.1440000000000001,7.1440000000000001,7.1440000000000001,7.1440000000000001,null,4.3860000000000001,4.3860000000000001,4.3860000000000001,4.3860000000000001,4.3860000000000001,null,3.9630000000000001,3.9630000000000001,3.9630000000000001,3.9630000000000001,3.9630000000000001,null,2.2679999999999998,2.2679999999999998,2.2679999999999998,2.2679999999999998,2.2679999999999998]
["Battery kW",0,0,0,0,0,null,0,0,0,0,0,null,0,0,0,0,0,null,0,0,0,0,0]
["Battery kWh",0,0,0,0,0,null,0,0,0,0,0,null,0,0,0,0,0,null,0,0,0,0,0]
["Generator kW",6,6,6,6,6,null,7,7,7,7,7,null,8,8,8,8,8,null,12,12,12,12,12]
["PV capital cost",15717.085999999999,15717.085999999999,15717.085999999999,15717.085999999999,15717.085999999999,null,9648.7379999999994,9648.7379999999994,9648.7379999999994,9648.7379999999994,9648.7379999999994,null,8719.018,8719.018,8719.018,8719.018,8719.018,null,4988.8519999999999,4988.8519999999999,4988.8519999999999,4988.8519999999999,4988.8519999999999]
["PV O&M",1967.5690215872951,1967.5690215872951,1967.5690215872951,1967.5690215872951,1967.5690215872951,null,1207.8929889555959,1207.8929889555959,1207.8929889555959,1207.8929889555959,1207.8929889555959,null,1091.5044757954511,1091.5044757954511,1091.5044757954511,1091.5044757954511,1091.5044757954511,null,624.53756685455687,624.53756685455687,624.53756685455687,624.53756685455687,624.53756685455687]
["Battery capital cost",0,0,0,0,0,null,0,0,0,0,0,null,0,0,0,0,0,null,0,0,0,0,0]
["Battery O&M",0,0,0,0,0,null,0,0,0,0,0,null,0,0,0,0,0,null,0,0,0,0,0]
["Diesel capital cost",2244.96,2244.96,2244.96,2244.96,2244.96,null,2619.12,2619.12,2619.12,2619.12,2619.12,null,2993.28,2993.28,2993.28,2993.28,2993.28,null,4489.92,4489.92,4489.92,4489.92,4489.92]
["Diesel O&M (kW)",938.89972109999997,938.89972109999997,938.89972109999997,938.89972109999997,938.89972109999997,null,1095.3830079500001,1095.3830079500001,1095.3830079500001,1095.3830079500001,1095.3830079500001,null,1251.8662948000001,1251.8662948000001,1251.8662948000001,1251.8662948000001,1251.8662948000001,null,1877.7994421999999,1877.7994421999999,1877.7994421999999,1877.7994421999999,1877.7994421999999]
["Diesel O&M (kWh)",1472.2322916036189,1330.3814282738861,1188.530565665895,1046.679701233274,904.82884089116271,null,2001.8197724931749,1859.9163620938971,1718.012951694612,1576.109541295323,1434.206130896034,null,2080.5677875994438,1938.6643772001501,1796.760966800854,1654.85755640156,1512.954146002259,null,2407.365042961258,2265.4090854742449,2123.4531279872308,1981.4971705002199,1839.5412130132061]
["Fuel cost",22489.836479417001,20322.921150264079,18156.005832136481,15989.090486135819,13822.175202621849,null,30579.82059040212,28412.10255164401,26244.38451288579,24076.666474127502,21908.948435369221,null,31782.776124606298,29615.058085847919,27447.340047089539,25279.622008331178,23111.903969572712,null,36774.934547516539,34606.413798875372,32437.893050234179,30269.37230159303,28100.851552951852]
["REopt LCC",44831,42522.2,40213.4,37904.6,35595.800000000003,null,47153.3,44843.7,42534,40224.400000000001,37914.699999999997,null,47919.6,45610,43300.3,40990.6,38681,null,51164.2,48853.7,46543.199999999997,44232.6,41922.1]
[]
["TMY_highPVBatt_LowDiesel_36_PB_business",100,95,90,85,80,"TMY_highPVBatt_LowDiesel_36_PB_nrel",100,95,90,85,80,"TMY_highPVBatt_LowDiesel_36_PB_average",100,95,90,85,80,"TMY_highPVBatt_LowDiesel_36_PB_residential",100,95,90,85,80]
["PV kW",20.713000000000001,16.327999999999999,15.241,14.244,13.321999999999999,null,21.872,17.079999999999998,15.993,15.032999999999999,14.071999999999999,null,21.846,17.245000000000001,16.16,15.147,14.183,null,22.34,17.911999999999999,16.7,15.585000000000001,14.637]
["Battery kW",4.76,4.2370000000000001,3.16,2.5409999999999999,2.044,null,5.71,5.0970000000000004,4.43,4.0430000000000001,3.66,null,6.78,5.85,4.9580000000000002,4.2329999999999997,3.8540000000000001,null,10.62,9.1489999999999991,7.4820000000000002,6.4939999999999998,5.5720000000000001]
["Battery kWh",47.188000000000002,27.56,24.155999999999999,20.704000000000001,17.14,null,63.972999999999999,44.143999999999998,40.801000000000002,36.942999999999998,33.097999999999999,null,66.611000000000004,46.018000000000001,42.51,39.061,35.215000000000003,null,74.42,53.423000000000002,49.831000000000003,46.244,42.414999999999999]
["Generator kW",0,0,0,0,0,null,0,0,0,0,0,null,0,0,0,0,0,null,0,0,0,0,0]
["PV capital cost",45567.94,35922.699999999997,33531.08,31337.46,29308.18,null,48118.400000000001,37576.22,35184.82,33072.160000000003,30957.52,null,48061.64,37939.660000000003,35552.879999999997,33322.959999999999,31203.48,null,49148.44,39406.18,36740.44,34285.9,32201.4]
["PV O&M",5704.4968209468716,4497.0417348211959,4197.6428880242383,3923.0309938643209,3668.9922703931461,null,6023.7803119704313,4704.0403303989651,4404.669024660494,4140.192240023277,3875.4675858596888,null,6016.6747188811469,4749.5381590171773,4450.7452155069022,4171.5890466968604,3906.2584892465902,null,6152.7275478000111,4933.1268548821863,4599.4118492121706,4292.1362596883318,4031.1847305372721]
["Battery capital cost",41918.747740839986,26418.27495944592,22419.624956011419,18992.962987151161,15644.948678942141,null,55841.611901140001,40070.437544652923,36662.439498037573,33237.394556832362,29828.418152549901,null,59252.766294519999,42483.82295991102,38652.650068398398,35087.592084709919,31682.930151965698,null,70246.089911079995,52454.385513286863,47529.170457495718,43510.961332538827,39397.204712500738]
["Battery O&M",8861.0538978254699,5175.1964847087766,4535.9559985950536,3887.7959651308802,3218.567021925222,null,12012.92148356375,8289.2827456699906,7661.5343921425319,6937.1544793194607,6215.0842598102936,null,12508.13475246073,8641.2574731159584,7982.5629847810442,7334.7972891997306,6612.6895137017218,null,13974.508336874709,10031.74918207064,9357.3562903989296,8683.6581845208366,7964.6112221136118]
["Diesel capital cost",0,0,0,0,0,null,0,0,0,0,0,null,0,0,0,0,0,null,0,0,0,0,0]
["Diesel O&M (kW)",0,0,0,0,0,null,0,0,0,0,0,null,0,0,0,0,0,null,0,0,0,0,0]
["Diesel O&M (kWh)",0,0,0,0,0,null,0,0,0,0,0,null,0,0,0,0,0,null,0,0,0,0,0]
["Fuel cost",0,0,0,0,0,null,0,0,0,0,0,null,0,0,0,0,0,null,0,0,0,0,0]
["REopt LCC",102052,72013.100000000006,64684,58141,51840.6,null,121996,90639.8,83913.4,77386.7,70876.3,null,125839,93814.1,86638.6,79916.7,73405.3,null,139522,106825,98226.3,90772.6,83594.3]
[]
["TMY_highPVBatt_LowDiesel_36_D_business",100,95,90,85,80,"TMY_highPVBatt_LowDiesel_36_D_nrel",100,95,90,85,80,"TMY_highPVBatt_LowDiesel_36_D_average",100,95,90,85,80,"TMY_highPVBatt_LowDiesel_36_D_residential",100,95,90,85,80]
["PV kW",0,0,0,0,0,null,0,0,0,0,0,null,0,0,0,0,0,null,0,0,0,0,0]
["Battery kW",0,0,0,0,0,null,0,0,0,0,0,null,0,0,0,0,0,null,0,0,0,0,0]
["Battery kWh",0,0,0,0,0,null,0,0,0,0,0,null,0,0,0,0,0,null,0,0,0,0,0]
["Generator kW",6,6,6,6,6,null,7,7,7,7,7,null,8,8,8,8,8,null,12,12,12,12,12]
["PV capital cost",0,0,0,0,0,null,0,0,0,0,0,null,0,0,0,0,0,null,0,0,0,0,0]
["PV O&M",0,0,0,0,0,null,0,0,0,0,0,null,0,0,0,0,0,null,0,0,0,0,0]
["Battery capital cost",0,0,0,0,0,null,0,0,0,0,0,null,0,0,0,0,0,null,0,0,0,0,0]
["Battery O&M",0,0,0,0,0,null,0,0,0,0,0,null,0,0,0,0,0,null,0,0,0,0,0]
["Diesel capital cost",2244.96,2244.96,2244.96,2244.96,2244.96,null,2619.12,2619.12,2619.12,2619.12,2619.12,null,2993.28,2993.28,2993.28,2993.28,2993.28,null,4489.92,4489.92,4489.92,4489.92,4489.92]
["Diesel O&M (kW)",938.89972109999997,938.89972109999997,938.89972109999997,938.89972109999997,938.89972109999997,null,1095.3830079500001,1095.3830079500001,1095.3830079500001,1095.3830079500001,1095.3830079500001,null,1251.8662948000001,1251.8662948000001,1251.8662948000001,1251.8662948000001,1251.8662948000001,null,1877.7994421999999,1877.7994421999999,1877.7994421999999,1877.7994421999999,1877.7994421999999]
["Diesel O&M (kWh)",2837.0172662311311,2695.166402919599,2553.3155396080329,2411.464676296484,2269.6138129849278,null,2838.0682079856738,2696.164797586418,2554.2613871871408,2412.3579767878659,2270.4545663885879,null,2838.0682079856829,2696.1647975864062,2554.2613871871208,2412.3579767878368,2270.4545663885492,null,2839.119149740191,2697.163192253191,2555.2072347661801,2413.2512772791752,2271.2953197921629]
["Fuel cost",43338.306577505289,41171.391248630367,39004.475919754987,36837.560590879839,34670.645262004567,null,43354.360775164059,41186.642736406291,39018.924697648203,36851.206658890122,34683.488620131997,null,43354.360775164198,41186.642736406109,39018.92469764789,36851.206658889692,34683.488620131408,null,43370.414972822473,41201.894224181488,39033.373475540349,36864.852726899277,34696.331978258131]
["REopt LCC",49360,47051.199999999997,44742.400000000001,42433.599999999999,40124.800000000003,null,49907.7,47598.1,45288.4,42978.8,40669.1,null,50438.400000000001,48128.800000000003,45819.1,43509.4,41199.800000000003,null,52578.2,50267.6,47957.1,45646.6,43336.1]
[]
["TMY_highPVBatt_LowDiesel_32_PBD_business",100,95,90,85,80,"TMY_highPVBatt_LowDiesel_32_PBD_nrel",100,95,90,85,80,"TMY_highPVBatt_LowDiesel_32_PBD_average",100,95,90,85,80,"TMY_highPVBatt_LowDiesel_32_PBD_residential",100,95,90,85,80]
["PV kW",6.8579999999999997,6.8579999999999997,6.8579999999999997,6.8579999999999997,6.8579999999999997,null,4.1790000000000003,4.1790000000000003,4.1790000000000003,4.1790000000000003,4.1790000000000003,null,3.8069999999999999,3.8069999999999999,3.8069999999999999,3.8069999999999999,3.8069999999999999,null,2.1469999999999998,2.1469999999999998,2.1469999999999998,2.1469999999999998,2.1469999999999998]
["Battery kW",0,0,0,0,0,null,0,0,0,0,0,null,0,0,0,0,0,null,0,0,0,0,0]
["Battery kWh",0,0,0,0,0,null,0,0,0,0,0,null,0,0,0,0,0,null,0,0,0,0,0]
["Generator kW",6,6,6,6,6,null,7,7,7,7,7,null,8,8,8,8,8,null,12,12,12,12,12]
["PV capital cost",15087.226000000001,15087.226000000001,15087.226000000001,15087.226000000001,15087.226000000001,null,9193.58,9193.58,9193.58,9193.58,9193.58,null,8375.6419999999998,8375.6419999999998,8375.6419999999998,8375.6419999999998,8375.6419999999998,null,4724.0379999999996,4724.0379999999996,4724.0379999999996,4724.0379999999996,4724.0379999999996]
["PV O&M",1888.7189711430219,1888.7189711430219,1888.7189711430219,1888.7189711430219,1888.7189711430219,null,1150.913293054738,1150.913293054738,1150.913293054738,1150.913293054738,1150.913293054738,null,1048.518391711126,1048.518391711126,1048.518391711126,1048.518391711126,1048.518391711126,null,591.38639475544028,591.38639475544028,591.38639475544028,591.38639475544028,591.38639475544028]
["Battery capital cost",0,0,0,0,0,null,0,0,0,0,0,null,0,0,0,0,0,null,0,0,0,0,0]
["Battery O&M",0,0,0,0,0,null,0,0,0,0,0,null,0,0,0,0,0,null,0,0,0,0,0]
["Diesel capital cost",2244.96,2244.96,2244.96,2244.96,2244.96,null,2619.12,2619.12,2619.12,2619.12,2619.12,null,2993.28,2993.28,2993.28,2993.28,2993.28,null,4489.92,4489.92,4489.92,4489.92,4489.92]
["Diesel O&M (kW)",938.89972109999997,938.89972109999997,938.89972109999997,938.89972109999997,938.89972109999997,null,1095.3830079500001,1095.3830079500001,1095.3830079500001,1095.3830079500001,1095.3830079500001,null,1251.8662948000001,1251.8662948000001,1251.8662948000001,1251.8662948000001,1251.8662948000001,null,1877.7994421999999,1877.7994421999999,1877.7994421999999,1877.7994421999999,1877.7994421999999]
["Diesel O&M (kWh)",1518.3681377386119,1376.5172744270551,1234.6664111154989,1092.8155478039371,950.96469413800014,null,2035.103824252951,1893.200413853672,1751.2970034543871,1609.393593055102,1467.490182655815,null,2105.7144760709361,1963.811065671641,1821.9076552723459,1680.0042448730551,1538.1008344737561,null,2426.74197457437,2284.7860170873578,2142.8300596003451,2000.874102113333,1858.9181446263231]
["Fuel cost",20617.42948102178,18691.282522021542,16765.135563021318,14838.988604021009,12912.841775995519,null,27634.01611257741,25707.15563368129,23780.295154785101,21853.434675888901,19926.57419699266,null,28592.81529854723,26665.954819650891,24739.09434075456,22812.233861858269,20885.37338296188,null,32951.943791404738,31024.369792612601,29096.795793820431,27169.22179502829,25241.647796236171]
["REopt LCC",42296,40228,38160,36091.9,34023.9,null,43728.7,41659.9,39591.1,37522.300000000003,35453.5,null,44368.4,42299.6,40230.800000000003,38162,36093.300000000003,null,47062.6,44993,42923.5,40853.9,38784.400000000001]
[]
["TMY_highPVBatt_LowDiesel_32_PB_business",100,95,90,85,80,"TMY_highPVBatt_LowDiesel_32_PB_nrel",100,95,90,85,80,"TMY_highPVBatt_LowDiesel_32_PB_average",100,95,90,85,80,"TMY_highPVBatt_LowDiesel_32_PB_residential",100,95,90,85,80]
["PV kW",20.713000000000001,16.327999999999999,15.241,14.244,13.321999999999999,null,21.872,17.079999999999998,15.993,15.032999999999999,14.071999999999999,null,21.846,17.245000000000001,16.16,15.147,14.183,null,22.34,17.911999999999999,16.7,15.585000000000001,14.637]
["Battery kW",4.76,4.2370000000000001,3.16,2.5409999999999999,2.044,null,5.71,5.0970000000000004,4.43,4.0430000000000001,3.66,null,6.78,5.85,4.9580000000000002,4.2329999999999997,3.8540000000000001,null,10.62,9.1489999999999991,7.4820000000000002,6.4939999999999998,5.5720000000000001]
["Battery kWh",47.188000000000002,27.56,24.155999999999999,20.704000000000001,17.14,null,63.972999999999999,44.143999999999998,40.801000000000002,36.942999999999998,33.097999999999999,null,66.611000000000004,46.018000000000001,42.51,39.061,35.215000000000003,null,74.42,53.423000000000002,49.831000000000003,46.244,42.414999999999999]
["Generator kW",0,0,0,0,0,null,0,0,0,0,0,null,0,0,0,0,0,null,0,0,0,0,0]
["PV capital cost",45567.94,35922.699999999997,33531.08,31337.46,29308.18,null,48118.400000000001,37576.22,35184.82,33072.160000000003,30957.52,null,48061.64,37939.660000000003,35552.879999999997,33322.959999999999,31203.48,null,49148.44,39406.18,36740.44,34285.9,32201.4]
["PV O&M",5704.4968209468716,4497.0417348211959,4197.6428880242383,3923.0309938643209,3668.9922703931461,null,6023.7803119704313,4704.0403303989651,4404.669024660494,4140.192240023277,3875.4675858596888,null,6016.6747188811469,4749.5381590171773,4450.7452155069022,4171.5890466968604,3906.2584892465902,null,6152.7275478000111,4933.1268548821863,4599.4118492121706,4292.1362596883318,4031.1847305372721]
["Battery capital cost",41918.747740839986,26418.27495944592,22419.624956011419,18992.962987151161,15644.948678942141,null,55841.611901140001,40070.437544652923,36662.439498037573,33237.394556832362,29828.418152549901,null,59252.766294519999,42483.82295991102,38652.650068398398,35087.592084709919,31682.930151965698,null,70246.089911079995,52454.385513286863,47529.170457495718,43510.961332538827,39397.204712500738]
["Battery O&M",8861.0538978254699,5175.1964847087766,4535.9559985950536,3887.7959651308802,3218.567021925222,null,12012.92148356375,8289.2827456699906,7661.5343921425319,6937.1544793194607,6215.0842598102936,null,12508.13475246073,8641.2574731159584,7982.5629847810442,7334.7972891997306,6612.6895137017218,null,13974.508336874709,10031.74918207064,9357.3562903989296,8683.6581845208366,7964.6112221136118]
["Diesel capital cost",0,0,0,0,0,null,0,0,0,0,0,null,0,0,0,0,0,null,0,0,0,0,0]
["Diesel O&M (kW)",0,0,0,0,0,null,0,0,0,0,0,null,0,0,0,0,0,null,0,0,0,0,0]
["Diesel O&M (kWh)",0,0,0,0,0,null,0,0,0,0,0,null,0,0,0,0,0,null,0,0,0,0,0]
["Fuel cost",0,0,0,0,0,null,0,0,0,0,0,null,0,0,0,0,0,null,0,0,0,0,0]
["REopt LCC",102052,72013.100000000006,64684,58141,51840.6,null,121996,90639.8,83913.4,77386.7,70876.3,null,125839,93814.1,86638.6,79916.7,73405.3,null,139522,106825,98226.3,90772.6,83594.3]
[]
["TMY_highPVBatt_LowDiesel_32_D_business",100,95,90,85,80,"TMY_highPVBatt_LowDiesel_32_D_nrel",100,95,90,85,80,"TMY_highPVBatt_LowDiesel_32_D_average",100,95,90,85,80,"TMY_highPVBatt_LowDiesel_32_D_residential",100,95,90,85,80]
["PV kW",0,0,0,0,0,null,0,0,0,0,0,null,0,0,0,0,0,null,0,0,0,0,0]
["Battery kW",0,0,0,0,0,null,0,0,0,0,0,null,0,0,0,0,0,null,0,0,0,0,0]
["Battery kWh",0,0,0,0,0,null,0,0,0,0,0,null,0,0,0,0,0,null,0,0,0,0,0]
["Generator kW",6,6,6,6,6,null,7,7,7,7,7,null,8,8,8,8,8,null,12,12,12,12,12]
["PV capital cost",0,0,0,0,0,null,0,0,0,0,0,null,0,0,0,0,0,null,0,0,0,0,0]
["PV O&M",0,0,0,0,0,null,0,0,0,0,0,null,0,0,0,0,0,null,0,0,0,0,0]
["Battery capital cost",0,0,0,0,0,null,0,0,0,0,0,null,0,0,0,0,0,null,0,0,0,0,0]
["Battery O&M",0,0,0,0,0,null,0,0,0,0,0,null,0,0,0,0,0,null,0,0,0,0,0]
["Diesel capital cost",2244.96,2244.96,2244.96,2244.96,2244.96,null,2619.12,2619.12,2619.12,2619.12,2619.12,null,2993.28,2993.28,2993.28,2993.28,2993.28,null,4489.92,4489.92,4489.92,4489.92,4489.92]
["Diesel O&M (kW)",938.89972109999997,938.89972109999997,938.89972109999997,938.89972109999997,938.89972109999997,null,1095.3830079500001,1095.3830079500001,1095.3830079500001,1095.3830079500001,1095.3830079500001,null,1251.8662948000001,1251.8662948000001,1251.8662948000001,1251.8662948000001,1251.8662948000001,null,1877.7994421999999,1877.7994421999999,1877.7994421999999,1877.7994421999999,1877.7994421999999]
["Diesel O&M (kWh)",2837.0172662311311,2695.1664029195881,2553.315539608036,2411.4646762964849,2269.613812984926,null,2838.0682079856738,2696.164797586418,2554.2613871871399,2412.3579767878709,2270.4545663885879,null,2838.0682079856829,2696.1647975864062,2554.2613871871222,2412.3579767878368,2270.4545663885492,null,2839.119149740191,2697.1631922531901,2555.2072347661801,2413.2512772791752,2271.2953197921629]
["Fuel cost",38522.939180004709,36596.792221004638,34670.64526200448,32744.498303004319,30818.351344004051,null,38537.209577923619,36610.349099027822,34683.488620131713,32756.628141235749,30829.76766233956,null,38537.209577923742,36610.349099027648,34683.488620131473,32756.62814123528,30829.76766233904,null,38551.479975842187,36623.905977050214,34696.331978258087,32768.757979466041,30841.183980673901]
["REopt LCC",44544.6,42476.6,40408.6,38340.5,36272.5,null,45090.6,43021.8,40953,38884.199999999997,36815.4,null,45621.3,43552.5,41483.699999999997,39414.9,37346.1,null,47759.199999999997,45689.7,43620.1,41550.5,39481]
[]
["TMY_medPVBatt_HighDiesel_44_PBD_business",100,95,90,85,80,"TMY_medPVBatt_HighDiesel_44_PBD_nrel",100,95,90,85,80,"TMY_medPVBatt_HighDiesel_44_PBD_average",100,95,90,85,80,"TMY_medPVBatt_HighDiesel_44_PBD_residential",100,95,90,85,80]
["PV kW",8.891,8.8859999999999992,8.875,8.8889999999999993,8.9149999999999991,null,5.6360000000000001,5.6909999999999998,5.7,5.6909999999999998,5.6989999999999998,null,5.1479999999999997,5.1529999999999996,5.1509999999999998,5.1539999999999999,5.1529999999999996,null,3.9,3.9079999999999999,3.915,3.907,3.9220000000000002]
["Battery kW",0.16,0.18,0.16500000000000001,0.18,0.192,null,9.1999999999999998E-2,0.108,0.111,0.108,0.11,null,0.11899999999999999,0.12,0.12,0.12,0.121,null,0.33400000000000002,0.33300000000000002,0.34,0.33300000000000002,0.34200000000000003]
["Battery kWh",0.76300000000000001,0.77100000000000002,0.70599999999999996,0.77100000000000002,0.82099999999999995,null,0.39600000000000002,0.52100000000000002,0.53900000000000003,0.52100000000000002,0.53700000000000003,null,0.60899999999999999,0.61499999999999999,0.61299999999999999,0.61699999999999999,0.61899999999999999,null,1.91,1.9,1.9419999999999999,1.905,1.956]
["Generator kW",6,6,6,6,6,null,7,7,7,7,7,null,8,8,8,8,8,null,12,12,12,12,12]
["PV capital cost",16003.17,15995.61,15974.352000000001,16000.956,16046.118,null,10145.574000000001,10244.304,10260.342000000001,10244.304,10258.541999999999,null,9267.0120000000006,9274.8059999999987,9272.1779999999999,9276.9840000000004,9274.8059999999987,null,7019.7659999999987,7035.0479999999998,7046.3159999999998,7032.6360000000004,7059.78]
["PV O&M",2003.382913295452,2002.4365023765829,1999.775285007097,2003.1057500977829,2008.759428658359,null,1270.0902131999219,1282.449889128482,1284.4576322920821,1282.449889128482,1284.2322963590179,null,1160.105997630714,1161.081702220881,1160.7527117586069,1161.3543586998881,1161.081702220881,null,878.7808452783014,880.69394735001504,882.10455029099569,880.39199719970918,883.7900630703142]
["Battery capital cost",620.04066273199999,644.89837392599998,590.32505889055358,644.89837392599998,686.314043380312,null,331.18222537536252,421.62313724042042,435.39997983446278,421.62313724042042,433.84021679013978,null,486.34885488530222,490.74608804022313,489.26367618856563,491.97510440382092,494.44307418804499,null,1485.3500819433859,1477.8898796915,1510.442598064765,1482.090198296939,1521.542079716914]
["Battery O&M",119.43899835399949,120.7157454914086,110.50036004255379,120.7157454914086,128.46808400524449,null,61.992575401782837,81.527010032415745,84.269536117748842,81.527010032415745,83.959386243212151,null,95.298791141510534,96.218130451754277,95.908137060504444,96.475076008761988,96.825598571306017,null,298.81891973589148,297.318245015,303.86707056967248,298.16325476398998,306.100087073022]
["Diesel capital cost",3741.54,3741.54,3741.54,3741.54,3741.54,null,4365.13,4365.13,4365.13,4365.13,4365.13,null,4988.72,4988.72,4988.72,4988.72,4988.72,null,7483.08,7483.08,7483.08,7483.08,7483.08]
["Diesel O&M (kW)",938.89972109999997,938.89972109999997,938.89972109999997,938.89972109999997,938.89972109999997,null,1095.3830079500001,1095.3830079500001,1095.3830079500001,1095.3830079500001,1095.3830079500001,null,1251.8662948000001,1251.8662948000001,1251.8662948000001,1251.8662948000001,1251.8662948000001,null,1877.7994421999999,1877.7994421999999,1877.7994421999999,1877.7994421999999,1877.7994421999999]
["Diesel O&M (kWh)",1269.6606830955691,1127.1088528496241,988.35445488442895,843.22225401856736,697.85553803684502,null,1856.7608015096109,1707.0152994608909,1563.930610455335,1423.208357697212,1280.253120230243,null,1940.3726294098799,1797.9922609517091,1656.2481658035599,1514.050690675283,1372.129964277098,null,2185.210089415702,2042.9960592256621,1899.254898207068,1759.0007603679021,1614.4046652647301]
["Fuel cost",35558.142376734613,31565.83297987203,27679.874547091989,23615.29923925858,19544.156096419869,null,52000.47998544584,47806.704472808982,43799.471822912587,39858.401609610919,35854.79438208224,null,54342.114502794298,50354.607068174853,46384.919116547622,42402.533796167612,38427.899106234137,null,61199.037283784099,57216.188322014663,53190.570503847121,49262.610326288523,45213.049207121832]
["REopt LCC",60254.400000000001,56137.1,52023.7,47908.6,43792.1,null,71127,67004.5,62888.7,58772.3,54656.4,null,73532.3,69416.399999999994,65300.2,61184.3,57068.1,null,82428.399999999994,78311.600000000006,74194,70076.3,65960]
[]
["TMY_medPVBatt_HighDiesel_44_PB_business",100,95,90,85,80,"TMY_medPVBatt_HighDiesel_44_PB_nrel",100,95,90,85,80,"TMY_medPVBatt_HighDiesel_44_PB_average",100,95,90,85,80,"TMY_medPVBatt_HighDiesel_44_PB_residential",100,95,90,85,80]
["PV kW",20.713000000000001,16.298999999999999,15.228,14.234999999999999,13.292999999999999,null,21.917999999999999,17.018000000000001,15.968,15.003,14.039,null,21.846,17.186,16.141999999999999,15.109,14.144,null,22.34,17.88,16.658999999999999,15.555,14.581]
["Battery kW",4.76,4.2569999999999997,3.169,2.5489999999999999,2.0720000000000001,null,5.71,5.1379999999999999,4.4560000000000004,4.0739999999999998,3.6930000000000001,null,6.78,5.8890000000000002,4.9690000000000003,4.2690000000000001,3.8879999999999999,null,10.62,9.1969999999999992,7.5250000000000004,6.5129999999999999,5.601]
["Battery kWh",47.188000000000002,27.611000000000001,24.178999999999998,20.718,17.18,null,63.856000000000002,44.25,40.832000000000001,36.978999999999999,33.137999999999998,null,66.611000000000004,46.127000000000002,42.542000000000002,39.110999999999997,35.273000000000003,null,74.42,53.442,49.878999999999998,46.296999999999997,42.524999999999999]
["Generator kW",0,0,0,0,0,null,0,0,0,0,0,null,0,0,0,0,0,null,0,0,0,0,0]
["PV capital cost",37282.86,29338.02,27410.76,25622.28,23926.86,null,39452.04,30632.94,28741.86,27005.4,25269.66,null,39323.160000000003,30935.7,29055.96,27196.38,25458.48,null,40212.36,32184.36,29986.74,27998.639999999999,26245.08]
["PV O&M",4667.3155807747135,3672.7278394168288,3431.4606558852051,3207.5668727928141,2995.322957439832,null,4938.867913710139,3834.834509663071,3598.0965783860329,3380.7150037591909,3163.423563505577,null,4922.7338609027574,3872.7360136044349,3637.4176987056999,3404.6231462572819,3187.0613028839898,null,5034.049811836373,4029.051550370933,3753.938909693095,3505.0553716239069,3285.5331056329578]
["Battery capital cost",33218.421167951987,20903.95846563594,17748.22260417022,15042.4106758043,12431.58701114687,null,44222.705911641999,31822.031210795129,29080.289796093792,26373.873104669779,23677.41379908019,null,46951.293918356001,33702.624181980696,30623.192432999811,27855.005659925791,25159.484058734652,null,55490.744497123997,41414.841865046968,37597.667821999501,34427.068621106017,31243.062585350279]
["Battery O&M",7384.2115815212237,4320.6443848866647,3783.656337732205,3242.0989786017249,2688.3672197543151,null,9992.4124134222839,6924.3384981264426,6389.5255686592,5786.5485194400953,5185.6057529500385,null,10423.445627050611,7218.0732758725799,6657.1432858300705,6120.2334803190352,5519.6036804026789,null,11645.42361406226,8362.8267608237547,7805.1829198050946,7244.6284896510251,6654.4517732962486]
["Diesel capital cost",0,0,0,0,0,null,0,0,0,0,0,null,0,0,0,0,0,null,0,0,0,0,0]
["Diesel O&M (kW)",0,0,0,0,0,null,0,0,0,0,0,null,0,0,0,0,0,null,0,0,0,0,0]
["Diesel O&M (kWh)",0,0,0,0,0,null,0,0,0,0,0,null,0,0,0,0,0,null,0,0,0,0,0]
["Fuel cost",0,0,0,0,0,null,0,0,0,0,0,null,0,0,0,0,0,null,0,0,0,0,0]
["REopt LCC",82552.100000000006,58234.7,52373.599999999999,47113.8,42041.599999999999,null,98605.2,73213.600000000006,67809.3,62546,57295.7,null,101620,75728.600000000006,69973.3,64575.8,59324.1,null,112382,85990.399999999994,79142.899999999994,73174.899999999994,67427.7]
[]
["TMY_medPVBatt_HighDiesel_44_D_business",100,95,90,85,80,"TMY_medPVBatt_HighDiesel_44_D_nrel",100,95,90,85,80,"TMY_medPVBatt_HighDiesel_44_D_average",100,95,90,85,80,"TMY_medPVBatt_HighDiesel_44_D_residential",100,95,90,85,80]
["PV kW",0,0,0,0,0,null,0,0,0,0,0,null,0,0,0,0,0,null,0,0,0,0,0]
["Battery kW",0,0,0,0,0,null,0,0,0,0,0,null,0,0,0,0,0,null,0,0,0,0,0]
["Battery kWh",0,0,0,0,0,null,0,0,0,0,0,null,0,0,0,0,0,null,0,0,0,0,0]
["Generator kW",6,6,6,6,6,null,7,7,7,7,7,null,8,8,8,8,8,null,12,12,12,12,12]
["PV capital cost",0,0,0,0,0,null,0,0,0,0,0,null,0,0,0,0,0,null,0,0,0,0,0]
["PV O&M",0,0,0,0,0,null,0,0,0,0,0,null,0,0,0,0,0,null,0,0,0,0,0]
["Battery capital cost",0,0,0,0,0,null,0,0,0,0,0,null,0,0,0,0,0,null,0,0,0,0,0]
["Battery O&M",0,0,0,0,0,null,0,0,0,0,0,null,0,0,0,0,0,null,0,0,0,0,0]
["Diesel capital cost",3741.54,3741.54,3741.54,3741.54,3741.54,null,4365.13,4365.13,4365.13,4365.13,4365.13,null,4988.72,4988.72,4988.72,4988.72,4988.72,null,7483.08,7483.08,7483.08,7483.08,7483.08]
["Diesel O&M (kW)",938.89972109999997,938.89972109999997,938.89972109999997,938.89972109999997,938.89972109999997,null,1095.3830079500001,1095.3830079500001,1095.3830079500001,1095.3830079500001,1095.3830079500001,null,1251.8662948000001,1251.8662948000001,1251.8662948000001,1251.8662948000001,1251.8662948000001,null,1877.7994421999999,1877.7994421999999,1877.7994421999999,1877.7994421999999,1877.7994421999999]
["Diesel O&M (kWh)",2837.0172662311311,2695.166402919599,2553.3155396080419,2411.4646762964858,2269.6138129849369,null,2838.0682079856738,2696.1647975864089,2554.2613871871422,2412.3579767878691,2270.4545663885879,null,2838.0682079856829,2696.1647975864062,2554.2613871871208,2412.3579767878368,2270.4545663885478,null,2839.119149740191,2697.1631922531901,2555.207234766181,2413.2512772791752,2271.2953197921629]
["Fuel cost",79453.562058759693,75480.883955822384,71508.205852884392,67535.527749946414,63562.849647008647,null,79482.994754467451,75508.845016744599,71534.695279021733,67560.545541298663,63586.395803575353,null,79482.994754467712,75508.845016744526,71534.695279021122,67560.545541297761,63586.395803574247,null,79512.427450174524,75536.806077666057,71561.184705157313,67585.5633326487,63609.941960139899]
["REopt LCC",86971.8,82857.3,78742.7,74628.100000000006,70513.600000000006,null,87782.399999999994,83666.3,79550.2,75434.100000000006,71318,null,88562.5,84446.399999999994,80330.3,76214.2,72098.100000000006,null,91713.3,87595.7,83478.100000000006,79360.5,75242.899999999994]
[]
["TMY_medPVBatt_HighDiesel_36_PBD_business",100,95,90,85,80,"TMY_medPVBatt_HighDiesel_36_PBD_nrel",100,95,90,85,80,"TMY_medPVBatt_HighDiesel_36_PBD_average",100,95,90,85,80,"TMY_medPVBatt_HighDiesel_36_PBD_residential",100,95,90,85,80]
["PV kW",8.2959999999999994,8.2959999999999994,8.2959999999999994,8.2959999999999994,8.2959999999999994,null,5.29,5.29,5.29,5.29,5.29,null,4.734,4.734,4.734,4.734,4.734,null,3.2309999999999999,3.2309999999999999,3.2309999999999999,3.2309999999999999,3.2309999999999999]
["Battery kW",0,0,0,0,0,null,0,0,0,0,0,null,0,0,0,0,0,null,0,0,0,0,0]
["Battery kWh",0,0,0,0,0,null,0,0,0,0,0,null,0,0,0,0,0,null,0,0,0,0,0]
["Generator kW",6,6,6,6,6,null,7,7,7,7,7,null,8,8,8,8,8,null,12,12,12,12,12]
["PV capital cost",14932.134,14932.134,14932.134,14932.134,14932.134,null,9521.3159999999989,9521.3159999999989,9521.3159999999989,9521.3159999999989,9521.3159999999989,null,8521.83,8521.83,8521.83,8521.83,8521.83,null,5815.5120000000006,5815.5120000000006,5815.5120000000006,5815.5120000000006,5815.5120000000006]
["PV O&M",1869.303526403711,1869.303526403711,1869.303526403711,1869.303526403711,1869.303526403711,null,1191.941458253996,1191.941458253996,1191.941458253996,1191.941458253996,1191.941458253996,null,1066.819174701548,1066.819174701548,1066.819174701548,1066.819174701548,1066.819174701548,null,728.02434598049376,728.02434598049376,728.02434598049376,728.02434598049376,728.02434598049376]
["Battery capital cost",0,0,0,0,0,null,0,0,0,0,0,null,0,0,0,0,0,null,-1.2687419342000001E-9,0,0,0,0]
["Battery O&M",0,0,0,0,0,null,0,0,0,0,0,null,0,0,0,0,0,null,-3.2902488859654699E-10,0,0,0,0]
["Diesel capital cost",3741.54,3741.54,3741.54,3741.54,3741.54,null,4365.13,4365.13,4365.13,4365.13,4365.13,null,4988.72,4988.72,4988.72,4988.72,4988.72,null,7483.08,7483.08,7483.08,7483.08,7483.08]
["Diesel O&M (kW)",938.89972109999997,938.89972109999997,938.89972109999997,938.89972109999997,938.89972109999997,null,1095.3830079500001,1095.3830079500001,1095.3830079500001,1095.3830079500001,1095.3830079500001,null,1251.8662948000001,1251.8662948000001,1251.8662948000001,1251.8662948000001,1251.8662948000001,null,1877.7994421999999,1877.7994421999999,1877.7994421999999,1877.7994421999999,1877.7994421999999]
["Diesel O&M (kWh)",1341.5043858033109,1199.65352249176,1057.8026591801929,915.95179586862093,774.10091988816293,null,1897.235228591677,1755.3318181923951,1613.4284077931079,1471.524997393821,1329.621586994527,null,1992.370517960245,1850.4671075609481,1708.563697161653,1566.660286762359,1424.756876363065,null,2301.261177169868,2159.3052196828521,2017.349262195838,1875.393304708826,1733.437347221816]
["Fuel cost",30739.253355468649,27488.88036215584,24238.507368842729,20988.134375529469,17737.761091921158,null,43473.278942489203,40221.701884351918,36970.124826214553,33718.547768077187,30466.970709939629,null,45653.210513264537,42401.633455126947,39150.056396989377,35898.47933885183,32646.902280714279,null,52731.136111619213,49478.354988657367,46225.573865695587,42972.79274273388,39720.011619772173]
["REopt LCC",53562.8,50170.5,46778.2,43386,39993.699999999997,null,61544.7,58151.199999999997,54757.599999999999,51364.1,47970.6,null,63475.3,60081.8,56688.2,53294.7,49901.2,null,70937.5,67542.7,64147.9,60753.1,57358.400000000001]
[]
["TMY_medPVBatt_HighDiesel_36_PB_business",100,95,90,85,80,"TMY_medPVBatt_HighDiesel_36_PB_nrel",100,95,90,85,80,"TMY_medPVBatt_HighDiesel_36_PB_average",100,95,90,85,80,"TMY_medPVBatt_HighDiesel_36_PB_residential",100,95,90,85,80]
["PV kW",20.713000000000001,16.298999999999999,15.228,14.234999999999999,13.292999999999999,null,21.917999999999999,17.018000000000001,15.968,15.003,14.039,null,21.846,17.186,16.141999999999999,15.109,14.144,null,22.34,17.88,16.658999999999999,15.555,14.581]
["Battery kW",4.76,4.2569999999999997,3.169,2.5489999999999999,2.0720000000000001,null,5.71,5.1379999999999999,4.4560000000000004,4.0739999999999998,3.6930000000000001,null,6.78,5.8890000000000002,4.9690000000000003,4.2690000000000001,3.8879999999999999,null,10.62,9.1969999999999992,7.5250000000000004,6.5129999999999999,5.601]
["Battery kWh",47.188000000000002,27.611000000000001,24.178999999999998,20.718,17.18,null,63.856000000000002,44.25,40.832000000000001,36.978999999999999,33.137999999999998,null,66.611000000000004,46.127000000000002,42.542000000000002,39.110999999999997,35.273000000000003,null,74.42,53.442,49.878999999999998,46.296999999999997,42.524999999999999]
["Generator kW",0,0,0,0,0,null,0,0,0,0,0,null,0,0,0,0,0,null,0,0,0,0,0]
["PV capital cost",37282.86,29338.02,27410.76,25622.28,23926.86,null,39452.04,30632.94,28741.86,27005.4,25269.66,null,39323.160000000003,30935.7,29055.96,27196.38,25458.48,null,40212.36,32184.36,29986.74,27998.639999999999,26245.08]
["PV O&M",4667.3155807747135,3672.7278394168288,3431.4606558852051,3207.5668727928141,2995.322957439832,null,4938.867913710139,3834.834509663071,3598.0965783860329,3380.7150037591909,3163.423563505577,null,4922.7338609027574,3872.7360136044349,3637.4176987056999,3404.6231462572819,3187.0613028839898,null,5034.049811836373,4029.051550370933,3753.938909693095,3505.0553716239069,3285.5331056329578]
["Battery capital cost",33218.421167951987,20903.95846563594,17748.22260417022,15042.4106758043,12431.58701114687,null,44222.705911641999,31822.031210795129,29080.289796093792,26373.873104669779,23677.41379908019,null,46951.293918356001,33702.624181980696,30623.192432999811,27855.005659925791,25159.484058734652,null,55490.744497123997,41414.841865046968,37597.667821999501,34427.068621106017,31243.062585350279]
["Battery O&M",7384.2115815212237,4320.6443848866647,3783.656337732205,3242.0989786017249,2688.3672197543151,null,9992.4124134222839,6924.3384981264426,6389.5255686592,5786.5485194400953,5185.6057529500385,null,10423.445627050611,7218.0732758725799,6657.1432858300705,6120.2334803190352,5519.6036804026789,null,11645.42361406226,8362.8267608237547,7805.1829198050946,7244.6284896510251,6654.4517732962486]
["Diesel capital cost",0,0,0,0,0,null,0,0,0,0,0,null,0,0,0,0,0,null,0,0,0,0,0]
["Diesel O&M (kW)",0,0,0,0,0,null,0,0,0,0,0,null,0,0,0,0,0,null,0,0,0,0,0]
["Diesel O&M (kWh)",0,0,0,0,0,null,0,0,0,0,0,null,0,0,0,0,0,null,0,0,0,0,0]
["Fuel cost",0,0,0,0,0,null,0,0,0,0,0,null,0,0,0,0,0,null,0,0,0,0,0]
["REopt LCC",82552.100000000006,58234.7,52373.599999999999,47113.8,42041.599999999999,null,98605.2,73213.600000000006,67809.3,62546,57295.7,null,101620,75728.600000000006,69973.3,64575.8,59324.1,null,112382,85990.399999999994,79142.899999999994,73174.899999999994,67427.7]
[]
["TMY_medPVBatt_HighDiesel_36_D_business",100,95,90,85,80,"TMY_medPVBatt_HighDiesel_36_D_nrel",100,95,90,85,80,"TMY_medPVBatt_HighDiesel_36_D_average",100,95,90,85,80,"TMY_medPVBatt_HighDiesel_36_D_residential",100,95,90,85,80]
["PV kW",0,0,0,0,0,null,0,0,0,0,0,null,0,0,0,0,0,null,0,0,0,0,0]
["Battery kW",0,0,0,0,0,null,0,0,0,0,0,null,0,0,0,0,0,null,0,0,0,0,0]
["Battery kWh",0,0,0,0,0,null,0,0,0,0,0,null,0,0,0,0,0,null,0,0,0,0,0]
["Generator kW",6,6,6,6,6,null,7,7,7,7,7,null,8,8,8,8,8,null,12,12,12,12,12]
["PV capital cost",0,0,0,0,0,null,0,0,0,0,0,null,0,0,0,0,0,null,0,0,0,0,0]
["PV O&M",0,0,0,0,0,null,0,0,0,0,0,null,0,0,0,0,0,null,0,0,0,0,0]
["Battery capital cost",0,0,0,0,0,null,0,0,0,0,0,null,0,0,0,0,0,null,0,0,0,0,0]
["Battery O&M",0,0,0,0,0,null,0,0,0,0,0,null,0,0,0,0,0,null,0,0,0,0,0]
["Diesel capital cost",3741.54,3741.54,3741.54,3741.54,3741.54,null,4365.13,4365.13,4365.13,4365.13,4365.13,null,4988.72,4988.72,4988.72,4988.72,4988.72,null,7483.08,7483.08,7483.08,7483.08,7483.08]
["Diesel O&M (kW)",938.89972109999997,938.89972109999997,938.89972109999997,938.89972109999997,938.89972109999997,null,1095.3830079500001,1095.3830079500001,1095.3830079500001,1095.3830079500001,1095.3830079500001,null,1251.8662948000001,1251.8662948000001,1251.8662948000001,1251.8662948000001,1251.8662948000001,null,1877.7994421999999,1877.7994421999999,1877.7994421999999,1877.7994421999999,1877.7994421999999]
["Diesel O&M (kWh)",2837.0172662311311,2695.166402919599,2553.3155396080429,2411.4646762964858,2269.6138129849369,null,2838.0682079856738,2696.1647975864089,2554.2613871871422,2412.3579767878682,2270.4545663885879,null,2838.0682079856829,2696.1647975864062,2554.2613871871208,2412.3579767878368,2270.4545663885492,null,2839.119149740191,2697.1631922531901,2555.2072347661801,2413.2512772791761,2271.2953197921629]
["Fuel cost",65007.45986625793,61757.086872945598,58506.713879632713,55256.340886319798,52005.96789300708,null,65031.5411627461,61779.964104609222,58528.387046472308,55276.809988335219,52025.232930197999,null,65031.541162746304,61779.964104609149,58528.38704647182,55276.809988334513,52025.232930197111,null,65055.622459233709,61802.841336272213,58550.06021331052,55297.279090348973,52044.4979673872]
["REopt LCC",72525.7,69133.5,65741.2,62348.9,58956.7,null,73330.899999999994,69937.399999999994,66543.899999999994,63150.400000000001,59756.9,null,74111,70717.5,67324,63930.5,60537,null,77256.5,73861.7,70467,67072.2,63677.4]
[]
["TMY_medPVBatt_HighDiesel_32_PBD_business",100,95,90,85,80,"TMY_medPVBatt_HighDiesel_32_PBD_nrel",100,95,90,85,80,"TMY_medPVBatt_HighDiesel_32_PBD_average",100,95,90,85,80,"TMY_medPVBatt_HighDiesel_32_PBD_residential",100,95,90,85,80]
["PV kW",8.0289999999999999,8.0289999999999999,8.0289999999999999,8.0289999999999999,8.0289999999999999,null,5.117,5.117,5.117,5.117,5.117,null,4.569,4.569,4.569,4.569,4.569,null,3.03,3.03,3.03,3.03,3.03]
["Battery kW",0,0,0,0,0,null,0,0,0,0,0,null,0,0,0,0,0,null,0,0,0,0,0]
["Battery kWh",0,0,0,0,0,null,0,0,0,0,0,null,0,0,0,0,0,null,0,0,0,0,0]
["Generator kW",6,6,6,6,6,null,7,7,7,7,7,null,8,8,8,8,8,null,12,12,12,12,12]
["PV capital cost",14451.48,14451.48,14451.48,14451.48,14451.48,null,9210.366,9210.366,9210.366,9210.366,9210.366,null,8225.0820000000003,8225.0820000000003,8225.0820000000003,8225.0820000000003,8225.0820000000003,null,5453.4059999999999,5453.4059999999999,5453.4059999999999,5453.4059999999999,5453.4059999999999]
["PV O&M",1809.1320721976299,1809.1320721976299,1809.1320721976299,1809.1320721976299,1809.1320721976299,null,1153.01467581719,1153.01467581719,1153.01467581719,1153.01467581719,1153.01467581719,null,1029.6702927766171,1029.6702927766171,1029.6702927766171,1029.6702927766171,1029.6702927766171,null,682.69351632600876,682.69351632600876,682.69351632600876,682.69351632600876,682.69351632600876]
["Battery capital cost",3.7733580599000004E-9,0,0,0,0,null,0,0,0,0,0,null,5.4802118586999997E-10,0,0,0,0,null,0,0,0,0,0]
["Battery O&M",9.7855102115492145E-10,0,0,0,0,null,0,0,0,0,0,null,1.42119216500178E-10,0,0,0,0,null,0,0,0,0,0]
["Diesel capital cost",3741.54,3741.54,3741.54,3741.54,3741.54,null,4365.13,4365.13,4365.13,4365.13,4365.13,null,4988.72,4988.72,4988.72,4988.72,4988.72,null,7483.08,7483.08,7483.08,7483.08,7483.08]
["Diesel O&M (kW)",938.89972109999997,938.89972109999997,938.89972109999997,938.89972109999997,938.89972109999997,null,1095.3830079500001,1095.3830079500001,1095.3830079500001,1095.3830079500001,1095.3830079500001,null,1251.8662948000001,1251.8662948000001,1251.8662948000001,1251.8662948000001,1251.8662948000001,null,1877.7994421999999,1877.7994421999999,1877.7994421999999,1877.7994421999999,1877.7994421999999]
["Diesel O&M (kWh)",1365.420417177178,1223.5695538656501,1081.7186905540859,939.86782724251304,798.01696008276224,null,1912.690276211421,1770.786865812139,1628.883455412853,1486.980045013564,1345.076634614273,null,2007.157130985968,1865.2537205866729,1723.3503101873789,1581.4468997880831,1439.5434893887859,null,2319.2771078982009,2177.3211504111869,2035.3651929241739,1893.409235437161,1751.453277950148]
["Fuel cost",27810.902833839729,24921.682395339951,22032.461956839459,19143.24151833876,16254.021001458341,null,38957.703249316102,36067.412530971873,33177.121812627542,30286.83109428317,27396.540375938748,null,40881.805515623782,37991.514797279277,35101.224078934792,32210.933360590268,29320.642642245719,null,47239.069726123758,44347.708727935496,41456.347729747242,38564.986731559009,35673.625733370784]
["REopt LCC",50117.5,47086.400000000001,44055.3,41024.199999999997,37993.1,null,56694.7,53662.5,50630.2,47598,44565.8,null,58384.800000000003,55352.5,52320.3,49288.1,46255.9,null,65056,62022.6,58989.3,55955.9,52922.6]
[]
["TMY_medPVBatt_HighDiesel_32_PB_business",100,95,90,85,80,"TMY_medPVBatt_HighDiesel_32_PB_nrel",100,95,90,85,80,"TMY_medPVBatt_HighDiesel_32_PB_average",100,95,90,85,80,"TMY_medPVBatt_HighDiesel_32_PB_residential",100,95,90,85,80]
["PV kW",20.713000000000001,16.298999999999999,15.228,14.234999999999999,13.292999999999999,null,21.917999999999999,17.018000000000001,15.968,15.003,14.039,null,21.846,17.186,16.141999999999999,15.109,14.144,null,22.34,17.88,16.658999999999999,15.555,14.581]
["Battery kW",4.76,4.2569999999999997,3.169,2.5489999999999999,2.0720000000000001,null,5.71,5.1379999999999999,4.4560000000000004,4.0739999999999998,3.6930000000000001,null,6.78,5.8890000000000002,4.9690000000000003,4.2690000000000001,3.8879999999999999,null,10.62,9.1969999999999992,7.5250000000000004,6.5129999999999999,5.601]
["Battery kWh",47.188000000000002,27.611000000000001,24.178999999999998,20.718,17.18,null,63.856000000000002,44.25,40.832000000000001,36.978999999999999,33.137999999999998,null,66.611000000000004,46.127000000000002,42.542000000000002,39.110999999999997,35.273000000000003,null,74.42,53.442,49.878999999999998,46.296999999999997,42.524999999999999]
["Generator kW",0,0,0,0,0,null,0,0,0,0,0,null,0,0,0,0,0,null,0,0,0,0,0]
["PV capital cost",37282.86,29338.02,27410.76,25622.28,23926.86,null,39452.04,30632.94,28741.86,27005.4,25269.66,null,39323.160000000003,30935.7,29055.96,27196.38,25458.48,null,40212.36,32184.36,29986.74,27998.639999999999,26245.08]
["PV O&M",4667.3155807747135,3672.7278394168288,3431.4606558852051,3207.5668727928141,2995.322957439832,null,4938.867913710139,3834.834509663071,3598.0965783860329,3380.7150037591909,3163.423563505577,null,4922.7338609027574,3872.7360136044349,3637.4176987056999,3404.6231462572819,3187.0613028839898,null,5034.049811836373,4029.051550370933,3753.938909693095,3505.0553716239069,3285.5331056329578]
["Battery capital cost",33218.421167951987,20903.95846563594,17748.22260417022,15042.4106758043,12431.58701114687,null,44222.705911641999,31822.031210795129,29080.289796093792,26373.873104669779,23677.41379908019,null,46951.293918356001,33702.624181980696,30623.192432999811,27855.005659925791,25159.484058734652,null,55490.744497123997,41414.841865046968,37597.667821999501,34427.068621106017,31243.062585350279]
["Battery O&M",7384.2115815212237,4320.6443848866647,3783.656337732205,3242.0989786017249,2688.3672197543151,null,9992.4124134222839,6924.3384981264426,6389.5255686592,5786.5485194400953,5185.6057529500385,null,10423.445627050611,7218.0732758725799,6657.1432858300705,6120.2334803190352,5519.6036804026789,null,11645.42361406226,8362.8267608237547,7805.1829198050946,7244.6284896510251,6654.4517732962486]
["Diesel capital cost",0,0,0,0,0,null,0,0,0,0,0,null,0,0,0,0,0,null,0,0,0,0,0]
["Diesel O&M (kW)",0,0,0,0,0,null,0,0,0,0,0,null,0,0,0,0,0,null,0,0,0,0,0]
["Diesel O&M (kWh)",0,0,0,0,0,null,0,0,0,0,0,null,0,0,0,0,0,null,0,0,0,0,0]
["Fuel cost",0,0,0,0,0,null,0,0,0,0,0,null,0,0,0,0,0,null,0,0,0,0,0]
["REopt LCC",82552.100000000006,58234.7,52373.599999999999,47113.8,42041.599999999999,null,98605.2,73213.600000000006,67809.3,62546,57295.7,null,101620,75728.600000000006,69973.3,64575.8,59324.1,null,112382,85990.399999999994,79142.899999999994,73174.899999999994,67427.7]
[]
["TMY_medPVBatt_HighDiesel_32_D_business",100,95,90,85,80,"TMY_medPVBatt_HighDiesel_32_D_nrel",100,95,90,85,80,"TMY_medPVBatt_HighDiesel_32_D_average",100,95,90,85,80,"TMY_medPVBatt_HighDiesel_32_D_residential",100,95,90,85,80]
["PV kW",0,0,0,0,0,null,0,0,0,0,0,null,0,0,0,0,0,null,0,0,0,0,0]
["Battery kW",0,0,0,0,0,null,0,0,0,0,0,null,0,0,0,0,0,null,0,0,0,0,0]
["Battery kWh",0,0,0,0,0,null,0,0,0,0,0,null,0,0,0,0,0,null,0,0,0,0,0]
["Generator kW",6,6,6,6,6,null,7,7,7,7,7,null,8,8,8,8,8,null,12,12,12,12,12]
["PV capital cost",0,0,0,0,0,null,0,0,0,0,0,null,0,0,0,0,0,null,0,0,0,0,0]
["PV O&M",0,0,0,0,0,null,0,0,0,0,0,null,0,0,0,0,0,null,0,0,0,0,0]
["Battery capital cost",0,0,0,0,0,null,0,0,0,0,0,null,0,0,0,0,0,null,0,0,0,0,0]
["Battery O&M",0,0,0,0,0,null,0,0,0,0,0,null,0,0,0,0,0,null,0,0,0,0,0]
["Diesel capital cost",3741.54,3741.54,3741.54,3741.54,3741.54,null,4365.13,4365.13,4365.13,4365.13,4365.13,null,4988.72,4988.72,4988.72,4988.72,4988.72,null,7483.08,7483.08,7483.08,7483.08,7483.08]
["Diesel O&M (kW)",938.89972109999997,938.89972109999997,938.89972109999997,938.89972109999997,938.89972109999997,null,1095.3830079500001,1095.3830079500001,1095.3830079500001,1095.3830079500001,1095.3830079500001,null,1251.8662948000001,1251.8662948000001,1251.8662948000001,1251.8662948000001,1251.8662948000001,null,1877.7994421999999,1877.7994421999999,1877.7994421999999,1877.7994421999999,1877.7994421999999]
["Diesel O&M (kWh)",2837.0172662311311,2695.166402919599,2553.3155396080419,2411.4646762964858,2269.613812984936,null,2838.0682079856738,2696.1647975864089,2554.2613871871422,2412.3579767878682,2270.4545663885879,null,2838.0682079856829,2696.1647975864062,2554.2613871871208,2412.3579767878368,2270.4545663885492,null,2839.119149740191,2697.1631922531901,2555.2072347661801,2413.2512772791752,2271.2953197921629]
["Fuel cost",57784.408770007038,54895.188331507183,52005.967893006833,49116.747454506462,46227.527016006286,null,57805.814366885417,54915.523648541537,52025.232930197613,49134.942211853522,46244.651493509336,null,57805.814366885606,54915.523648541479,52025.232930197177,49134.942211852896,46244.651493508543,null,57827.219963763288,54935.858965575302,52044.497967387128,49153.136969199048,46261.775971010837]
["REopt LCC",65302.7,62271.6,59240.5,56209.4,53178.2,null,66105.2,63073,60040.800000000003,57008.5,53976.3,null,66885.3,63853.1,60820.800000000003,57788.6,54756.4,null,70028.100000000006,66994.8,63961.4,60928.1,57894.7]
[]
["TMY_medPVBatt_MedDiesel_44_PBD_business",100,95,90,85,80,"TMY_medPVBatt_MedDiesel_44_PBD_nrel",100,95,90,85,80,"TMY_medPVBatt_MedDiesel_44_PBD_average",100,95,90,85,80,"TMY_medPVBatt_MedDiesel_44_PBD_residential",100,95,90,85,80]
["PV kW",8.3439999999999994,8.3439999999999994,8.3439999999999994,8.3439999999999994,8.3439999999999994,null,5.3120000000000003,5.3120000000000003,5.3120000000000003,5.3120000000000003,5.3120000000000003,null,4.758,4.758,4.758,4.758,4.758,null,3.274,3.274,3.274,3.274,3.274]
["Battery kW",0,0,0,0,0,null,0,0,0,0,0,null,0,0,0,0,0,null,0,0,0,0,0]
["Battery kWh",0,0,0,0,0,null,0,0,0,0,0,null,0,0,0,0,0,null,0,0,0,0,0]
["Generator kW",6,6,6,6,6,null,7,7,7,7,7,null,8,8,8,8,8,null,12,12,12,12,12]
["PV capital cost",15018.912,15018.912,15018.912,15018.912,15018.912,null,9562.0680000000011,9562.0680000000011,9562.0680000000011,9562.0680000000011,9562.0680000000011,null,8563.8779999999988,8563.8779999999988,8563.8779999999988,8563.8779999999988,8563.8779999999988,null,5893.02,5893.02,5893.02,5893.02,5893.02]
["PV O&M",1880.1669717367261,1880.1669717367261,1880.1669717367261,1880.1669717367261,1880.1669717367261,null,1197.0430637785651,1197.0430637785651,1197.0430637785651,1197.0430637785651,1197.0430637785651,null,1072.083022097923,1072.083022097923,1072.083022097923,1072.083022097923,1072.083022097923,null,737.72731125822952,737.72731125822952,737.72731125822952,737.72731125822952,737.72731125822952]
["Battery capital cost",0,0,0,0,0,null,1.6014139353999999E-9,0,0,0,0,null,0,0,0,0,0,null,0,0,0,0,0]
["Battery O&M",0,0,0,0,0,null,4.1529725430268899E-10,0,0,0,0,null,0,0,0,0,0,null,0,0,0,0,0]
["Diesel capital cost",2993.22,2993.22,2993.22,2993.22,2993.22,null,3492.09,3492.09,3492.09,3492.09,3492.09,null,3990.96,3990.96,3990.96,3990.96,3990.96,null,5986.4400000000014,5986.4400000000014,5986.4400000000014,5986.4400000000014,5986.4400000000014]
["Diesel O&M (kW)",938.89972109999997,938.89972109999997,938.89972109999997,938.89972109999997,938.89972109999997,null,1095.3830079500001,1095.3830079500001,1095.3830079500001,1095.3830079500001,1095.3830079500001,null,1251.8662948000001,1251.8662948000001,1251.8662948000001,1251.8662948000001,1251.8662948000001,null,1877.7994421999999,1877.7994421999999,1877.7994421999999,1877.7994421999999,1877.7994421999999]
["Diesel O&M (kWh)",1337.4480699108501,1195.597206599296,1053.746343287728,911.89547997615705,770.04461027255672,null,1895.3369554755741,1753.4335450762981,1611.530134677012,1469.6267242777219,1327.723313878432,null,1990.411604342107,1848.5081939428139,1706.604783543517,1564.701373144221,1422.7979627449231,null,2297.649757752632,2155.6938002656188,2013.737842778607,1871.7818852915941,1729.8259278045839]
["Fuel cost",31213.83106825404,27903.26598247244,24592.70089669053,21282.13581090853,17971.57057594712,null,44234.037101400827,40922.245653298211,37610.454205195347,34298.662757092367,30986.871308989441,null,46452.922526082293,43141.131077979269,39829.339629876144,36517.548181773047,33205.756733669907,null,53623.354062102757,50310.336251678753,46997.318441254742,43684.300630830723,40371.282820406777]
["REopt LCC",53382.6,49930.2,46477.7,43025.3,39572.800000000003,null,61476.3,58022.6,54568.9,51115.199999999997,47661.4,null,63322.6,59868.800000000003,56415.1,52961.4,49507.7,null,70416.600000000006,66961.600000000006,63506.6,60051.6,56596.6]
[]
["TMY_medPVBatt_MedDiesel_44_PB_business",100,95,90,85,80,"TMY_medPVBatt_MedDiesel_44_PB_nrel",100,95,90,85,80,"TMY_medPVBatt_MedDiesel_44_PB_average",100,95,90,85,80,"TMY_medPVBatt_MedDiesel_44_PB_residential",100,95,90,85,80]
["PV kW",20.713000000000001,16.298999999999999,15.228,14.234999999999999,13.292999999999999,null,21.917999999999999,17.018000000000001,15.968,15.003,14.039,null,21.846,17.186,16.141999999999999,15.109,14.144,null,22.34,17.88,16.658999999999999,15.555,14.581]
["Battery kW",4.76,4.2569999999999997,3.169,2.5489999999999999,2.0720000000000001,null,5.71,5.1379999999999999,4.4560000000000004,4.0739999999999998,3.6930000000000001,null,6.78,5.8890000000000002,4.9690000000000003,4.2690000000000001,3.8879999999999999,null,10.62,9.1969999999999992,7.5250000000000004,6.5129999999999999,5.601]
["Battery kWh",47.188000000000002,27.611000000000001,24.178999999999998,20.718,17.18,null,63.856000000000002,44.25,40.832000000000001,36.978999999999999,33.137999999999998,null,66.611000000000004,46.127000000000002,42.542000000000002,39.110999999999997,35.273000000000003,null,74.42,53.442,49.878999999999998,46.296999999999997,42.524999999999999]
["Generator kW",0,0,0,0,0,null,0,0,0,0,0,null,0,0,0,0,0,null,0,0,0,0,0]
["PV capital cost",37282.86,29338.02,27410.76,25622.28,23926.86,null,39452.04,30632.94,28741.86,27005.4,25269.66,null,39323.160000000003,30935.7,29055.96,27196.38,25458.48,null,40212.36,32184.36,29986.74,27998.639999999999,26245.08]
["PV O&M",4667.3155807747135,3672.7278394168288,3431.4606558852051,3207.5668727928141,2995.322957439832,null,4938.867913710139,3834.834509663071,3598.0965783860329,3380.7150037591909,3163.423563505577,null,4922.7338609027574,3872.7360136044349,3637.4176987056999,3404.6231462572819,3187.0613028839898,null,5034.049811836373,4029.051550370933,3753.938909693095,3505.0553716239069,3285.5331056329578]
["Battery capital cost",33218.421167951987,20903.95846563594,17748.22260417022,15042.4106758043,12431.58701114687,null,44222.705911641999,31822.031210795129,29080.289796093792,26373.873104669779,23677.41379908019,null,46951.293918356001,33702.624181980696,30623.192432999811,27855.005659925791,25159.484058734652,null,55490.744497123997,41414.841865046968,37597.667821999501,34427.068621106017,31243.062585350279]
["Battery O&M",7384.2115815212237,4320.6443848866647,3783.656337732205,3242.0989786017249,2688.3672197543151,null,9992.4124134222839,6924.3384981264426,6389.5255686592,5786.5485194400953,5185.6057529500385,null,10423.445627050611,7218.0732758725799,6657.1432858300705,6120.2334803190352,5519.6036804026789,null,11645.42361406226,8362.8267608237547,7805.1829198050946,7244.6284896510251,6654.4517732962486]
["Diesel capital cost",0,0,0,0,0,null,0,0,0,0,0,null,0,0,0,0,0,null,0,0,0,0,0]
["Diesel O&M (kW)",0,0,0,0,0,null,0,0,0,0,0,null,0,0,0,0,0,null,0,0,0,0,0]
["Diesel O&M (kWh)",0,0,0,0,0,null,0,0,0,0,0,null,0,0,0,0,0,null,0,0,0,0,0]
["Fuel cost",0,0,0,0,0,null,0,0,0,0,0,null,0,0,0,0,0,null,0,0,0,0,0]
["REopt LCC",82552.100000000006,58234.7,52373.599999999999,47113.8,42041.599999999999,null,98605.2,73213.600000000006,67809.3,62546,57295.7,null,101620,75728.600000000006,69973.3,64575.8,59324.1,null,112382,85990.399999999994,79142.899999999994,73174.899999999994,67427.7]
[]
["TMY_medPVBatt_MedDiesel_44_D_business",100,95,90,85,80,"TMY_medPVBatt_MedDiesel_44_D_nrel",100,95,90,85,80,"TMY_medPVBatt_MedDiesel_44_D_average",100,95,90,85,80,"TMY_medPVBatt_MedDiesel_44_D_residential",100,95,90,85,80]
["PV kW",0,0,0,0,0,null,0,0,0,0,0,null,0,0,0,0,0,null,0,0,0,0,0]
["Battery kW",0,0,0,0,0,null,0,0,0,0,0,null,0,0,0,0,0,null,0,0,0,0,0]
["Battery kWh",0,0,0,0,0,null,0,0,0,0,0,null,0,0,0,0,0,null,0,0,0,0,0]
["Generator kW",6,6,6,6,6,null,7,7,7,7,7,null,8,8,8,8,8,null,12,12,12,12,12]
["PV capital cost",0,0,0,0,0,null,0,0,0,0,0,null,0,0,0,0,0,null,0,0,0,0,0]
["PV O&M",0,0,0,0,0,null,0,0,0,0,0,null,0,0,0,0,0,null,0,0,0,0,0]
["Battery capital cost",0,0,0,0,0,null,0,0,0,0,0,null,0,0,0,0,0,null,0,0,0,0,0]
["Battery O&M",0,0,0,0,0,null,0,0,0,0,0,null,0,0,0,0,0,null,0,0,0,0,0]
["Diesel capital cost",2993.22,2993.22,2993.22,2993.22,2993.22,null,3492.09,3492.09,3492.09,3492.09,3492.09,null,3990.96,3990.96,3990.96,3990.96,3990.96,null,5986.4400000000014,5986.4400000000014,5986.4400000000014,5986.4400000000014,5986.4400000000014]
["Diesel O&M (kW)",938.89972109999997,938.89972109999997,938.89972109999997,938.89972109999997,938.89972109999997,null,1095.3830079500001,1095.3830079500001,1095.3830079500001,1095.3830079500001,1095.3830079500001,null,1251.8662948000001,1251.8662948000001,1251.8662948000001,1251.8662948000001,1251.8662948000001,null,1877.7994421999999,1877.7994421999999,1877.7994421999999,1877.7994421999999,1877.7994421999999]
["Diesel O&M (kWh)",2837.0172662311311,2695.166402919599,2553.3155396080429,2411.4646762964858,2269.6138129849369,null,2838.0682079856738,2696.1647975864089,2554.2613871871422,2412.3579767878682,2270.4545663885879,null,2838.0682079856829,2696.1647975864062,2554.2613871871222,2412.3579767878368,2270.4545663885492,null,2839.119149740191,2697.163192253191,2555.207234766181,2413.2512772791752,2271.2953197921629]
["Fuel cost",66211.30171563309,62900.736629851999,59590.171544070348,56279.606458288697,52969.041372507207,null,66235.828962056228,62924.037513953837,59612.246065851446,56300.454617748859,52988.663169646119,null,66235.828962056432,62924.037513953786,59612.246065850974,56300.454617748117,52988.663169645217,null,66260.356208478785,62947.338398055057,59634.320587631097,56321.302777207253,53008.284966783263]
["REopt LCC",72981.2,69528.800000000003,66076.3,62623.9,59171.4,null,73662.2,70208.5,66754.7,63301,59847.3,null,74317.600000000006,70863.8,67410.100000000006,63956.4,60502.6,null,76964.600000000006,73509.600000000006,70054.600000000006,66599.600000000006,63144.6]
[]
["TMY_medPVBatt_MedDiesel_36_PBD_business",100,95,90,85,80,"TMY_medPVBatt_MedDiesel_36_PBD_nrel",100,95,90,85,80,"TMY_medPVBatt_MedDiesel_36_PBD_average",100,95,90,85,80,"TMY_medPVBatt_MedDiesel_36_PBD_residential",100,95,90,85,80]
["PV kW",7.8890000000000002,7.8890000000000002,7.8890000000000002,7.8890000000000002,7.8890000000000002,null,5.0170000000000003,5.0170000000000003,5.0170000000000003,5.0170000000000003,5.0170000000000003,null,4.4889999999999999,4.4889999999999999,4.4889999999999999,4.4889999999999999,4.4889999999999999,null,2.8980000000000001,2.8980000000000001,2.8980000000000001,2.8980000000000001,2.8980000000000001]
["Battery kW",0,0,0,0,0,null,0,0,0,0,0,null,0,0,0,0,0,null,0,0,0,0,0]
["Battery kWh",0,0,0,0,0,null,0,0,0,0,0,null,0,0,0,0,0,null,0,0,0,0,0]
["Generator kW",6,6,6,6,6,null,7,7,7,7,7,null,8,8,8,8,8,null,12,12,12,12,12]
["PV capital cost",14200.433999999999,14200.433999999999,14200.433999999999,14200.433999999999,14200.433999999999,null,9030.384,9030.384,9030.384,9030.384,9030.384,null,8079.4620000000004,8079.4620000000004,8079.4620000000004,8079.4620000000004,8079.4620000000004,null,5215.518,5215.518,5215.518,5215.518,5215.518]
["PV O&M",1777.7044696131941,1777.7044696131941,1777.7044696131941,1777.7044696131941,1777.7044696131941,null,1130.4833358701201,1130.4833358701201,1130.4833358701201,1130.4833358701201,1130.4833358701201,null,1011.44061579174,1011.44061579174,1011.44061579174,1011.44061579174,1011.44061579174,null,652.91311941227059,652.91311941227059,652.91311941227059,652.91311941227059,652.91311941227059]
["Battery capital cost",2.7913022507999998E-9,0,0,0,0,null,3.4749114738999999E-9,0,0,0,0,null,0,0,0,0,0,null,0,0,0,0,0]
["Battery O&M",7.2387290697367798E-10,0,0,0,0,null,9.0115438747891143E-10,0,0,0,0,null,0,0,0,0,0,null,0,0,0,0,0]
["Diesel capital cost",2993.22,2993.22,2993.22,2993.22,2993.22,null,3492.09,3492.09,3492.09,3492.09,3492.09,null,3990.96,3990.96,3990.96,3990.96,3990.96,null,5986.4400000000014,5986.4400000000014,5986.4400000000014,5986.4400000000014,5986.4400000000014]
["Diesel O&M (kW)",938.89972109999997,938.89972109999997,938.89972109999997,938.89972109999997,938.89972109999997,null,1095.3830079500001,1095.3830079500001,1095.3830079500001,1095.3830079500001,1095.3830079500001,null,1251.8662948000001,1251.8662948000001,1251.8662948000001,1251.8662948000001,1251.8662948000001,null,1877.7994421999999,1877.7994421999999,1877.7994421999999,1877.7994421999999,1877.7994421999999]
["Diesel O&M (kWh)",1379.0852068581471,1237.2343439785111,1095.383480235058,953.53261749934632,811.68174411745019,null,1922.4568209626309,1780.553410563404,1638.650000164117,1496.746589764826,1354.8431793655329,null,2015.073039834097,1873.169629434803,1731.266219035507,1589.3628086362121,1447.4593982369131,null,2332.166337622039,2190.210380135024,2048.2544226480109,1906.298465161,1764.3425076739859]
["Fuel cost",26333.65075123385,23625.006598387299,20916.362429046148,18207.718278947828,15499.073925560489,null,36709.339100875863,33999.691552429169,31290.044003981358,28580.396455533479,25870.748907085541,null,38477.84705784059,35768.199509392638,33058.551960944656,30348.904412496689,27639.256864048639,null,44532.747884837547,41822.096949036037,39111.44601323457,36400.795077433133,33690.144141631652]
["REopt LCC",47623.1,44772.6,41922.1,39071.599999999999,36221,null,53380.6,50529,47677.4,44825.8,41974.2,null,54827.1,51975.5,49124,46272.4,43420.800000000003,null,60598.3,57745.599999999999,54893,52040.3,49187.7]
[]
["TMY_medPVBatt_MedDiesel_36_PB_business",100,95,90,85,80,"TMY_medPVBatt_MedDiesel_36_PB_nrel",100,95,90,85,80,"TMY_medPVBatt_MedDiesel_36_PB_average",100,95,90,85,80,"TMY_medPVBatt_MedDiesel_36_PB_residential",100,95,90,85,80]
["PV kW",20.713000000000001,16.298999999999999,15.228,14.234999999999999,13.292999999999999,null,21.917999999999999,17.018000000000001,15.968,15.003,14.039,null,21.846,17.186,16.141999999999999,15.109,14.144,null,22.34,17.88,16.658999999999999,15.555,14.581]
["Battery kW",4.76,4.2569999999999997,3.169,2.5489999999999999,2.0720000000000001,null,5.71,5.1379999999999999,4.4560000000000004,4.0739999999999998,3.6930000000000001,null,6.78,5.8890000000000002,4.9690000000000003,4.2690000000000001,3.8879999999999999,null,10.62,9.1969999999999992,7.5250000000000004,6.5129999999999999,5.601]
["Battery kWh",47.188000000000002,27.611000000000001,24.178999999999998,20.718,17.18,null,63.856000000000002,44.25,40.832000000000001,36.978999999999999,33.137999999999998,null,66.611000000000004,46.127000000000002,42.542000000000002,39.110999999999997,35.273000000000003,null,74.42,53.442,49.878999999999998,46.296999999999997,42.524999999999999]
["Generator kW",0,0,0,0,0,null,0,0,0,0,0,null,0,0,0,0,0,null,0,0,0,0,0]
["PV capital cost",37282.86,29338.02,27410.76,25622.28,23926.86,null,39452.04,30632.94,28741.86,27005.4,25269.66,null,39323.160000000003,30935.7,29055.96,27196.38,25458.48,null,40212.36,32184.36,29986.74,27998.639999999999,26245.08]
["PV O&M",4667.3155807747135,3672.7278394168288,3431.4606558852051,3207.5668727928141,2995.322957439832,null,4938.867913710139,3834.834509663071,3598.0965783860329,3380.7150037591909,3163.423563505577,null,4922.7338609027574,3872.7360136044349,3637.4176987056999,3404.6231462572819,3187.0613028839898,null,5034.049811836373,4029.051550370933,3753.938909693095,3505.0553716239069,3285.5331056329578]
["Battery capital cost",33218.421167951987,20903.95846563594,17748.22260417022,15042.4106758043,12431.58701114687,null,44222.705911641999,31822.031210795129,29080.289796093792,26373.873104669779,23677.41379908019,null,46951.293918356001,33702.624181980696,30623.192432999811,27855.005659925791,25159.484058734652,null,55490.744497123997,41414.841865046968,37597.667821999501,34427.068621106017,31243.062585350279]
["Battery O&M",7384.2115815212237,4320.6443848866647,3783.656337732205,3242.0989786017249,2688.3672197543151,null,9992.4124134222839,6924.3384981264426,6389.5255686592,5786.5485194400953,5185.6057529500385,null,10423.445627050611,7218.0732758725799,6657.1432858300705,6120.2334803190352,5519.6036804026789,null,11645.42361406226,8362.8267608237547,7805.1829198050946,7244.6284896510251,6654.4517732962486]
["Diesel capital cost",0,0,0,0,0,null,0,0,0,0,0,null,0,0,0,0,0,null,0,0,0,0,0]
["Diesel O&M (kW)",0,0,0,0,0,null,0,0,0,0,0,null,0,0,0,0,0,null,0,0,0,0,0]
["Diesel O&M (kWh)",0,0,0,0,0,null,0,0,0,0,0,null,0,0,0,0,0,null,0,0,0,0,0]
["Fuel cost",0,0,0,0,0,null,0,0,0,0,0,null,0,0,0,0,0,null,0,0,0,0,0]
["REopt LCC",82552.100000000006,58234.7,52373.599999999999,47113.8,42041.599999999999,null,98605.2,73213.600000000006,67809.3,62546,57295.7,null,101620,75728.600000000006,69973.3,64575.8,59324.1,null,112382,85990.399999999994,79142.899999999994,73174.899999999994,67427.7]
[]
["TMY_medPVBatt_MedDiesel_36_D_business",100,95,90,85,80,"TMY_medPVBatt_MedDiesel_36_D_nrel",100,95,90,85,80,"TMY_medPVBatt_MedDiesel_36_D_average",100,95,90,85,80,"TMY_medPVBatt_MedDiesel_36_D_residential",100,95,90,85,80]
["PV kW",0,0,0,0,0,null,0,0,0,0,0,null,0,0,0,0,0,null,0,0,0,0,0]
["Battery kW",0,0,0,0,0,null,0,0,0,0,0,null,0,0,0,0,0,null,0,0,0,0,0]
["Battery kWh",0,0,0,0,0,null,0,0,0,0,0,null,0,0,0,0,0,null,0,0,0,0,0]
["Generator kW",6,6,6,6,6,null,7,7,7,7,7,null,8,8,8,8,8,null,12,12,12,12,12]
["PV capital cost",0,0,0,0,0,null,0,0,0,0,0,null,0,0,0,0,0,null,0,0,0,0,0]
["PV O&M",0,0,0,0,0,null,0,0,0,0,0,null,0,0,0,0,0,null,0,0,0,0,0]
["Battery capital cost",0,0,0,0,0,null,0,0,0,0,0,null,0,0,0,0,0,null,0,0,0,0,0]
["Battery O&M",0,0,0,0,0,null,0,0,0,0,0,null,0,0,0,0,0,null,0,0,0,0,0]
["Diesel capital cost",2993.22,2993.22,2993.22,2993.22,2993.22,null,3492.09,3492.09,3492.09,3492.09,3492.09,null,3990.96,3990.96,3990.96,3990.96,3990.96,null,5986.4400000000014,5986.4400000000014,5986.4400000000014,5986.4400000000014,5986.4400000000014]
["Diesel O&M (kW)",938.89972109999997,938.89972109999997,938.89972109999997,938.89972109999997,938.89972109999997,null,1095.3830079500001,1095.3830079500001,1095.3830079500001,1095.3830079500001,1095.3830079500001,null,1251.8662948000001,1251.8662948000001,1251.8662948000001,1251.8662948000001,1251.8662948000001,null,1877.7994421999999,1877.7994421999999,1877.7994421999999,1877.7994421999999,1877.7994421999999]
["Diesel O&M (kWh)",2837.0172662311311,2695.166402919599,2553.3155396080369,2411.464676296484,2269.6138129849369,null,2838.0682079856738,2696.1647975864098,2554.2613871871422,2412.3579767878668,2270.4545663885879,null,2838.0682079856829,2696.1647975864062,2554.2613871871208,2412.3579767878368,2270.4545663885492,null,2839.119149740191,2697.1631922531901,2555.2072347661801,2413.2512772791752,2271.2953197921629]
["Fuel cost",54172.883221881602,51464.239060787979,48755.594899693802,46046.950738599808,43338.3065775059,null,54192.950968955091,51483.303420507713,48773.655872060262,46064.008323612688,43354.360775165012,null,54192.950968955258,51483.303420507633,48773.655872059862,46064.008323612099,43354.360775164263,null,54213.018716028098,51502.367780226843,48791.716844425428,46081.065908624128,43370.414972822691]
["REopt LCC",60942.8,58092.3,55241.8,52391.199999999997,49540.7,null,61619.3,58767.7,55916.1,53064.6,50213,null,62274.7,59423.1,56571.5,53719.9,50868.3,null,64917.3,62064.6,59212,56359.4,53506.7]
[]
["TMY_medPVBatt_MedDiesel_32_PBD_business",100,95,90,85,80,"TMY_medPVBatt_MedDiesel_32_PBD_nrel",100,95,90,85,80,"TMY_medPVBatt_MedDiesel_32_PBD_average",100,95,90,85,80,"TMY_medPVBatt_MedDiesel_32_PBD_residential",100,95,90,85,80]
["PV kW",7.6890000000000001,7.6890000000000001,7.6890000000000001,7.6890000000000001,7.6890000000000001,null,4.8639999999999999,4.8639999999999999,4.8639999999999999,4.8639999999999999,4.8639999999999999,null,4.3440000000000003,4.3440000000000003,4.3440000000000003,4.3440000000000003,4.3440000000000003,null,2.629,2.629,2.629,2.629,2.629]
["Battery kW",0,0,0,0,0,null,0,0,0,0,0,null,0,0,0,0,0,null,0,0,0,0,0]
["Battery kWh",0,0,0,0,0,null,0,0,0,0,0,null,0,0,0,0,0,null,0,0,0,0,0]
["Generator kW",6,6,6,6,6,null,7,7,7,7,7,null,8,8,8,8,8,null,12,12,12,12,12]
["PV capital cost",13840.794,13840.794,13840.794,13840.794,13840.794,null,8755.0020000000004,8755.0020000000004,8755.0020000000004,8755.0020000000004,8755.0020000000004,null,7819.9380000000001,7819.9380000000001,7819.9380000000001,7819.9380000000001,7819.9380000000001,null,4731.732,4731.732,4731.732,4731.732,4731.732]
["PV O&M",1732.6823501870069,1732.6823501870069,1732.6823501870069,1732.6823501870069,1732.6823501870069,null,1096.0091914706591,1096.0091914706591,1096.0091914706591,1096.0091914706591,1096.0091914706591,null,978.95168096257203,978.95168096257203,978.95168096257203,978.95168096257203,978.95168096257203,null,592.34958068265939,592.34958068265939,592.34958068265939,592.34958068265939,592.34958068265939]
["Battery capital cost",0,0,0,0,0,null,0,0,0,0,0,null,0,0,0,0,0,null,1.2098732546000001E-9,0,0,0,0]
["Battery O&M",0,0,0,0,0,null,0,0,0,0,0,null,0,0,0,0,0,null,3.1375837913146101E-10,0,0,0,0]
["Diesel capital cost",2993.22,2993.22,2993.22,2993.22,2993.22,null,3492.09,3492.09,3492.09,3492.09,3492.09,null,3990.96,3990.96,3990.96,3990.96,3990.96,null,5986.4400000000014,5986.4400000000014,5986.4400000000014,5986.4400000000014,5986.4400000000014]
["Diesel O&M (kW)",938.89972109999997,938.89972109999997,938.89972109999997,938.89972109999997,938.89972109999997,null,1095.3830079500001,1095.3830079500001,1095.3830079500001,1095.3830079500001,1095.3830079500001,null,1251.8662948000001,1251.8662948000001,1251.8662948000001,1251.8662948000001,1251.8662948000001,null,1877.7994421999999,1877.7994421999999,1877.7994421999999,1877.7994421999999,1877.7994421999999]
["Diesel O&M (kWh)",1400.40483647783,1258.553973166278,1116.7031098547161,974.85224654314595,833.00137828207255,null,1938.792297657393,1796.8888872581099,1654.985476858825,1513.0820664595381,1371.1786560602491,null,2030.4678532111859,1888.5644428118901,1746.6610324125941,1604.7576220132989,1462.854211614002,null,2360.874398496886,2218.918441009871,2076.9624835228601,1935.0065260358469,1793.0505685488361]
["Fuel cost",23769.554994058672,21361.87129530845,18954.187596558058,16546.503897807539,14138.82011504738,null,32907.791333491543,30499.215734871319,28090.640136251059,25682.06453763078,23273.488939010469,null,34463.832202949969,32055.256604329541,29646.681005709092,27238.105407088671,24829.529808468222,null,40071.936619611421,37662.46912112119,35253.001622631033,32843.534124140817,30434.06662565067]
["REopt LCC",44675.7,42126.2,39576.6,37027,34477.5,null,49285.5,46735,44184.5,41634,39083.4,null,50536.5,47986,45435.5,42884.9,40334.400000000001,null,55621.8,53070.400000000001,50518.9,47967.5,45416]
[]
["TMY_medPVBatt_MedDiesel_32_PB_business",100,95,90,85,80,"TMY_medPVBatt_MedDiesel_32_PB_nrel",100,95,90,85,80,"TMY_medPVBatt_MedDiesel_32_PB_average",100,95,90,85,80,"TMY_medPVBatt_MedDiesel_32_PB_residential",100,95,90,85,80]
["PV kW",20.713000000000001,16.298999999999999,15.228,14.234999999999999,13.292999999999999,null,21.917999999999999,17.018000000000001,15.968,15.003,14.039,null,21.846,17.186,16.141999999999999,15.109,14.144,null,22.34,17.88,16.658999999999999,15.555,14.581]
["Battery kW",4.76,4.2569999999999997,3.169,2.5489999999999999,2.0720000000000001,null,5.71,5.1379999999999999,4.4560000000000004,4.0739999999999998,3.6930000000000001,null,6.78,5.8890000000000002,4.9690000000000003,4.2690000000000001,3.8879999999999999,null,10.62,9.1969999999999992,7.5250000000000004,6.5129999999999999,5.601]
["Battery kWh",47.188000000000002,27.611000000000001,24.178999999999998,20.718,17.18,null,63.856000000000002,44.25,40.832000000000001,36.978999999999999,33.137999999999998,null,66.611000000000004,46.127000000000002,42.542000000000002,39.110999999999997,35.273000000000003,null,74.42,53.442,49.878999999999998,46.296999999999997,42.524999999999999]
["Generator kW",0,0,0,0,0,null,0,0,0,0,0,null,0,0,0,0,0,null,0,0,0,0,0]
["PV capital cost",37282.86,29338.02,27410.76,25622.28,23926.86,null,39452.04,30632.94,28741.86,27005.4,25269.66,null,39323.160000000003,30935.7,29055.96,27196.38,25458.48,null,40212.36,32184.36,29986.74,27998.639999999999,26245.08]
["PV O&M",4667.3155807747135,3672.7278394168288,3431.4606558852051,3207.5668727928141,2995.322957439832,null,4938.867913710139,3834.834509663071,3598.0965783860329,3380.7150037591909,3163.423563505577,null,4922.7338609027574,3872.7360136044349,3637.4176987056999,3404.6231462572819,3187.0613028839898,null,5034.049811836373,4029.051550370933,3753.938909693095,3505.0553716239069,3285.5331056329578]
["Battery capital cost",33218.421167951987,20903.95846563594,17748.22260417022,15042.4106758043,12431.58701114687,null,44222.705911641999,31822.031210795129,29080.289796093792,26373.873104669779,23677.41379908019,null,46951.293918356001,33702.624181980696,30623.192432999811,27855.005659925791,25159.484058734652,null,55490.744497123997,41414.841865046968,37597.667821999501,34427.068621106017,31243.062585350279]
["Battery O&M",7384.2115815212237,4320.6443848866647,3783.656337732205,3242.0989786017249,2688.3672197543151,null,9992.4124134222839,6924.3384981264426,6389.5255686592,5786.5485194400953,5185.6057529500385,null,10423.445627050611,7218.0732758725799,6657.1432858300705,6120.2334803190352,5519.6036804026789,null,11645.42361406226,8362.8267608237547,7805.1829198050946,7244.6284896510251,6654.4517732962486]
["Diesel capital cost",0,0,0,0,0,null,0,0,0,0,0,null,0,0,0,0,0,null,0,0,0,0,0]
["Diesel O&M (kW)",0,0,0,0,0,null,0,0,0,0,0,null,0,0,0,0,0,null,0,0,0,0,0]
["Diesel O&M (kWh)",0,0,0,0,0,null,0,0,0,0,0,null,0,0,0,0,0,null,0,0,0,0,0]
["Fuel cost",0,0,0,0,0,null,0,0,0,0,0,null,0,0,0,0,0,null,0,0,0,0,0]
["REopt LCC",82552.100000000006,58234.7,52373.599999999999,47113.8,42041.599999999999,null,98605.2,73213.600000000006,67809.3,62546,57295.7,null,101620,75728.600000000006,69973.3,64575.8,59324.1,null,112382,85990.399999999994,79142.899999999994,73174.899999999994,67427.7]
[]
["TMY_medPVBatt_MedDiesel_32_D_business",100,95,90,85,80,"TMY_medPVBatt_MedDiesel_32_D_nrel",100,95,90,85,80,"TMY_medPVBatt_MedDiesel_32_D_average",100,95,90,85,80,"TMY_medPVBatt_MedDiesel_32_D_residential",100,95,90,85,80]
["PV kW",0,0,0,0,0,null,0,0,0,0,0,null,0,0,0,0,0,null,0,0,0,0,0]
["Battery kW",0,0,0,0,0,null,0,0,0,0,0,null,0,0,0,0,0,null,0,0,0,0,0]
["Battery kWh",0,0,0,0,0,null,0,0,0,0,0,null,0,0,0,0,0,null,0,0,0,0,0]
["Generator kW",6,6,6,6,6,null,7,7,7,7,7,null,8,8,8,8,8,null,12,12,12,12,12]
["PV capital cost",0,0,0,0,0,null,0,0,0,0,0,null,0,0,0,0,0,null,0,0,0,0,0]
["PV O&M",0,0,0,0,0,null,0,0,0,0,0,null,0,0,0,0,0,null,0,0,0,0,0]
["Battery capital cost",0,0,0,0,0,null,0,0,0,0,0,null,0,0,0,0,0,null,0,0,0,0,0]
["Battery O&M",0,0,0,0,0,null,0,0,0,0,0,null,0,0,0,0,0,null,0,0,0,0,0]
["Diesel capital cost",2993.22,2993.22,2993.22,2993.22,2993.22,null,3492.09,3492.09,3492.09,3492.09,3492.09,null,3990.96,3990.96,3990.96,3990.96,3990.96,null,5986.4400000000014,5986.4400000000014,5986.4400000000014,5986.4400000000014,5986.4400000000014]
["Diesel O&M (kW)",938.89972109999997,938.89972109999997,938.89972109999997,938.89972109999997,938.89972109999997,null,1095.3830079500001,1095.3830079500001,1095.3830079500001,1095.3830079500001,1095.3830079500001,null,1251.8662948000001,1251.8662948000001,1251.8662948000001,1251.8662948000001,1251.8662948000001,null,1877.7994421999999,1877.7994421999999,1877.7994421999999,1877.7994421999999,1877.7994421999999]
["Diesel O&M (kWh)",2837.0172662311311,2695.166402919599,2553.3155396080379,2411.4646762964858,2269.613812984936,null,2838.0682079856738,2696.164797586418,2554.2613871871408,2412.3579767878659,2270.4545663885879,null,2838.0682079856829,2696.1647975864062,2554.2613871871208,2412.3579767878368,2270.4545663885492,null,2839.119149740191,2697.163192253191,2555.2072347661801,2413.2512772791752,2271.2953197921629]
["Fuel cost",48153.673975005862,45745.99027625598,43338.306577505617,40930.622878755406,38522.939180005233,null,48171.511972404529,45762.93637378476,43354.360775164663,40945.785176544581,38537.209577924463,null,48171.511972404667,45762.936373784578,43354.360775164321,40945.785176544101,38537.209577923793,null,48189.349969802759,45779.882471312769,43370.414972822597,40960.947474332548,38551.479975842383]
["REopt LCC",54923.6,52374,49824.5,47274.9,44725.3,null,55597.9,53047.4,50496.800000000003,47946.3,45395.8,null,56253.2,53702.7,51152.2,48601.7,46051.199999999997,null,58893.599999999999,56342.1,53790.7,51239.199999999997,48687.8]
[]
["TMY_medPVBatt_LowDiesel_44_PBD_business",100,95,90,85,80,"TMY_medPVBatt_LowDiesel_44_PBD_nrel",100,95,90,85,80,"TMY_medPVBatt_LowDiesel_44_PBD_average",100,95,90,85,80,"TMY_medPVBatt_LowDiesel_44_PBD_residential",100,95,90,85,80]
["PV kW",7.8559999999999999,7.8559999999999999,7.8559999999999999,7.8559999999999999,7.8559999999999999,null,4.9880000000000004,4.9880000000000004,4.9880000000000004,4.9880000000000004,4.9880000000000004,null,4.4630000000000001,4.4630000000000001,4.4630000000000001,4.4630000000000001,4.4630000000000001,null,2.8410000000000002,2.8410000000000002,2.8410000000000002,2.8410000000000002,2.8410000000000002]
["Battery kW",0,0,0,0,0,null,0,0,0,0,0,null,0,0,0,0,0,null,0,0,0,0,0]
["Battery kWh",0,0,0,0,0,null,0,0,0,0,0,null,0,0,0,0,0,null,0,0,0,0,0]
["Generator kW",6,6,6,6,6,null,7,7,7,7,7,null,8,8,8,8,8,null,12,12,12,12,12]
["PV capital cost",14140.134,14140.134,14140.134,14140.134,14140.134,null,8978.4179999999997,8978.4179999999997,8978.4179999999997,8978.4179999999997,8978.4179999999997,null,8033.058,8033.058,8033.058,8033.058,8033.058,null,5113.6379999999999,5113.6379999999999,5113.6379999999999,5113.6379999999999,5113.6379999999999]
["PV O&M",1770.1557158555499,1770.1557158555499,1770.1557158555499,1770.1557158555499,1770.1557158555499,null,1123.9778874825629,1123.9778874825629,1123.9778874825629,1123.9778874825629,1123.9778874825629,null,1005.63145543735,1005.63145543735,1005.63145543735,1005.63145543735,1005.63145543735,null,640.15910560084819,640.15910560084819,640.15910560084819,640.15910560084819,640.15910560084819]
["Battery capital cost",0,0,0,0,0,null,0,0,0,0,0,null,0,0,0,0,0,null,2.8160782653999998E-9,0,0,0,0]
["Battery O&M",0,0,0,0,0,null,0,0,0,0,0,null,0,0,0,0,0,null,7.3029811073173897E-10,0,0,0,0]
["Diesel capital cost",2244.96,2244.96,2244.96,2244.96,2244.96,null,2619.12,2619.12,2619.12,2619.12,2619.12,null,2993.28,2993.28,2993.28,2993.28,2993.28,null,4489.92,4489.92,4489.92,4489.92,4489.92]
["Diesel O&M (kW)",938.89972109999997,938.89972109999997,938.89972109999997,938.89972109999997,938.89972109999997,null,1095.3830079500001,1095.3830079500001,1095.3830079500001,1095.3830079500001,1095.3830079500001,null,1251.8662948000001,1251.8662948000001,1251.8662948000001,1251.8662948000001,1251.8662948000001,null,1877.7994421999999,1877.7994421999999,1877.7994421999999,1877.7994421999999,1877.7994421999999]
["Diesel O&M (kWh)",1382.4921597351549,1240.6412964236019,1098.7904331120401,956.93956980046846,815.08870129033562,null,1925.396226423693,1783.492816024411,1641.5894056251279,1499.685995225841,1357.78258482655,null,2017.698694345884,1875.79528394659,1733.891873547296,1591.9884631480011,1450.0850527486989,null,2337.9371885844998,2195.9812368560861,2054.025279369072,1912.06932188206,1770.1133643950459]
["Fuel cost",25812.068639067369,23163.616570442111,20515.164501816689,17866.712433191089,15218.260267504809,null,35948.45670833347,33299.023549851263,30649.59039136902,28000.157232886711,25350.724074404319,null,37671.806544920852,35022.373386438398,32372.940227955969,29723.507069473511,27074.07391099093,null,43650.876976497311,41000.462835675047,38350.048587335819,35699.63433899662,33049.220090657378]
["REopt LCC",46288.9,43498.5,40708.199999999997,37917.9,35127.5,null,51691.199999999997,48899.8,46108.4,43317.1,40525.699999999997,null,52973.8,50182.400000000001,47391.1,44599.7,41808.300000000003,null,58111,55318.6,52526.2,49733.8,46941.4]
[]
["TMY_medPVBatt_LowDiesel_44_PB_business",100,95,90,85,80,"TMY_medPVBatt_LowDiesel_44_PB_nrel",100,95,90,85,80,"TMY_medPVBatt_LowDiesel_44_PB_average",100,95,90,85,80,"TMY_medPVBatt_LowDiesel_44_PB_residential",100,95,90,85,80]
["PV kW",20.713000000000001,16.298999999999999,15.228,14.234999999999999,13.292999999999999,null,21.917999999999999,17.018000000000001,15.968,15.003,14.039,null,21.846,17.186,16.141999999999999,15.109,14.144,null,22.34,17.88,16.658999999999999,15.555,14.581]
["Battery kW",4.76,4.2569999999999997,3.169,2.5489999999999999,2.0720000000000001,null,5.71,5.1379999999999999,4.4560000000000004,4.0739999999999998,3.6930000000000001,null,6.78,5.8890000000000002,4.9690000000000003,4.2690000000000001,3.8879999999999999,null,10.62,9.1969999999999992,7.5250000000000004,6.5129999999999999,5.601]
["Battery kWh",47.188000000000002,27.611000000000001,24.178999999999998,20.718,17.18,null,63.856000000000002,44.25,40.832000000000001,36.978999999999999,33.137999999999998,null,66.611000000000004,46.127000000000002,42.542000000000002,39.110999999999997,35.273000000000003,null,74.42,53.442,49.878999999999998,46.296999999999997,42.524999999999999]
["Generator kW",0,0,0,0,0,null,0,0,0,0,0,null,0,0,0,0,0,null,0,0,0,0,0]
["PV capital cost",37282.86,29338.02,27410.76,25622.28,23926.86,null,39452.04,30632.94,28741.86,27005.4,25269.66,null,39323.160000000003,30935.7,29055.96,27196.38,25458.48,null,40212.36,32184.36,29986.74,27998.639999999999,26245.08]
["PV O&M",4667.3155807747135,3672.7278394168288,3431.4606558852051,3207.5668727928141,2995.322957439832,null,4938.867913710139,3834.834509663071,3598.0965783860329,3380.7150037591909,3163.423563505577,null,4922.7338609027574,3872.7360136044349,3637.4176987056999,3404.6231462572819,3187.0613028839898,null,5034.049811836373,4029.051550370933,3753.938909693095,3505.0553716239069,3285.5331056329578]
["Battery capital cost",33218.421167951987,20903.95846563594,17748.22260417022,15042.4106758043,12431.58701114687,null,44222.705911641999,31822.031210795129,29080.289796093792,26373.873104669779,23677.41379908019,null,46951.293918356001,33702.624181980696,30623.192432999811,27855.005659925791,25159.484058734652,null,55490.744497123997,41414.841865046968,37597.667821999501,34427.068621106017,31243.062585350279]
["Battery O&M",7384.2115815212237,4320.6443848866647,3783.656337732205,3242.0989786017249,2688.3672197543151,null,9992.4124134222839,6924.3384981264426,6389.5255686592,5786.5485194400953,5185.6057529500385,null,10423.445627050611,7218.0732758725799,6657.1432858300705,6120.2334803190352,5519.6036804026789,null,11645.42361406226,8362.8267608237547,7805.1829198050946,7244.6284896510251,6654.4517732962486]
["Diesel capital cost",0,0,0,0,0,null,0,0,0,0,0,null,0,0,0,0,0,null,0,0,0,0,0]
["Diesel O&M (kW)",0,0,0,0,0,null,0,0,0,0,0,null,0,0,0,0,0,null,0,0,0,0,0]
["Diesel O&M (kWh)",0,0,0,0,0,null,0,0,0,0,0,null,0,0,0,0,0,null,0,0,0,0,0]
["Fuel cost",0,0,0,0,0,null,0,0,0,0,0,null,0,0,0,0,0,null,0,0,0,0,0]
["REopt LCC",82552.100000000006,58234.7,52373.599999999999,47113.8,42041.599999999999,null,98605.2,73213.600000000006,67809.3,62546,57295.7,null,101620,75728.600000000006,69973.3,64575.8,59324.1,null,112382,85990.399999999994,79142.899999999994,73174.899999999994,67427.7]
[]
["TMY_medPVBatt_LowDiesel_44_D_business",100,95,90,85,80,"TMY_medPVBatt_LowDiesel_44_D_nrel",100,95,90,85,80,"TMY_medPVBatt_LowDiesel_44_D_average",100,95,90,85,80,"TMY_medPVBatt_LowDiesel_44_D_residential",100,95,90,85,80]
["PV kW",0,0,0,0,0,null,0,0,0,0,0,null,0,0,0,0,0,null,0,0,0,0,0]
["Battery kW",0,0,0,0,0,null,0,0,0,0,0,null,0,0,0,0,0,null,0,0,0,0,0]
["Battery kWh",0,0,0,0,0,null,0,0,0,0,0,null,0,0,0,0,0,null,0,0,0,0,0]
["Generator kW",6,6,6,6,6,null,7,7,7,7,7,null,8,8,8,8,8,null,12,12,12,12,12]
["PV capital cost",0,0,0,0,0,null,0,0,0,0,0,null,0,0,0,0,0,null,0,0,0,0,0]
["PV O&M",0,0,0,0,0,null,0,0,0,0,0,null,0,0,0,0,0,null,0,0,0,0,0]
["Battery capital cost",0,0,0,0,0,null,0,0,0,0,0,null,0,0,0,0,0,null,0,0,0,0,0]
["Battery O&M",0,0,0,0,0,null,0,0,0,0,0,null,0,0,0,0,0,null,0,0,0,0,0]
["Diesel capital cost",2244.96,2244.96,2244.96,2244.96,2244.96,null,2619.12,2619.12,2619.12,2619.12,2619.12,null,2993.28,2993.28,2993.28,2993.28,2993.28,null,4489.92,4489.92,4489.92,4489.92,4489.92]
["Diesel O&M (kW)",938.89972109999997,938.89972109999997,938.89972109999997,938.89972109999997,938.89972109999997,null,1095.3830079500001,1095.3830079500001,1095.3830079500001,1095.3830079500001,1095.3830079500001,null,1251.8662948000001,1251.8662948000001,1251.8662948000001,1251.8662948000001,1251.8662948000001,null,1877.7994421999999,1877.7994421999999,1877.7994421999999,1877.7994421999999,1877.7994421999999]
["Diesel O&M (kWh)",2837.0172662311311,2695.166402919594,2553.3155396080292,2411.464676296484,2269.6138129849351,null,2838.0682079856738,2696.164797586418,2554.2613871871408,2412.3579767878659,2270.4545663885879,null,2838.0682079856829,2696.1647975864062,2554.2613871871208,2412.3579767878368,2270.4545663885478,null,2839.119149740191,2697.1631922531901,2555.2072347661801,2413.2512772791752,2271.2953197921629]
["Fuel cost",52969.041372506457,50320.58930388149,47672.137235256021,45023.685166630923,42375.23309800573,null,52988.663169644977,50339.230011163243,47689.796852681131,45040.363694199048,42390.930535716892,null,52988.663169645137,50339.230011163017,47689.796852680753,45040.363694198502,42390.930535716157,null,53008.284966783038,50357.870718444028,47707.456470104888,45057.042221765798,42406.627973426621]
["REopt LCC",58990.7,56200.4,53410,50619.7,47829.4,null,59542,56750.7,53959.3,51167.9,48376.6,null,60072.7,57281.3,54490,51698.6,48907.199999999997,null,62216,59423.6,56631.199999999997,53838.8,51046.400000000001]
[]
["TMY_medPVBatt_LowDiesel_36_PBD_business",100,95,90,85,80,"TMY_medPVBatt_LowDiesel_36_PBD_nrel",100,95,90,85,80,"TMY_medPVBatt_LowDiesel_36_PBD_average",100,95,90,85,80,"TMY_medPVBatt_LowDiesel_36_PBD_residential",100,95,90,85,80]
["PV kW",7.4969999999999999,7.4969999999999999,7.4969999999999999,7.4969999999999999,7.4969999999999999,null,4.7130000000000001,4.7130000000000001,4.7130000000000001,4.7130000000000001,4.7130000000000001,null,4.2130000000000001,4.2130000000000001,4.2130000000000001,4.2130000000000001,4.2130000000000001,null,2.4670000000000001,2.4670000000000001,2.4670000000000001,2.4670000000000001,2.4670000000000001]
["Battery kW",0,0,0,0,0,null,0,0,0,0,0,null,0,0,0,0,0,null,0,0,0,0,0]
["Battery kWh",0,0,0,0,0,null,0,0,0,0,0,null,0,0,0,0,0,null,0,0,0,0,0]
["Generator kW",6,6,6,6,6,null,7,7,7,7,7,null,8,8,8,8,8,null,12,12,12,12,12]
["PV capital cost",13494.114,13494.114,13494.114,13494.114,13494.114,null,8483.3279999999995,8483.3279999999995,8483.3279999999995,8483.3279999999995,8483.3279999999995,null,7583.3820000000014,7583.3820000000014,7583.3820000000014,7583.3820000000014,7583.3820000000014,null,4440.8519999999999,4440.8519999999999,4440.8519999999999,4440.8519999999999,4440.8519999999999]
["PV O&M",1689.282649478881,1689.282649478881,1689.282649478881,1689.282649478881,1689.282649478881,null,1061.9992390933089,1061.9992390933089,1061.9992390933089,1061.9992390933089,1061.9992390933089,null,949.33803263930133,949.33803263930133,949.33803263930133,949.33803263930133,949.33803263930133,null,555.93529389951698,555.93529389951698,555.93529389951698,555.93529389951698,555.93529389951698]
["Battery capital cost",0,0,0,0,0,null,0,0,0,0,0,null,0,0,0,0,0,null,0,0,0,0,0]
["Battery O&M",0,0,0,0,0,null,0,0,0,0,0,null,0,0,0,0,0,null,0,0,0,0,0]
["Diesel capital cost",2244.96,2244.96,2244.96,2244.96,2244.96,null,2619.12,2619.12,2619.12,2619.12,2619.12,null,2993.28,2993.28,2993.28,2993.28,2993.28,null,4489.92,4489.92,4489.92,4489.92,4489.92]
["Diesel O&M (kW)",938.89972109999997,938.89972109999997,938.89972109999997,938.89972109999997,938.89972109999997,null,1095.3830079500001,1095.3830079500001,1095.3830079500001,1095.3830079500001,1095.3830079500001,null,1251.8662948000001,1251.8662948000001,1251.8662948000001,1251.8662948000001,1251.8662948000001,null,1877.7994421999999,1877.7994421999999,1877.7994421999999,1877.7994421999999,1877.7994421999999]
["Diesel O&M (kWh)",1423.235185766225,1281.3843213173509,1139.5334591431169,997.682595831546,855.83173262564719,null,1956.6814635940659,1814.778053194784,1672.8746427954979,1530.971232396209,1389.067821996917,null,2046.0873401590541,1904.183929759756,1762.2805193604611,1620.377108961166,1478.473698561872,null,2379.9708667168679,2238.0149092298561,2096.0589517428421,1954.10299425583,1812.1470367688189]
["Fuel cost",21741.356158388731,19574.44081213979,17407.525500638269,15240.61017176279,13073.69484450155,null,29890.287293321249,27722.56925456307,25554.851215804829,23387.133177046551,21219.41513828823,null,31256.052434945301,29088.334396186881,26920.616357428509,24752.89831867013,22585.180279911761,null,36356.460813623933,34187.940064982773,32019.419316341569,29850.898567700409,27682.37781905926]
["REopt LCC",41532,39223.199999999997,36914.400000000001,34605.599999999999,32296.799999999999,null,45107.199999999997,42797.599999999999,40487.9,38178.300000000003,35868.6,null,46080.5,43770.8,41461.199999999997,39151.5,36841.9,null,50101.599999999999,47791.1,45480.6,43170.1,40859.599999999999]
[]
["TMY_medPVBatt_LowDiesel_36_PB_business",100,95,90,85,80,"TMY_medPVBatt_LowDiesel_36_PB_nrel",100,95,90,85,80,"TMY_medPVBatt_LowDiesel_36_PB_average",100,95,90,85,80,"TMY_medPVBatt_LowDiesel_36_PB_residential",100,95,90,85,80]
["PV kW",20.713000000000001,16.298999999999999,15.228,14.234999999999999,13.292999999999999,null,21.917999999999999,17.018000000000001,15.968,15.003,14.039,null,21.846,17.186,16.141999999999999,15.109,14.144,null,22.34,17.88,16.658999999999999,15.555,14.581]
["Battery kW",4.76,4.2569999999999997,3.169,2.5489999999999999,2.0720000000000001,null,5.71,5.1379999999999999,4.4560000000000004,4.0739999999999998,3.6930000000000001,null,6.78,5.8890000000000002,4.9690000000000003,4.2690000000000001,3.8879999999999999,null,10.62,9.1969999999999992,7.5250000000000004,6.5129999999999999,5.601]
["Battery kWh",47.188000000000002,27.611000000000001,24.178999999999998,20.718,17.18,null,63.856000000000002,44.25,40.832000000000001,36.978999999999999,33.137999999999998,null,66.611000000000004,46.127000000000002,42.542000000000002,39.110999999999997,35.273000000000003,null,74.42,53.442,49.878999999999998,46.296999999999997,42.524999999999999]
["Generator kW",0,0,0,0,0,null,0,0,0,0,0,null,0,0,0,0,0,null,0,0,0,0,0]
["PV capital cost",37282.86,29338.02,27410.76,25622.28,23926.86,null,39452.04,30632.94,28741.86,27005.4,25269.66,null,39323.160000000003,30935.7,29055.96,27196.38,25458.48,null,40212.36,32184.36,29986.74,27998.639999999999,26245.08]
["PV O&M",4667.3155807747135,3672.7278394168288,3431.4606558852051,3207.5668727928141,2995.322957439832,null,4938.867913710139,3834.834509663071,3598.0965783860329,3380.7150037591909,3163.423563505577,null,4922.7338609027574,3872.7360136044349,3637.4176987056999,3404.6231462572819,3187.0613028839898,null,5034.049811836373,4029.051550370933,3753.938909693095,3505.0553716239069,3285.5331056329578]
["Battery capital cost",33218.421167951987,20903.95846563594,17748.22260417022,15042.4106758043,12431.58701114687,null,44222.705911641999,31822.031210795129,29080.289796093792,26373.873104669779,23677.41379908019,null,46951.293918356001,33702.624181980696,30623.192432999811,27855.005659925791,25159.484058734652,null,55490.744497123997,41414.841865046968,37597.667821999501,34427.068621106017,31243.062585350279]
["Battery O&M",7384.2115815212237,4320.6443848866647,3783.656337732205,3242.0989786017249,2688.3672197543151,null,9992.4124134222839,6924.3384981264426,6389.5255686592,5786.5485194400953,5185.6057529500385,null,10423.445627050611,7218.0732758725799,6657.1432858300705,6120.2334803190352,5519.6036804026789,null,11645.42361406226,8362.8267608237547,7805.1829198050946,7244.6284896510251,6654.4517732962486]
["Diesel capital cost",0,0,0,0,0,null,0,0,0,0,0,null,0,0,0,0,0,null,0,0,0,0,0]
["Diesel O&M (kW)",0,0,0,0,0,null,0,0,0,0,0,null,0,0,0,0,0,null,0,0,0,0,0]
["Diesel O&M (kWh)",0,0,0,0,0,null,0,0,0,0,0,null,0,0,0,0,0,null,0,0,0,0,0]
["Fuel cost",0,0,0,0,0,null,0,0,0,0,0,null,0,0,0,0,0,null,0,0,0,0,0]
["REopt LCC",82552.100000000006,58234.7,52373.599999999999,47113.8,42041.599999999999,null,98605.2,73213.600000000006,67809.3,62546,57295.7,null,101620,75728.600000000006,69973.3,64575.8,59324.1,null,112382,85990.399999999994,79142.899999999994,73174.899999999994,67427.7]
[]
["TMY_medPVBatt_LowDiesel_36_D_business",100,95,90,85,80,"TMY_medPVBatt_LowDiesel_36_D_nrel",100,95,90,85,80,"TMY_medPVBatt_LowDiesel_36_D_average",100,95,90,85,80,"TMY_medPVBatt_LowDiesel_36_D_residential",100,95,90,85,80]
["PV kW",0,0,0,0,0,null,0,0,0,0,0,null,0,0,0,0,0,null,0,0,0,0,0]
["Battery kW",0,0,0,0,0,null,0,0,0,0,0,null,0,0,0,0,0,null,0,0,0,0,0]
["Battery kWh",0,0,0,0,0,null,0,0,0,0,0,null,0,0,0,0,0,null,0,0,0,0,0]
["Generator kW",6,6,6,6,6,null,7,7,7,7,7,null,8,8,8,8,8,null,12,12,12,12,12]
["PV capital cost",0,0,0,0,0,null,0,0,0,0,0,null,0,0,0,0,0,null,0,0,0,0,0]
["PV O&M",0,0,0,0,0,null,0,0,0,0,0,null,0,0,0,0,0,null,0,0,0,0,0]
["Battery capital cost",0,0,0,0,0,null,0,0,0,0,0,null,0,0,0,0,0,null,0,0,0,0,0]
["Battery O&M",0,0,0,0,0,null,0,0,0,0,0,null,0,0,0,0,0,null,0,0,0,0,0]
["Diesel capital cost",2244.96,2244.96,2244.96,2244.96,2244.96,null,2619.12,2619.12,2619.12,2619.12,2619.12,null,2993.28,2993.28,2993.28,2993.28,2993.28,null,4489.92,4489.92,4489.92,4489.92,4489.92]
["Diesel O&M (kW)",938.89972109999997,938.89972109999997,938.89972109999997,938.89972109999997,938.89972109999997,null,1095.3830079500001,1095.3830079500001,1095.3830079500001,1095.3830079500001,1095.3830079500001,null,1251.8662948000001,1251.8662948000001,1251.8662948000001,1251.8662948000001,1251.8662948000001,null,1877.7994421999999,1877.7994421999999,1877.7994421999999,1877.7994421999999,1877.7994421999999]
["Diesel O&M (kWh)",2837.0172662311311,2695.166402919599,2553.3155396080329,2411.464676296484,2269.6138129849278,null,2838.0682079856738,2696.164797586418,2554.2613871871408,2412.3579767878659,2270.4545663885879,null,2838.0682079856829,2696.1647975864062,2554.2613871871208,2412.3579767878368,2270.4545663885492,null,2839.119149740191,2697.163192253191,2555.2072347661801,2413.2512772791752,2271.2953197921629]
["Fuel cost",43338.306577505289,41171.391248630367,39004.475919754987,36837.560590879839,34670.645262004567,null,43354.360775164059,41186.642736406291,39018.924697648203,36851.206658890122,34683.488620131997,null,43354.360775164198,41186.642736406109,39018.92469764789,36851.206658889692,34683.488620131408,null,43370.414972822473,41201.894224181488,39033.373475540349,36864.852726899277,34696.331978258131]
["REopt LCC",49360,47051.199999999997,44742.400000000001,42433.599999999999,40124.800000000003,null,49907.7,47598.1,45288.4,42978.8,40669.1,null,50438.400000000001,48128.800000000003,45819.1,43509.4,41199.800000000003,null,52578.2,50267.6,47957.1,45646.6,43336.1]
[]
["TMY_medPVBatt_LowDiesel_32_PBD_business",100,95,90,85,80,"TMY_medPVBatt_LowDiesel_32_PBD_nrel",100,95,90,85,80,"TMY_medPVBatt_LowDiesel_32_PBD_average",100,95,90,85,80,"TMY_medPVBatt_LowDiesel_32_PBD_residential",100,95,90,85,80]
["PV kW",7.327,7.327,7.327,7.327,7.327,null,4.5330000000000004,4.5330000000000004,4.5330000000000004,4.5330000000000004,4.5330000000000004,null,4.0819999999999999,4.0819999999999999,4.0819999999999999,4.0819999999999999,4.0819999999999999,null,2.3540000000000001,2.3540000000000001,2.3540000000000001,2.3540000000000001,2.3540000000000001]
["Battery kW",0,0,0,0,0,null,0,0,0,0,0,null,0,0,0,0,0,null,0,0,0,0,0]
["Battery kWh",0,0,0,0,0,null,0,0,0,0,0,null,0,0,0,0,0,null,0,0,0,0,0]
["Generator kW",6,6,6,6,6,null,7,7,7,7,7,null,8,8,8,8,8,null,12,12,12,12,12]
["PV capital cost",13189.374,13189.374,13189.374,13189.374,13189.374,null,8159.4900000000007,8159.4900000000007,8159.4900000000007,8159.4900000000007,8159.4900000000007,null,7347.6179999999986,7347.6179999999986,7347.6179999999986,7347.6179999999986,7347.6179999999986,null,4237.3620000000001,4237.3620000000001,4237.3620000000001,4237.3620000000001,4237.3620000000001]
["PV O&M",1651.133276011145,1651.133276011145,1651.133276011145,1651.133276011145,1651.133276011145,null,1021.4590513757649,1021.4590513757649,1021.4590513757649,1021.4590513757649,1021.4590513757649,null,919.82353212657836,919.82353212657836,919.82353212657836,919.82353212657836,919.82353212657836,null,530.46106666663172,530.46106666663172,530.46106666663172,530.46106666663172,530.46106666663172]
["Battery capital cost",0,0,0,0,0,null,0,0,0,0,0,null,0,0,0,0,0,null,0,0,0,0,0]
["Battery O&M",0,0,0,0,0,null,0,0,0,0,0,null,0,0,0,0,0,null,0,0,0,0,0]
["Diesel capital cost",2244.96,2244.96,2244.96,2244.96,2244.96,null,2619.12,2619.12,2619.12,2619.12,2619.12,null,2993.28,2993.28,2993.28,2993.28,2993.28,null,4489.92,4489.92,4489.92,4489.92,4489.92]
["Diesel O&M (kW)",938.89972109999997,938.89972109999997,938.89972109999997,938.89972109999997,938.89972109999997,null,1095.3830079500001,1095.3830079500001,1095.3830079500001,1095.3830079500001,1095.3830079500001,null,1251.8662948000001,1251.8662948000001,1251.8662948000001,1251.8662948000001,1251.8662948000001,null,1877.7994421999999,1877.7994421999999,1877.7994421999999,1877.7994421999999,1877.7994421999999]
["Diesel O&M (kWh)",1445.5630504164569,1303.712187968699,1161.861323793361,1020.010459661192,878.15960568285254,null,1980.292224942792,1838.388814543508,1696.4854041442261,1554.5819937449389,1412.678583345647,null,2063.3140416931101,1921.410631293814,1779.5072208945221,1637.603810495227,1495.70040009593,null,2394.7920801998748,2252.8361227128612,2110.8801652258489,1968.924207738836,1826.968250251826]
["Fuel cost",19628.832765629839,17702.685818358859,15776.53884762961,13850.391877486551,11924.245045219041,null,26889.747146816379,24962.8866679202,23036.026189024029,21109.165710127811,19182.305231231509,null,28017.073524189731,26090.213045293389,24163.352566397079,22236.492087500759,20309.631608604399,null,32518.106517149688,30590.532518357501,28662.95851956536,26735.384520773208,24807.81052198109]
["REopt LCC",39098.9,37030.9,34962.9,32894.9,30826.799999999999,null,41765.9,39697.1,37628.300000000003,35559.5,33490.800000000003,null,42593.5,40524.699999999997,38455.9,36387.1,34318.300000000003,null,46049.1,43979.6,41910,39840.400000000001,37770.9]
[]
["TMY_medPVBatt_LowDiesel_32_PB_business",100,95,90,85,80,"TMY_medPVBatt_LowDiesel_32_PB_nrel",100,95,90,85,80,"TMY_medPVBatt_LowDiesel_32_PB_average",100,95,90,85,80,"TMY_medPVBatt_LowDiesel_32_PB_residential",100,95,90,85,80]
["PV kW",20.713000000000001,16.298999999999999,15.228,14.234999999999999,13.292999999999999,null,21.917999999999999,17.018000000000001,15.968,15.003,14.039,null,21.846,17.186,16.141999999999999,15.109,14.144,null,22.34,17.88,16.658999999999999,15.555,14.581]
["Battery kW",4.76,4.2569999999999997,3.169,2.5489999999999999,2.0720000000000001,null,5.71,5.1379999999999999,4.4560000000000004,4.0739999999999998,3.6930000000000001,null,6.78,5.8890000000000002,4.9690000000000003,4.2690000000000001,3.8879999999999999,null,10.62,9.1969999999999992,7.5250000000000004,6.5129999999999999,5.601]
["Battery kWh",47.188000000000002,27.611000000000001,24.178999999999998,20.718,17.18,null,63.856000000000002,44.25,40.832000000000001,36.978999999999999,33.137999999999998,null,66.611000000000004,46.127000000000002,42.542000000000002,39.110999999999997,35.273000000000003,null,74.42,53.442,49.878999999999998,46.296999999999997,42.524999999999999]
["Generator kW",0,0,0,0,0,null,0,0,0,0,0,null,0,0,0,0,0,null,0,0,0,0,0]
["PV capital cost",37282.86,29338.02,27410.76,25622.28,23926.86,null,39452.04,30632.94,28741.86,27005.4,25269.66,null,39323.160000000003,30935.7,29055.96,27196.38,25458.48,null,40212.36,32184.36,29986.74,27998.639999999999,26245.08]
["PV O&M",4667.3155807747135,3672.7278394168288,3431.4606558852051,3207.5668727928141,2995.322957439832,null,4938.867913710139,3834.834509663071,3598.0965783860329,3380.7150037591909,3163.423563505577,null,4922.7338609027574,3872.7360136044349,3637.4176987056999,3404.6231462572819,3187.0613028839898,null,5034.049811836373,4029.051550370933,3753.938909693095,3505.0553716239069,3285.5331056329578]
["Battery capital cost",33218.421167951987,20903.95846563594,17748.22260417022,15042.4106758043,12431.58701114687,null,44222.705911641999,31822.031210795129,29080.289796093792,26373.873104669779,23677.41379908019,null,46951.293918356001,33702.624181980696,30623.192432999811,27855.005659925791,25159.484058734652,null,55490.744497123997,41414.841865046968,37597.667821999501,34427.068621106017,31243.062585350279]
["Battery O&M",7384.2115815212237,4320.6443848866647,3783.656337732205,3242.0989786017249,2688.3672197543151,null,9992.4124134222839,6924.3384981264426,6389.5255686592,5786.5485194400953,5185.6057529500385,null,10423.445627050611,7218.0732758725799,6657.1432858300705,6120.2334803190352,5519.6036804026789,null,11645.42361406226,8362.8267608237547,7805.1829198050946,7244.6284896510251,6654.4517732962486]
["Diesel capital cost",0,0,0,0,0,null,0,0,0,0,0,null,0,0,0,0,0,null,0,0,0,0,0]
["Diesel O&M (kW)",0,0,0,0,0,null,0,0,0,0,0,null,0,0,0,0,0,null,0,0,0,0,0]
["Diesel O&M (kWh)",0,0,0,0,0,null,0,0,0,0,0,null,0,0,0,0,0,null,0,0,0,0,0]
["Fuel cost",0,0,0,0,0,null,0,0,0,0,0,null,0,0,0,0,0,null,0,0,0,0,0]
["REopt LCC",82552.100000000006,58234.7,52373.599999999999,47113.8,42041.599999999999,null,98605.2,73213.600000000006,67809.3,62546,57295.7,null,101620,75728.600000000006,69973.3,64575.8,59324.1,null,112382,85990.399999999994,79142.899999999994,73174.899999999994,67427.7]
[]
["TMY_medPVBatt_LowDiesel_32_D_business",100,95,90,85,80,"TMY_medPVBatt_LowDiesel_32_D_nrel",100,95,90,85,80,"TMY_medPVBatt_LowDiesel_32_D_average",100,95,90,85,80,"TMY_medPVBatt_LowDiesel_32_D_residential",100,95,90,85,80]
["PV kW",0,0,0,0,0,null,0,0,0,0,0,null,0,0,0,0,0,null,0,0,0,0,0]
["Battery kW",0,0,0,0,0,null,0,0,0,0,0,null,0,0,0,0,0,null,0,0,0,0,0]
["Battery kWh",0,0,0,0,0,null,0,0,0,0,0,null,0,0,0,0,0,null,0,0,0,0,0]
["Generator kW",6,6,6,6,6,null,7,7,7,7,7,null,8,8,8,8,8,null,12,12,12,12,12]
["PV capital cost",0,0,0,0,0,null,0,0,0,0,0,null,0,0,0,0,0,null,0,0,0,0,0]
["PV O&M",0,0,0,0,0,null,0,0,0,0,0,null,0,0,0,0,0,null,0,0,0,0,0]
["Battery capital cost",0,0,0,0,0,null,0,0,0,0,0,null,0,0,0,0,0,null,0,0,0,0,0]
["Battery O&M",0,0,0,0,0,null,0,0,0,0,0,null,0,0,0,0,0,null,0,0,0,0,0]
["Diesel capital cost",2244.96,2244.96,2244.96,2244.96,2244.96,null,2619.12,2619.12,2619.12,2619.12,2619.12,null,2993.28,2993.28,2993.28,2993.28,2993.28,null,4489.92,4489.92,4489.92,4489.92,4489.92]
["Diesel O&M (kW)",938.89972109999997,938.89972109999997,938.89972109999997,938.89972109999997,938.89972109999997,null,1095.3830079500001,1095.3830079500001,1095.3830079500001,1095.3830079500001,1095.3830079500001,null,1251.8662948000001,1251.8662948000001,1251.8662948000001,1251.8662948000001,1251.8662948000001,null,1877.7994421999999,1877.7994421999999,1877.7994421999999,1877.7994421999999,1877.7994421999999]
["Diesel O&M (kWh)",2837.0172662311311,2695.1664029195881,2553.315539608036,2411.4646762964849,2269.613812984926,null,2838.0682079856738,2696.164797586418,2554.2613871871399,2412.3579767878709,2270.4545663885879,null,2838.0682079856829,2696.1647975864062,2554.2613871871222,2412.3579767878368,2270.4545663885492,null,2839.119149740191,2697.1631922531901,2555.2072347661801,2413.2512772791752,2271.2953197921629]
["Fuel cost",38522.939180004709,36596.792221004638,34670.64526200448,32744.498303004319,30818.351344004051,null,38537.209577923619,36610.349099027822,34683.488620131713,32756.628141235749,30829.76766233956,null,38537.209577923742,36610.349099027648,34683.488620131473,32756.62814123528,30829.76766233904,null,38551.479975842187,36623.905977050214,34696.331978258087,32768.757979466041,30841.183980673901]
["REopt LCC",44544.6,42476.6,40408.6,38340.5,36272.5,null,45090.6,43021.8,40953,38884.199999999997,36815.4,null,45621.3,43552.5,41483.699999999997,39414.9,37346.1,null,47759.199999999997,45689.7,43620.1,41550.5,39481]
[]
["TMY_lowPVBatt_HighDiesel_44_PBD_business",100,95,90,85,80,"TMY_lowPVBatt_HighDiesel_44_PBD_nrel",100,95,90,85,80,"TMY_lowPVBatt_HighDiesel_44_PBD_average",100,95,90,85,80,"TMY_lowPVBatt_HighDiesel_44_PBD_residential",100,95,90,85,80]
["PV kW",15.224,15.234,15.192,14.194000000000001,13.268000000000001,null,16.574999999999999,16.594999999999999,15.914,14.955,14.02,null,15.778,15.778,15.695,15.074,14.111000000000001,null,13.438000000000001,13.438000000000001,13.412000000000001,13.44,13.427]
["Battery kW",3.2389999999999999,3.2349999999999999,3.1930000000000001,2.57,2.1259999999999999,null,4.84,4.8470000000000004,4.5199999999999996,4.13,3.7610000000000001,null,4.7560000000000002,4.7560000000000002,4.7220000000000004,4.3289999999999997,3.948,null,4.5860000000000003,4.5860000000000003,4.577,4.5880000000000001,4.5819999999999999]
["Battery kWh",24.396000000000001,24.388999999999999,24.245999999999999,20.803000000000001,17.181999999999999,null,43.253,43.314,40.898000000000003,37.039000000000001,33.106999999999999,null,41.561999999999998,41.561999999999998,41.375999999999998,39.131999999999998,35.287999999999997,null,38.270000000000003,38.270000000000003,38.188000000000002,38.277000000000001,38.225999999999999]
["Generator kW",6,6,6,6,6,null,7,7,7,7,7,null,8,8,8,8,8,null,12,12,12,12,12]
["PV capital cost",21314.02,21328.16,21268.94,19871.740000000002,18574.5,null,23204.44,23232.720000000001,22280.02,20936.86,19627.580000000002,null,22089.06,22089.06,21973.7,21103.88,19755.54,null,18813.2,18813.2,18776.939999999999,18815.580000000002,18797.240000000002]
["PV O&M",2668.2303244693089,2670.000463410157,2662.586911212351,2487.6761525028951,2325.2790492762601,null,2904.8856325708912,2908.425910452585,2789.1606085469898,2621.0149352946328,2457.110585049058,null,2765.2549697814889,2765.2549697814889,2750.8134402046762,2641.9236061503821,2473.1294661573188,null,2355.1610977331361,2355.1610977331361,2350.6218305481912,2355.4590419112978,2353.1631191266351]
["Battery capital cost",13193.122594800259,13187.14139623534,13094.259141080371,11122.25884278036,9188.3931678014487,null,22790.735042779012,22822.452738744541,21512.246986677699,19506.94364124105,17482.20125292048,null,21969.359172914079,21969.359172914079,21862.582689405539,20586.075298062879,18593.084721695701,null,20366.720766041479,20366.720766041479,20323.36219053821,20371.024951914711,20344.461243360998]
["Battery O&M",3054.0279754681842,3053.1767063877201,3035.262499709132,2604.2073784206482,2150.9316303994642,null,5414.6972848984396,5422.2835946449277,5119.8326978212481,4636.7875693097194,4144.5787795202559,null,5203.0192131107078,5203.0192131107078,5179.7470186903747,4898.7656288225162,4417.5732624272923,null,4790.8547542107553,4790.8547542107553,4780.6144879192916,4791.7310606171159,4785.359061176584]
["Diesel capital cost",3741.54,3741.54,3741.54,3741.54,3741.54,null,4365.13,4365.13,4365.13,4365.13,4365.13,null,4988.72,4988.72,4988.72,4988.72,4988.72,null,7483.08,7483.08,7483.08,7483.08,7483.08]
["Diesel O&M (kW)",938.89972109999997,938.89972109999997,938.89972109999997,938.89972109999997,938.89972109999997,null,1095.3830079500001,1095.3830079500001,1095.3830079500001,1095.3830079500001,1095.3830079500001,null,1251.8662948000001,1251.8662948000001,1251.8662948000001,1251.8662948000001,1251.8662948000001,null,1877.7994421999999,1877.7994421999999,1877.7994421999999,1877.7994421999999,1877.7994421999999]
["Diesel O&M (kWh)",277.92027450902452,135.73415605817851,0,0,0,null,191.73233189024049,47.262569319483902,0,0,0,null,327.53249250727271,185.62924842888049,52.811059952857612,0,0,null,733.63425100022891,591.49817243459574,452.83272921831809,307.3212672241238,167.2276048040695]
["Fuel cost",7783.440742828142,3801.373477782437,0,0,0,null,5369.6595053682813,1323.636457620386,0,0,0,null,9172.88150814049,5198.7364284033192,1479.0275967997579,0,0,null,20546.175444224282,16565.50959720042,12682.04243289013,8606.8455303434421,4683.3796305684509]
["REopt LCC",52971.9,48856.800000000003,44742.2,40767,36920.1,null,65337.599999999999,61218,57162.6,53162.8,49172.6,null,67768.600000000006,63652.5,59540.1,55471.9,51480.6,null,76967.5,72844.7,68728,64609.7,60492.4]
[]
["TMY_lowPVBatt_HighDiesel_44_PB_business",100,95,90,85,80,"TMY_lowPVBatt_HighDiesel_44_PB_nrel",100,95,90,85,80,"TMY_lowPVBatt_HighDiesel_44_PB_average",100,95,90,85,80,"TMY_lowPVBatt_HighDiesel_44_PB_residential",100,95,90,85,80]
["PV kW",20.713000000000001,16.206,15.185,14.194000000000001,13.268000000000001,null,21.872,16.989000000000001,15.914,14.955,14.02,null,21.846,17.128,16.074000000000002,15.074,14.111000000000001,null,22.34,17.805,16.581,15.515000000000001,14.545]
["Battery kW",4.76,4.3250000000000002,3.1960000000000002,2.57,2.1259999999999999,null,5.71,5.1609999999999996,4.5199999999999996,4.13,3.7610000000000001,null,6.78,5.93,5.0060000000000002,4.3289999999999997,3.948,null,10.62,9.3019999999999996,7.5789999999999997,6.5410000000000004,5.6210000000000004]
["Battery kWh",47.188000000000002,27.779,24.262,20.803000000000001,17.181999999999999,null,63.972999999999999,44.301000000000002,40.898000000000003,37.039000000000001,33.106999999999999,null,66.611000000000004,46.23,42.68,39.131999999999998,35.287999999999997,null,74.42,53.515000000000001,50.023000000000003,46.366999999999997,42.594000000000001]
["Generator kW",0,0,0,0,0,null,0,0,0,0,0,null,0,0,0,0,0,null,0,0,0,0,0]
["PV capital cost",28997.78,22688.54,21259,19871.740000000002,18574.5,null,30620.799999999999,23784.46,22280.02,20936.86,19627.580000000002,null,30584.68,23979.06,22503.46,21103.88,19755.54,null,31276.28,24926.58,23213.4,21721.56,20363.560000000001]
["PV O&M",3630.1343406025539,2840.3018504221591,2661.3425561153199,2487.6761525028951,2325.2790492762601,null,3833.3147439811828,2977.4963814018811,2789.1606085469898,2621.0149352946328,2457.110585049058,null,3828.7930029243662,3001.8576994986888,2817.132309038001,2641.9236061503821,2473.1294661573188,null,3915.3720758727341,3120.4745346635782,2906.0073047710321,2719.248883447588,2549.245440613749]
["Battery capital cost",24518.566481967999,15445.727094789039,13103.41884325546,11122.25884278036,9188.3931678014487,null,32745.999644428,23478.327729165791,21512.246986677699,19506.94364124105,17482.20125292048,null,34650.487650903997,24862.006513124001,22641.460671295408,20586.075298062879,18593.084721695701,null,40736.143283416,30399.685445794559,27674.538930827821,25330.302827558509,23011.35826959712]
["Battery O&M",5907.3692652169793,3477.546861661971,3037.2154111290201,2604.2073784206482,2150.9316303994642,null,8008.6143223758309,5545.9179099193761,5119.8326978212481,4636.7875693097194,4144.5787795202559,null,8338.7565016404878,5787.3152875456599,5342.9903835322957,4898.7656288225162,4417.5732624272923,null,9316.3388912498085,6699.4000326110436,6262.27335979278,5804.4908931103164,5332.211814734067]
["Diesel capital cost",0,0,0,0,0,null,0,0,0,0,0,null,0,0,0,0,0,null,0,0,0,0,0]
["Diesel O&M (kW)",0,0,0,0,0,null,0,0,0,0,0,null,0,0,0,0,0,null,0,0,0,0,0]
["Diesel O&M (kWh)",0,0,0,0,0,null,0,0,0,0,0,null,0,0,0,0,0,null,0,0,0,0,0]
["Fuel cost",0,0,0,0,0,null,0,0,0,0,0,null,0,0,0,0,0,null,0,0,0,0,0]
["REopt LCC",63054.7,44452.800000000003,40061.599999999999,36086.5,32239.599999999999,null,75209.600000000006,55786.8,51701.9,47702.2,43712,null,77403.7,57630.9,53305.7,49231.199999999997,45239.9,null,85245,65146.8,60056.800000000003,55576.2,51256.9]
[]
["TMY_lowPVBatt_HighDiesel_44_D_business",100,95,90,85,80,"TMY_lowPVBatt_HighDiesel_44_D_nrel",100,95,90,85,80,"TMY_lowPVBatt_HighDiesel_44_D_average",100,95,90,85,80,"TMY_lowPVBatt_HighDiesel_44_D_residential",100,95,90,85,80]
["PV kW",0,0,0,0,0,null,0,0,0,0,0,null,0,0,0,0,0,null,0,0,0,0,0]
["Battery kW",0,0,0,0,0,null,0,0,0,0,0,null,0,0,0,0,0,null,0,0,0,0,0]
["Battery kWh",0,0,0,0,0,null,0,0,0,0,0,null,0,0,0,0,0,null,0,0,0,0,0]
["Generator kW",6,6,6,6,6,null,7,7,7,7,7,null,8,8,8,8,8,null,12,12,12,12,12]
["PV capital cost",0,0,0,0,0,null,0,0,0,0,0,null,0,0,0,0,0,null,0,0,0,0,0]
["PV O&M",0,0,0,0,0,null,0,0,0,0,0,null,0,0,0,0,0,null,0,0,0,0,0]
["Battery capital cost",0,0,0,0,0,null,0,0,0,0,0,null,0,0,0,0,0,null,0,0,0,0,0]
["Battery O&M",0,0,0,0,0,null,0,0,0,0,0,null,0,0,0,0,0,null,0,0,0,0,0]
["Diesel capital cost",3741.54,3741.54,3741.54,3741.54,3741.54,null,4365.13,4365.13,4365.13,4365.13,4365.13,null,4988.72,4988.72,4988.72,4988.72,4988.72,null,7483.08,7483.08,7483.08,7483.08,7483.08]
["Diesel O&M (kW)",938.89972109999997,938.89972109999997,938.89972109999997,938.89972109999997,938.89972109999997,null,1095.3830079500001,1095.3830079500001,1095.3830079500001,1095.3830079500001,1095.3830079500001,null,1251.8662948000001,1251.8662948000001,1251.8662948000001,1251.8662948000001,1251.8662948000001,null,1877.7994421999999,1877.7994421999999,1877.7994421999999,1877.7994421999999,1877.7994421999999]
["Diesel O&M (kWh)",2837.0172662311311,2695.166402919599,2553.3155396080419,2411.4646762964858,2269.6138129849369,null,2838.0682079856738,2696.1647975864089,2554.2613871871422,2412.3579767878691,2270.4545663885879,null,2838.0682079856829,2696.1647975864062,2554.2613871871208,2412.3579767878368,2270.4545663885478,null,2839.119149740191,2697.1631922531901,2555.207234766181,2413.2512772791752,2271.2953197921629]
["Fuel cost",79453.562058759693,75480.883955822384,71508.205852884392,67535.527749946414,63562.849647008647,null,79482.994754467451,75508.845016744599,71534.695279021733,67560.545541298663,63586.395803575353,null,79482.994754467712,75508.845016744526,71534.695279021122,67560.545541297761,63586.395803574247,null,79512.427450174524,75536.806077666057,71561.184705157313,67585.5633326487,63609.941960139899]
["REopt LCC",86971.8,82857.3,78742.7,74628.100000000006,70513.600000000006,null,87782.399999999994,83666.3,79550.2,75434.100000000006,71318,null,88562.5,84446.399999999994,80330.3,76214.2,72098.100000000006,null,91713.3,87595.7,83478.100000000006,79360.5,75242.899999999994]
[]
["TMY_lowPVBatt_HighDiesel_36_PBD_business",100,95,90,85,80,"TMY_lowPVBatt_HighDiesel_36_PBD_nrel",100,95,90,85,80,"TMY_lowPVBatt_HighDiesel_36_PBD_average",100,95,90,85,80,"TMY_lowPVBatt_HighDiesel_36_PBD_residential",100,95,90,85,80]
["PV kW",9.6170000000000009,9.6210000000000004,9.6259999999999994,9.6210000000000004,9.6319999999999997,null,6.1989999999999998,6.173,6.2009999999999996,6.2009999999999996,6.202,null,5.6,5.6059999999999999,5.6,5.6059999999999999,5.5970000000000004,null,4.2469999999999999,4.2649999999999997,4.2530000000000001,4.2670000000000003,4.2649999999999997]
["Battery kW",0.58499999999999996,0.58499999999999996,0.59199999999999997,0.58599999999999997,0.58699999999999997,null,0.47099999999999997,0.46700000000000003,0.47199999999999998,0.47199999999999998,0.47399999999999998,null,0.40400000000000003,0.40600000000000003,0.40400000000000003,0.40600000000000003,0.40300000000000002,null,0.61,0.61899999999999999,0.62,0.62,0.621]
["Battery kWh",3.4239999999999999,3.4279999999999999,3.448,3.4279999999999999,3.4609999999999999,null,2.6949999999999998,2.6419999999999999,2.7029999999999998,2.7029999999999998,2.7090000000000001,null,2.46,2.476,2.46,2.476,2.452,null,3.5640000000000001,3.6190000000000002,3.5950000000000002,3.6259999999999999,3.6280000000000001]
["Generator kW",6,6,6,6,6,null,7,7,7,7,7,null,8,8,8,8,8,null,12,12,12,12,12]
["PV capital cost",13464.15,13468.784,13475.755999999999,13468.784,13484.842000000001,null,8678.1659999999993,8642.3680000000004,8681.848,8681.848,8682.59,null,7839.706000000001,7847.7839999999997,7839.706000000001,7847.7839999999997,7835.5479999999998,null,5945.66,5970.3139999999994,5954.326,5973.5339999999997,5970.3139999999994]
["PV O&M",1685.531557313142,1686.111672154153,1686.9844733348871,1686.111672154153,1688.1219190503421,null,1086.390351607934,1081.9089206458091,1086.851288777679,1086.851288777679,1086.9441772567529,null,981.42637025413296,982.43762784707224,981.42637025413296,982.43762784707224,980.90584424875499,null,744.31713543405681,747.40348659725657,745.40200276513053,747.80658754418221,747.40348659725657]
["Battery capital cost",1937.8592963704091,1940.4299514306961,1953.9063068208061,1940.5827113548021,1956.853915101598,null,1532.677068213339,1505.9667780389391,1537.1693829372759,1537.1693829372759,1541.152953780233,null,1381.841243079482,1390.4527989218359,1381.841243079482,1390.4527989218359,1377.3202653863341,null,2018.0024980250139,2049.0499461871891,2038.9067982461861,2052.925163204528,2054.2921013740879]
["Battery O&M",428.60021148438108,429.19109237552681,431.61846112114398,429.17857371257873,433.31849554948229,null,337.38547764636883,330.68674110289402,338.43954906659042,338.43954906659042,339.18691324458598,null,307.96411598597922,309.94957592953199,307.96411598597922,309.94957592953199,306.91755576352642,null,446.16639933301468,453.0892199432588,450.01213259064042,453.96928194850318,454.17333615455561]
["Diesel capital cost",3741.54,3741.54,3741.54,3741.54,3741.54,null,4365.13,4365.13,4365.13,4365.13,4365.13,null,4988.72,4988.72,4988.72,4988.72,4988.72,null,7483.08,7483.08,7483.08,7483.08,7483.08]
["Diesel O&M (kW)",938.89972109999997,938.89972109999997,938.89972109999997,938.89972109999997,938.89972109999997,null,1095.3830079500001,1095.3830079500001,1095.3830079500001,1095.3830079500001,1095.3830079500001,null,1251.8662948000001,1251.8662948000001,1251.8662948000001,1251.8662948000001,1251.8662948000001,null,1877.7994421999999,1877.7994421999999,1877.7994421999999,1877.7994421999999,1877.7994421999999]
["Diesel O&M (kWh)",1140.141699759798,997.92826597876615,855.2521419620474,714.22321065425183,570.76281607032047,null,1748.747543056764,1609.9473192210819,1464.5387253851759,1322.63535467406,1180.5210702213719,null,1854.724067661205,1712.007371148082,1570.9171614813829,1428.1970329869471,1287.540313064706,null,2111.5051079509199,1966.891339677815,1826.264278969373,1682.6123254457391,1540.757254097027]
["Fuel cost",26125.225486359039,22866.544547400659,19597.261516842449,16365.722286856721,13078.46846774209,null,40070.829696606459,36890.359105952492,33558.464217433131,30306.888068711149,27050.47903907804,null,42499.177508229353,39228.96479882743,35996.021435527276,32725.730085649619,29502.719713417511,null,48383.062449551973,45069.380206929927,41847.04944640609,38555.406242625751,35304.936826280893]
["REopt LCC",49462.7,46070.2,42681.9,39285.699999999997,35893.4,null,58915.5,55522.5,52128.5,48735,45342,null,61106.2,57713,54319.199999999997,50925.8,47532.2,null,69010.5,65617.899999999994,62223.7,58827.9,55433.5]
[]
["TMY_lowPVBatt_HighDiesel_36_PB_business",100,95,90,85,80,"TMY_lowPVBatt_HighDiesel_36_PB_nrel",100,95,90,85,80,"TMY_lowPVBatt_HighDiesel_36_PB_average",100,95,90,85,80,"TMY_lowPVBatt_HighDiesel_36_PB_residential",100,95,90,85,80]
["PV kW",20.713000000000001,16.206,15.185,14.194000000000001,13.268000000000001,null,21.872,16.989000000000001,15.914,14.955,14.02,null,21.846,17.128,16.074000000000002,15.074,14.111000000000001,null,22.34,17.805,16.581,15.515000000000001,14.545]
["Battery kW",4.76,4.3250000000000002,3.1960000000000002,2.57,2.1259999999999999,null,5.71,5.1609999999999996,4.5199999999999996,4.13,3.7610000000000001,null,6.78,5.93,5.0060000000000002,4.3289999999999997,3.948,null,10.62,9.3019999999999996,7.5789999999999997,6.5410000000000004,5.6210000000000004]
["Battery kWh",47.188000000000002,27.779,24.262,20.803000000000001,17.181999999999999,null,63.972999999999999,44.301000000000002,40.898000000000003,37.039000000000001,33.106999999999999,null,66.611000000000004,46.23,42.68,39.131999999999998,35.287999999999997,null,74.42,53.515000000000001,50.023000000000003,46.366999999999997,42.594000000000001]
["Generator kW",0,0,0,0,0,null,0,0,0,0,0,null,0,0,0,0,0,null,0,0,0,0,0]
["PV capital cost",28997.78,22688.54,21259,19871.740000000002,18574.5,null,30620.799999999999,23784.46,22280.02,20936.86,19627.580000000002,null,30584.68,23979.06,22503.46,21103.88,19755.54,null,31276.28,24926.58,23213.4,21721.56,20363.560000000001]
["PV O&M",3630.1343406025539,2840.3018504221591,2661.3425561153199,2487.6761525028951,2325.2790492762601,null,3833.3147439811828,2977.4963814018811,2789.1606085469898,2621.0149352946328,2457.110585049058,null,3828.7930029243662,3001.8576994986888,2817.132309038001,2641.9236061503821,2473.1294661573188,null,3915.3720758727341,3120.4745346635782,2906.0073047710321,2719.248883447588,2549.245440613749]
["Battery capital cost",24518.566481967999,15445.727094789039,13103.41884325546,11122.25884278036,9188.3931678014487,null,32745.999644428,23478.327729165791,21512.246986677699,19506.94364124105,17482.20125292048,null,34650.487650903997,24862.006513124001,22641.460671295408,20586.075298062879,18593.084721695701,null,40736.143283416,30399.685445794559,27674.538930827821,25330.302827558509,23011.35826959712]
["Battery O&M",5907.3692652169793,3477.546861661971,3037.2154111290201,2604.2073784206482,2150.9316303994642,null,8008.6143223758309,5545.9179099193761,5119.8326978212481,4636.7875693097194,4144.5787795202559,null,8338.7565016404878,5787.3152875456599,5342.9903835322957,4898.7656288225162,4417.5732624272923,null,9316.3388912498085,6699.4000326110436,6262.27335979278,5804.4908931103164,5332.211814734067]
["Diesel capital cost",0,0,0,0,0,null,0,0,0,0,0,null,0,0,0,0,0,null,0,0,0,0,0]
["Diesel O&M (kW)",0,0,0,0,0,null,0,0,0,0,0,null,0,0,0,0,0,null,0,0,0,0,0]
["Diesel O&M (kWh)",0,0,0,0,0,null,0,0,0,0,0,null,0,0,0,0,0,null,0,0,0,0,0]
["Fuel cost",0,0,0,0,0,null,0,0,0,0,0,null,0,0,0,0,0,null,0,0,0,0,0]
["REopt LCC",63054.7,44452.800000000003,40061.599999999999,36086.5,32239.599999999999,null,75209.600000000006,55786.8,51701.9,47702.2,43712,null,77403.7,57630.9,53305.7,49231.199999999997,45239.9,null,85245,65146.8,60056.800000000003,55576.2,51256.9]
[]
["TMY_lowPVBatt_HighDiesel_36_D_business",100,95,90,85,80,"TMY_lowPVBatt_HighDiesel_36_D_nrel",100,95,90,85,80,"TMY_lowPVBatt_HighDiesel_36_D_average",100,95,90,85,80,"TMY_lowPVBatt_HighDiesel_36_D_residential",100,95,90,85,80]
["PV kW",0,0,0,0,0,null,0,0,0,0,0,null,0,0,0,0,0,null,0,0,0,0,0]
["Battery kW",0,0,0,0,0,null,0,0,0,0,0,null,0,0,0,0,0,null,0,0,0,0,0]
["Battery kWh",0,0,0,0,0,null,0,0,0,0,0,null,0,0,0,0,0,null,0,0,0,0,0]
["Generator kW",6,6,6,6,6,null,7,7,7,7,7,null,8,8,8,8,8,null,12,12,12,12,12]
["PV capital cost",0,0,0,0,0,null,0,0,0,0,0,null,0,0,0,0,0,null,0,0,0,0,0]
["PV O&M",0,0,0,0,0,null,0,0,0,0,0,null,0,0,0,0,0,null,0,0,0,0,0]
["Battery capital cost",0,0,0,0,0,null,0,0,0,0,0,null,0,0,0,0,0,null,0,0,0,0,0]
["Battery O&M",0,0,0,0,0,null,0,0,0,0,0,null,0,0,0,0,0,null,0,0,0,0,0]
["Diesel capital cost",3741.54,3741.54,3741.54,3741.54,3741.54,null,4365.13,4365.13,4365.13,4365.13,4365.13,null,4988.72,4988.72,4988.72,4988.72,4988.72,null,7483.08,7483.08,7483.08,7483.08,7483.08]
["Diesel O&M (kW)",938.89972109999997,938.89972109999997,938.89972109999997,938.89972109999997,938.89972109999997,null,1095.3830079500001,1095.3830079500001,1095.3830079500001,1095.3830079500001,1095.3830079500001,null,1251.8662948000001,1251.8662948000001,1251.8662948000001,1251.8662948000001,1251.8662948000001,null,1877.7994421999999,1877.7994421999999,1877.7994421999999,1877.7994421999999,1877.7994421999999]
["Diesel O&M (kWh)",2837.0172662311311,2695.166402919599,2553.3155396080429,2411.4646762964858,2269.6138129849369,null,2838.0682079856738,2696.1647975864089,2554.2613871871422,2412.3579767878682,2270.4545663885879,null,2838.0682079856829,2696.1647975864062,2554.2613871871208,2412.3579767878368,2270.4545663885492,null,2839.119149740191,2697.1631922531901,2555.2072347661801,2413.2512772791761,2271.2953197921629]
["Fuel cost",65007.45986625793,61757.086872945598,58506.713879632713,55256.340886319798,52005.96789300708,null,65031.5411627461,61779.964104609222,58528.387046472308,55276.809988335219,52025.232930197999,null,65031.541162746304,61779.964104609149,58528.38704647182,55276.809988334513,52025.232930197111,null,65055.622459233709,61802.841336272213,58550.06021331052,55297.279090348973,52044.4979673872]
["REopt LCC",72525.7,69133.5,65741.2,62348.9,58956.7,null,73330.899999999994,69937.399999999994,66543.899999999994,63150.400000000001,59756.9,null,74111,70717.5,67324,63930.5,60537,null,77256.5,73861.7,70467,67072.2,63677.4]
[]
["TMY_lowPVBatt_HighDiesel_32_PBD_business",100,95,90,85,80,"TMY_lowPVBatt_HighDiesel_32_PBD_nrel",100,95,90,85,80,"TMY_lowPVBatt_HighDiesel_32_PBD_average",100,95,90,85,80,"TMY_lowPVBatt_HighDiesel_32_PBD_residential",100,95,90,85,80]
["PV kW",8.7100000000000009,8.7650000000000006,8.7669999999999995,8.7639999999999993,8.7669999999999995,null,5.5789999999999997,5.5789999999999997,5.5780000000000003,5.5789999999999997,5.5789999999999997,null,4.9800000000000004,5.0140000000000002,5.0229999999999997,5.0129999999999999,5.0199999999999996,null,3.7890000000000001,3.7890000000000001,3.782,3.7890000000000001,3.7749999999999999]
["Battery kW",0.128,0.16,0.16,0.16,0.16,null,7.3999999999999996E-2,7.3999999999999996E-2,7.3999999999999996E-2,7.3999999999999996E-2,7.3999999999999996E-2,null,6.0999999999999999E-2,7.9000000000000001E-2,8.2000000000000003E-2,8.1000000000000003E-2,8.1000000000000003E-2,null,0.27500000000000002,0.27500000000000002,0.27200000000000002,0.27500000000000002,0.27]
["Battery kWh",0.54700000000000004,0.68600000000000005,0.68600000000000005,0.68600000000000005,0.68600000000000005,null,0.316,0.316,0.315,0.316,0.316,null,0.26200000000000001,0.34,0.34899999999999998,0.34599999999999997,0.34599999999999997,null,1.569,1.569,1.5549999999999999,1.569,1.542]
["Generator kW",6,6,6,6,6,null,7,7,7,7,7,null,8,8,8,8,8,null,12,12,12,12,12]
["PV capital cost",12194.084000000001,12271.041999999999,12273.772000000001,12270.3,12273.772000000001,null,7810.2359999999999,7810.2359999999999,7809.7739999999994,7810.2359999999999,7810.2359999999999,null,6971.9160000000002,7019.5020000000004,7031.6540000000005,7017.8639999999996,7028.63,null,5304.6559999999999,5304.6559999999999,5294.24,5304.6559999999999,5284.37]
["PV O&M",1526.5362755559961,1536.170388187518,1536.5121476859979,1536.0774997084441,1536.5121476859979,null,977.73712028335729,977.73712028335729,977.6792840605375,977.73712028335729,977.73712028335729,null,872.79066505768367,878.74779600811894,880.26906392955993,878.54274030903071,879.89049956201245,null,664.07200519085882,664.07200519085882,662.76806125819519,664.07200519085882,661.5324692252276]
["Battery capital cost",332.55695208706118,416.64400252799999,416.64400252799999,416.64400252799999,416.64400252799999,null,192.16213355692921,192.16213355692921,191.58000268555281,192.16213355692921,192.16213355692921,null,159.2553842737743,206.82911325913349,212.31521021358779,210.18003834081179,210.2358937963013,null,892.35191957780319,892.35191957780319,884.41670465584446,892.35191957780319,876.89691235363591]
["Battery O&M",68.517521606882042,85.842224447248725,85.842224447248725,85.842224447248725,85.842224447248725,null,39.59164862597428,39.59164862597428,39.471719834932443,39.59164862597428,39.59164862597428,null,32.811791146596441,42.613528674991997,43.743838752566923,43.303932936574199,43.31545010648636,null,196.38151753157081,196.38151753157081,194.63516405032479,196.38151753157081,192.9801968085992]
["Diesel capital cost",3741.54,3741.54,3741.54,3741.54,3741.54,null,4365.13,4365.13,4365.13,4365.13,4365.13,null,4988.72,4988.72,4988.72,4988.72,4988.72,null,7483.08,7483.08,7483.08,7483.08,7483.08]
["Diesel O&M (kW)",938.89972109999997,938.89972109999997,938.89972109999997,938.89972109999997,938.89972109999997,null,1095.3830079500001,1095.3830079500001,1095.3830079500001,1095.3830079500001,1095.3830079500001,null,1251.8662948000001,1251.8662948000001,1251.8662948000001,1251.8662948000001,1251.8662948000001,null,1877.7994421999999,1877.7994421999999,1877.7994421999999,1877.7994421999999,1877.7994421999999]
["Diesel O&M (kWh)",1289.6354493980909,1138.7808557284909,996.78577027025381,855.1186425952651,713.08405262330155,null,1863.5229874738729,1721.61963593109,1579.7736380573051,1437.813023584366,1295.909242797205,null,1963.908326167418,1816.56007878491,1673.7487976794621,1532.6477684683171,1390.215575752638,null,2204.167929694308,2062.2248487003958,1921.268466930374,1778.312749238579,1638.2902331802959]
["Fuel cost",26267.31351244438,23194.704963601202,20302.54700632835,17417.068897934831,14524.106312154219,null,37956.263200169793,35065.973680615571,32176.852341422229,29285.396489677209,26395.098227267281,null,40000.91323266305,36999.721995781329,34090.939753744293,31216.991947061739,28315.930982838228,null,44894.524317223353,42003.425587633108,39132.423962126421,36220.699833606617,33368.719198442763]
["REopt LCC",46359.8,43324.3,40293.199999999997,37262.1,34231,null,54300.800000000003,51268.6,48236.4,45204.1,42171.9,null,56243,53205.3,50174,47140.800000000003,44109.5,null,63517.9,60484.800000000003,57451.5,54418.1,51384.4]
[]
["TMY_lowPVBatt_HighDiesel_32_PB_business",100,95,90,85,80,"TMY_lowPVBatt_HighDiesel_32_PB_nrel",100,95,90,85,80,"TMY_lowPVBatt_HighDiesel_32_PB_average",100,95,90,85,80,"TMY_lowPVBatt_HighDiesel_32_PB_residential",100,95,90,85,80]
["PV kW",20.713000000000001,16.206,15.185,14.194000000000001,13.268000000000001,null,21.872,16.989000000000001,15.914,14.955,14.02,null,21.846,17.128,16.074000000000002,15.074,14.111000000000001,null,22.34,17.805,16.581,15.515000000000001,14.545]
["Battery kW",4.76,4.3250000000000002,3.1960000000000002,2.57,2.1259999999999999,null,5.71,5.1609999999999996,4.5199999999999996,4.13,3.7610000000000001,null,6.78,5.93,5.0060000000000002,4.3289999999999997,3.948,null,10.62,9.3019999999999996,7.5789999999999997,6.5410000000000004,5.6210000000000004]
["Battery kWh",47.188000000000002,27.779,24.262,20.803000000000001,17.181999999999999,null,63.972999999999999,44.301000000000002,40.898000000000003,37.039000000000001,33.106999999999999,null,66.611000000000004,46.23,42.68,39.131999999999998,35.287999999999997,null,74.42,53.515000000000001,50.023000000000003,46.366999999999997,42.594000000000001]
["Generator kW",0,0,0,0,0,null,0,0,0,0,0,null,0,0,0,0,0,null,0,0,0,0,0]
["PV capital cost",28997.78,22688.54,21259,19871.740000000002,18574.5,null,30620.799999999999,23784.46,22280.02,20936.86,19627.580000000002,null,30584.68,23979.06,22503.46,21103.88,19755.54,null,31276.28,24926.58,23213.4,21721.56,20363.560000000001]
["PV O&M",3630.1343406025539,2840.3018504221591,2661.3425561153199,2487.6761525028951,2325.2790492762601,null,3833.3147439811828,2977.4963814018811,2789.1606085469898,2621.0149352946328,2457.110585049058,null,3828.7930029243662,3001.8576994986888,2817.132309038001,2641.9236061503821,2473.1294661573188,null,3915.3720758727341,3120.4745346635782,2906.0073047710321,2719.248883447588,2549.245440613749]
["Battery capital cost",24518.566481967999,15445.727094789039,13103.41884325546,11122.25884278036,9188.3931678014487,null,32745.999644428,23478.327729165791,21512.246986677699,19506.94364124105,17482.20125292048,null,34650.487650903997,24862.006513124001,22641.460671295408,20586.075298062879,18593.084721695701,null,40736.143283416,30399.685445794559,27674.538930827821,25330.302827558509,23011.35826959712]
["Battery O&M",5907.3692652169793,3477.546861661971,3037.2154111290201,2604.2073784206482,2150.9316303994642,null,8008.6143223758309,5545.9179099193761,5119.8326978212481,4636.7875693097194,4144.5787795202559,null,8338.7565016404878,5787.3152875456599,5342.9903835322957,4898.7656288225162,4417.5732624272923,null,9316.3388912498085,6699.4000326110436,6262.27335979278,5804.4908931103164,5332.211814734067]
["Diesel capital cost",0,0,0,0,0,null,0,0,0,0,0,null,0,0,0,0,0,null,0,0,0,0,0]
["Diesel O&M (kW)",0,0,0,0,0,null,0,0,0,0,0,null,0,0,0,0,0,null,0,0,0,0,0]
["Diesel O&M (kWh)",0,0,0,0,0,null,0,0,0,0,0,null,0,0,0,0,0,null,0,0,0,0,0]
["Fuel cost",0,0,0,0,0,null,0,0,0,0,0,null,0,0,0,0,0,null,0,0,0,0,0]
["REopt LCC",63054.7,44452.800000000003,40061.599999999999,36086.5,32239.599999999999,null,75209.600000000006,55786.8,51701.9,47702.2,43712,null,77403.7,57630.9,53305.7,49231.199999999997,45239.9,null,85245,65146.8,60056.800000000003,55576.2,51256.9]
[]
["TMY_lowPVBatt_HighDiesel_32_D_business",100,95,90,85,80,"TMY_lowPVBatt_HighDiesel_32_D_nrel",100,95,90,85,80,"TMY_lowPVBatt_HighDiesel_32_D_average",100,95,90,85,80,"TMY_lowPVBatt_HighDiesel_32_D_residential",100,95,90,85,80]
["PV kW",0,0,0,0,0,null,0,0,0,0,0,null,0,0,0,0,0,null,0,0,0,0,0]
["Battery kW",0,0,0,0,0,null,0,0,0,0,0,null,0,0,0,0,0,null,0,0,0,0,0]
["Battery kWh",0,0,0,0,0,null,0,0,0,0,0,null,0,0,0,0,0,null,0,0,0,0,0]
["Generator kW",6,6,6,6,6,null,6,7,7,7,7,null,8,8,8,8,8,null,12,12,12,12,12]
["PV capital cost",0,0,0,0,0,null,0,0,0,0,0,null,0,0,0,0,0,null,0,0,0,0,0]
["PV O&M",0,0,0,0,0,null,0,0,0,0,0,null,0,0,0,0,0,null,0,0,0,0,0]
["Battery capital cost",0,0,0,0,0,null,0,0,0,0,0,null,0,0,0,0,0,null,0,0,0,0,0]
["Battery O&M",0,0,0,0,0,null,0,0,0,0,0,null,0,0,0,0,0,null,0,0,0,0,0]
["Diesel capital cost",3741.54,3741.54,3741.54,3741.54,3741.54,null,3741.54,4365.13,4365.13,4365.13,4365.13,null,4988.72,4988.72,4988.72,4988.72,4988.72,null,7483.08,7483.08,7483.08,7483.08,7483.08]
["Diesel O&M (kW)",938.89972109999997,938.89972109999997,938.89972109999997,938.89972109999997,938.89972109999997,null,938.89972109999997,1095.3830079500001,1095.3830079500001,1095.3830079500001,1095.3830079500001,null,1251.8662948000001,1251.8662948000001,1251.8662948000001,1251.8662948000001,1251.8662948000001,null,1877.7994421999999,1877.7994421999999,1877.7994421999999,1877.7994421999999,1877.7994421999999]
["Diesel O&M (kWh)",2837.0172662311311,2695.166402919599,2553.3155396080419,2411.4646762964858,2269.613812984936,null,2837.0172662311311,2696.1647975864089,2554.2613871871422,2412.3579767878682,2270.4545663885879,null,2838.0682079856829,2696.1647975864062,2554.2613871871208,2412.3579767878368,2270.4545663885492,null,2839.119149740191,2697.1631922531901,2555.2072347661801,2413.2512772791752,2271.2953197921629]
["Fuel cost",57784.408770007038,54895.188331507183,52005.967893006833,49116.747454506462,46227.527016006286,null,57784.408770007038,54915.523648541537,52025.232930197613,49134.942211853522,46244.651493509336,null,57805.814366885606,54915.523648541479,52025.232930197177,49134.942211852896,46244.651493508543,null,57827.219963763288,54935.858965575302,52044.497967387128,49153.136969199048,46261.775971010837]
["REopt LCC",65302.7,62271.6,59240.5,56209.4,53178.2,null,65302.7,63073,60040.800000000003,57008.5,53976.3,null,66885.3,63853.1,60820.800000000003,57788.6,54756.4,null,70028.100000000006,66994.8,63961.4,60928.1,57894.7]
[]
["TMY_lowPVBatt_MedDiesel_44_PBD_business",100,95,90,85,80,"TMY_lowPVBatt_MedDiesel_44_PBD_nrel",100,95,90,85,80,"TMY_lowPVBatt_MedDiesel_44_PBD_average",100,95,90,85,80,"TMY_lowPVBatt_MedDiesel_44_PBD_residential",100,95,90,85,80]
["PV kW",9.8439999999999994,9.8439999999999994,9.8439999999999994,9.8290000000000006,9.8569999999999993,null,6.335,6.3369999999999997,6.3550000000000004,6.3529999999999998,6.3579999999999997,null,5.7709999999999999,5.7709999999999999,5.7709999999999999,5.7709999999999999,5.7709999999999999,null,4.3579999999999997,4.3689999999999998,4.3680000000000003,4.3739999999999997,4.3639999999999999]
["Battery kW",0.67700000000000005,0.67700000000000005,0.67700000000000005,0.67200000000000004,0.68200000000000005,null,0.54700000000000004,0.54800000000000004,0.55500000000000005,0.55400000000000005,0.55400000000000005,null,0.48499999999999999,0.48499999999999999,0.48499999999999999,0.48499999999999999,0.48499999999999999,null,0.66600000000000004,0.67300000000000004,0.67,0.67200000000000004,0.67]
["Battery kWh",4.2249999999999996,4.2249999999999996,4.2249999999999996,4.1319999999999997,4.2629999999999999,null,3.218,3.222,3.2770000000000001,3.27,3.278,null,3.0920000000000001,3.0920000000000001,3.0920000000000001,3.0920000000000001,3.0920000000000001,null,3.9889999999999999,4.0309999999999997,4.0179999999999998,4.0090000000000003,4.024]
["Generator kW",6,6,6,6,6,null,7,7,7,7,7,null,8,8,8,8,8,null,12,12,12,12,12]
["PV capital cost",13781.642,13781.642,13781.642,13760.208000000001,13799.281999999999,null,8868.9720000000016,8871.17,8897.3080000000009,8893.7099999999991,8901.0460000000003,null,8079.8620000000001,8079.8620000000001,8079.8620000000001,8079.8620000000001,8079.8620000000001,null,6101.2979999999998,6116.3059999999996,6115.5640000000003,6122.9279999999999,6108.942]
["PV O&M",1725.2773106800059,1725.2773106800059,1725.2773106800059,1722.5940604637319,1727.485602824034,null,1110.2767116324951,1110.551871844091,1113.82399996544,1113.3735784725709,1114.291947586436,null,1011.490690443532,1011.490690443532,1011.490690443532,1011.490690443532,1011.490690443532,null,763.80093207306504,765.67973300830079,765.58684452922671,766.50871886871744,764.75785866881006]
["Battery capital cost",2361.8324093781039,2361.8324093781039,2361.8324093781039,2316.5070610731268,2382.5732347235339,null,1819.6135783890611,1822.141545179576,1851.7519186388549,1848.1119972423869,1851.341118325957,null,1721.338764739827,1721.338764739827,1721.338764739827,1721.338764739827,1721.338764739827,null,2247.7166967481362,2271.799228956876,2263.546976978595,2260.4727666303488,2266.8107679443592]
["Battery O&M",528.97485100144513,528.97485100144513,528.97485100144513,517.27866420912881,533.70690559578929,null,402.80425461373233,403.39012803969871,410.23157734078069,409.41035305139201,410.3454971736075,null,387.06203595662242,387.06203595662242,387.06203595662242,387.06203595662242,387.06203595662242,null,499.34067207093949,504.66110382383948,503.04118883836838,501.8406490616552,503.80983474337557]
["Diesel capital cost",2993.22,2993.22,2993.22,2993.22,2993.22,null,3492.09,3492.09,3492.09,3492.09,3492.09,null,3990.96,3990.96,3990.96,3990.96,3990.96,null,5986.4400000000014,5986.4400000000014,5986.4400000000014,5986.4400000000014,5986.4400000000014]
["Diesel O&M (kW)",938.89972109999997,938.89972109999997,938.89972109999997,938.89972109999997,938.89972109999997,null,1095.3830079500001,1095.3830079500001,1095.3830079500001,1095.3830079500001,1095.3830079500001,null,1251.8662948000001,1251.8662948000001,1251.8662948000001,1251.8662948000001,1251.8662948000001,null,1877.7994421999999,1877.7994421999999,1877.7994421999999,1877.7994421999999,1877.7994421999999]
["Diesel O&M (kWh)",1103.6281021373759,961.7628650485035,819.90755643039495,681.54815558701364,534.35033013040459,null,1725.2354271848051,1583.1043294695171,1438.5244738920819,1296.9471412785831,1154.606364501502,null,1826.1778295810891,1684.274557961533,1542.371034590326,1400.467749029086,1258.5642234819929,null,2092.5200338546319,1948.900820124954,1807.147566698206,1665.062525523771,1523.559658817557]
["Fuel cost",25756.858839827761,22445.958293801312,19135.2894618998,15906.2093489665,12470.85498958326,null,40264.148110590293,36947.04281623206,33572.787553994131,30268.606223360239,26946.607365684951,null,42619.977220449757,39308.189011236769,35996.394926555688,32684.606391966841,29372.812256504159,null,48835.96478480802,45484.129318170068,42175.842286036663,38859.811875345389,35557.368456113538]
["REopt LCC",49191.1,45738.3,42285.7,38837.1,35381,null,58779.3,55325.599999999999,51872.6,48418.3,44966.400000000001,null,60889.5,57435.8,53982.1,50528.4,47074.6,null,68405.8,64956.6,61495.8,58041.7,54590.2]
[]
["TMY_lowPVBatt_MedDiesel_44_PB_business",100,95,90,85,80,"TMY_lowPVBatt_MedDiesel_44_PB_nrel",100,95,90,85,80,"TMY_lowPVBatt_MedDiesel_44_PB_average",100,95,90,85,80,"TMY_lowPVBatt_MedDiesel_44_PB_residential",100,95,90,85,80]
["PV kW",20.713000000000001,16.206,15.185,14.194000000000001,13.268000000000001,null,21.872,16.989000000000001,15.914,14.955,14.02,null,21.846,17.128,16.074000000000002,15.074,14.111000000000001,null,22.34,17.805,16.581,15.515000000000001,14.545]
["Battery kW",4.76,4.3250000000000002,3.1960000000000002,2.57,2.1259999999999999,null,5.71,5.1609999999999996,4.5199999999999996,4.13,3.7610000000000001,null,6.78,5.93,5.0060000000000002,4.3289999999999997,3.948,null,10.62,9.3019999999999996,7.5789999999999997,6.5410000000000004,5.6210000000000004]
["Battery kWh",47.188000000000002,27.779,24.262,20.803000000000001,17.181999999999999,null,63.972999999999999,44.301000000000002,40.898000000000003,37.039000000000001,33.106999999999999,null,66.611000000000004,46.23,42.68,39.131999999999998,35.287999999999997,null,74.42,53.515000000000001,50.023000000000003,46.366999999999997,42.594000000000001]
["Generator kW",0,0,0,0,0,null,0,0,0,0,0,null,0,0,0,0,0,null,0,0,0,0,0]
["PV capital cost",28997.78,22688.54,21259,19871.740000000002,18574.5,null,30620.799999999999,23784.46,22280.02,20936.86,19627.580000000002,null,30584.68,23979.06,22503.46,21103.88,19755.54,null,31276.28,24926.58,23213.4,21721.56,20363.560000000001]
["PV O&M",3630.1343406025539,2840.3018504221591,2661.3425561153199,2487.6761525028951,2325.2790492762601,null,3833.3147439811828,2977.4963814018811,2789.1606085469898,2621.0149352946328,2457.110585049058,null,3828.7930029243662,3001.8576994986888,2817.132309038001,2641.9236061503821,2473.1294661573188,null,3915.3720758727341,3120.4745346635782,2906.0073047710321,2719.248883447588,2549.245440613749]
["Battery capital cost",24518.566481967999,15445.727094789039,13103.41884325546,11122.25884278036,9188.3931678014487,null,32745.999644428,23478.327729165791,21512.246986677699,19506.94364124105,17482.20125292048,null,34650.487650903997,24862.006513124001,22641.460671295408,20586.075298062879,18593.084721695701,null,40736.143283416,30399.685445794559,27674.538930827821,25330.302827558509,23011.35826959712]
["Battery O&M",5907.3692652169793,3477.546861661971,3037.2154111290201,2604.2073784206482,2150.9316303994642,null,8008.6143223758309,5545.9179099193761,5119.8326978212481,4636.7875693097194,4144.5787795202559,null,8338.7565016404878,5787.3152875456599,5342.9903835322957,4898.7656288225162,4417.5732624272923,null,9316.3388912498085,6699.4000326110436,6262.27335979278,5804.4908931103164,5332.211814734067]
["Diesel capital cost",0,0,0,0,0,null,0,0,0,0,0,null,0,0,0,0,0,null,0,0,0,0,0]
["Diesel O&M (kW)",0,0,0,0,0,null,0,0,0,0,0,null,0,0,0,0,0,null,0,0,0,0,0]
["Diesel O&M (kWh)",0,0,0,0,0,null,0,0,0,0,0,null,0,0,0,0,0,null,0,0,0,0,0]
["Fuel cost",0,0,0,0,0,null,0,0,0,0,0,null,0,0,0,0,0,null,0,0,0,0,0]
["REopt LCC",63054.7,44452.800000000003,40061.599999999999,36086.5,32239.599999999999,null,75209.600000000006,55786.8,51701.9,47702.2,43712,null,77403.7,57630.9,53305.7,49231.199999999997,45239.9,null,85245,65146.8,60056.800000000003,55576.2,51256.9]
[]
["TMY_lowPVBatt_MedDiesel_44_D_business",100,95,90,85,80,"TMY_lowPVBatt_MedDiesel_44_D_nrel",100,95,90,85,80,"TMY_lowPVBatt_MedDiesel_44_D_average",100,95,90,85,80,"TMY_lowPVBatt_MedDiesel_44_D_residential",100,95,90,85,80]
["PV kW",0,0,0,0,0,null,0,0,0,0,0,null,0,0,0,0,0,null,0,0,0,0,0]
["Battery kW",0,0,0,0,0,null,0,0,0,0,0,null,0,0,0,0,0,null,0,0,0,0,0]
["Battery kWh",0,0,0,0,0,null,0,0,0,0,0,null,0,0,0,0,0,null,0,0,0,0,0]
["Generator kW",6,6,6,6,6,null,7,7,7,7,7,null,8,8,8,8,8,null,12,12,12,12,12]
["PV capital cost",0,0,0,0,0,null,0,0,0,0,0,null,0,0,0,0,0,null,0,0,0,0,0]
["PV O&M",0,0,0,0,0,null,0,0,0,0,0,null,0,0,0,0,0,null,0,0,0,0,0]
["Battery capital cost",0,0,0,0,0,null,0,0,0,0,0,null,0,0,0,0,0,null,0,0,0,0,0]
["Battery O&M",0,0,0,0,0,null,0,0,0,0,0,null,0,0,0,0,0,null,0,0,0,0,0]
["Diesel capital cost",2993.22,2993.22,2993.22,2993.22,2993.22,null,3492.09,3492.09,3492.09,3492.09,3492.09,null,3990.96,3990.96,3990.96,3990.96,3990.96,null,5986.4400000000014,5986.4400000000014,5986.4400000000014,5986.4400000000014,5986.4400000000014]
["Diesel O&M (kW)",938.89972109999997,938.89972109999997,938.89972109999997,938.89972109999997,938.89972109999997,null,1095.3830079500001,1095.3830079500001,1095.3830079500001,1095.3830079500001,1095.3830079500001,null,1251.8662948000001,1251.8662948000001,1251.8662948000001,1251.8662948000001,1251.8662948000001,null,1877.7994421999999,1877.7994421999999,1877.7994421999999,1877.7994421999999,1877.7994421999999]
["Diesel O&M (kWh)",2837.0172662311311,2695.166402919599,2553.3155396080429,2411.4646762964858,2269.6138129849369,null,2838.0682079856738,2696.1647975864089,2554.2613871871422,2412.3579767878682,2270.4545663885879,null,2838.0682079856829,2696.1647975864062,2554.2613871871222,2412.3579767878368,2270.4545663885492,null,2839.119149740191,2697.163192253191,2555.207234766181,2413.2512772791752,2271.2953197921629]
["Fuel cost",66211.30171563309,62900.736629851999,59590.171544070348,56279.606458288697,52969.041372507207,null,66235.828962056228,62924.037513953837,59612.246065851446,56300.454617748859,52988.663169646119,null,66235.828962056432,62924.037513953786,59612.246065850974,56300.454617748117,52988.663169645217,null,66260.356208478785,62947.338398055057,59634.320587631097,56321.302777207253,53008.284966783263]
["REopt LCC",72981.2,69528.800000000003,66076.3,62623.9,59171.4,null,73662.2,70208.5,66754.7,63301,59847.3,null,74317.600000000006,70863.8,67410.100000000006,63956.4,60502.6,null,76964.600000000006,73509.600000000006,70054.600000000006,66599.600000000006,63144.6]
[]
["TMY_lowPVBatt_MedDiesel_36_PBD_business",100,95,90,85,80,"TMY_lowPVBatt_MedDiesel_36_PBD_nrel",100,95,90,85,80,"TMY_lowPVBatt_MedDiesel_36_PBD_average",100,95,90,85,80,"TMY_lowPVBatt_MedDiesel_36_PBD_residential",100,95,90,85,80]
["PV kW",8.4659999999999993,8.4749999999999996,8.4749999999999996,8.4760000000000009,8.4659999999999993,null,5.43,5.43,5.43,5.43,5.43,null,4.8570000000000002,4.8570000000000002,4.8570000000000002,4.8570000000000002,4.8570000000000002,null,3.5219999999999998,3.5230000000000001,3.5219999999999998,3.5219999999999998,3.5230000000000001]
["Battery kW",0,4.1000000000000002E-2,4.1000000000000002E-2,4.1000000000000002E-2,0,null,0,0,0,0,0,null,0,0,0,0,0,null,8.1000000000000003E-2,8.2000000000000003E-2,8.1000000000000003E-2,8.1000000000000003E-2,8.2000000000000003E-2]
["Battery kWh",0,0.11799999999999999,0.11799999999999999,0.11799999999999999,0,null,0,0,0,0,0,null,0,0,0,0,0,null,0.46400000000000002,0.46600000000000003,0.46400000000000002,0.46400000000000002,0.46600000000000003]
["Generator kW",6,6,6,6,6,null,7,7,7,7,7,null,8,8,8,8,8,null,12,12,12,12,12]
["PV capital cost",11852.652,11864.412,11864.412,11866.175999999999,11852.652,null,7602.3079999999991,7602.3079999999991,7602.3079999999991,7602.3079999999991,7602.3079999999991,null,6799.1139999999996,6799.1139999999996,6799.1139999999996,6799.1139999999996,6799.1139999999996,null,4930.982,4932.1579999999994,4930.982,4930.982,4932.1579999999994]
["PV O&M",1483.7935542793809,1485.265749042065,1485.265749042065,1485.486578256468,1483.7935542793809,null,951.70731478883965,951.70731478883965,951.70731478883965,951.70731478883965,951.70731478883965,null,851.15816511028072,851.15816511028072,851.15816511028072,851.15816511028072,851.15816511028072,null,617.29301660654937,617.44023608281771,617.29301660654937,617.29301660654937,617.44023608281771]
["Battery capital cost",0,80.695282941879796,80.695282941879796,80.818406823898158,0,null,0,0,0,0,0,null,0,0,0,0,0,null,263.73913932554831,264.92278848546351,263.73913932554831,263.73913932554831,264.92278848546351]
["Battery O&M",0,14.74460640678388,14.74460640678388,14.767140000090279,0,null,0,0,0,0,0,null,0,0,0,0,0,null,58.041528892107188,58.302042268055082,58.041528892107188,58.041528892107188,58.302042268055082]
["Diesel capital cost",2993.22,2993.22,2993.22,2993.22,2993.22,null,3492.09,3492.09,3492.09,3492.09,3492.09,null,3990.96,3990.96,3990.96,3990.96,3990.96,null,5986.4400000000014,5986.4400000000014,5986.4400000000014,5986.4400000000014,5986.4400000000014]
["Diesel O&M (kW)",938.89972109999997,938.89972109999997,938.89972109999997,938.89972109999997,938.89972109999997,null,1095.3830079500001,1095.3830079500001,1095.3830079500001,1095.3830079500001,1095.3830079500001,null,1251.8662948000001,1251.8662948000001,1251.8662948000001,1251.8662948000001,1251.8662948000001,null,1877.7994421999999,1877.7994421999999,1877.7994421999999,1877.7994421999999,1877.7994421999999]
["Diesel O&M (kWh)",1327.56821227756,1180.2335942549159,1038.382670898583,896.42780962817767,760.16476427448754,null,1885.815963993138,1743.912553593856,1602.0091431945691,1460.105732795281,1318.202322395987,null,1982.432612457191,1840.5292020578979,1698.6257916586051,1556.7223812593061,1414.8189708600089,null,2261.3438562055858,2119.253210041451,1977.432268171593,1835.4761259103091,1693.385295495249]
["Fuel cost",25349.93304018024,22536.576508415321,19827.931200765412,17117.30119723496,14515.35649592202,null,36009.681439505679,33300.033891057967,30590.386342610149,27880.738794162309,25171.09124571436,null,37854.577653861823,35144.93010541387,32435.28255696594,29725.635008517878,27015.987460069889,null,43180.391640508358,40467.168822588348,37759.096011829803,35048.441547761096,32335.215211567171]
["REopt LCC",43946.8,41094.800000000003,38244.199999999997,35393.800000000003,32544.7,null,51037.8,48186.2,45334.6,42483,39631.4,null,52730.9,49879.3,47027.8,44176.2,41324.6,null,59176.9,56324.3,53471.6,50619,47766.400000000001]
[]
["TMY_lowPVBatt_MedDiesel_36_PB_business",100,95,90,85,80,"TMY_lowPVBatt_MedDiesel_36_PB_nrel",100,95,90,85,80,"TMY_lowPVBatt_MedDiesel_36_PB_average",100,95,90,85,80,"TMY_lowPVBatt_MedDiesel_36_PB_residential",100,95,90,85,80]
["PV kW",20.713000000000001,16.206,15.185,14.194000000000001,13.268000000000001,null,21.872,16.989000000000001,15.914,14.955,14.02,null,21.846,17.128,16.074000000000002,15.074,14.111000000000001,null,22.34,17.805,16.581,15.515000000000001,14.545]
["Battery kW",4.76,4.3250000000000002,3.1960000000000002,2.57,2.1259999999999999,null,5.71,5.1609999999999996,4.5199999999999996,4.13,3.7610000000000001,null,6.78,5.93,5.0060000000000002,4.3289999999999997,3.948,null,10.62,9.3019999999999996,7.5789999999999997,6.5410000000000004,5.6210000000000004]
["Battery kWh",47.188000000000002,27.779,24.262,20.803000000000001,17.181999999999999,null,63.972999999999999,44.301000000000002,40.898000000000003,37.039000000000001,33.106999999999999,null,66.611000000000004,46.23,42.68,39.131999999999998,35.287999999999997,null,74.42,53.515000000000001,50.023000000000003,46.366999999999997,42.594000000000001]
["Generator kW",0,0,0,0,0,null,0,0,0,0,0,null,0,0,0,0,0,null,0,0,0,0,0]
["PV capital cost",28997.78,22688.54,21259,19871.740000000002,18574.5,null,30620.799999999999,23784.46,22280.02,20936.86,19627.580000000002,null,30584.68,23979.06,22503.46,21103.88,19755.54,null,31276.28,24926.58,23213.4,21721.56,20363.560000000001]
["PV O&M",3630.1343406025539,2840.3018504221591,2661.3425561153199,2487.6761525028951,2325.2790492762601,null,3833.3147439811828,2977.4963814018811,2789.1606085469898,2621.0149352946328,2457.110585049058,null,3828.7930029243662,3001.8576994986888,2817.132309038001,2641.9236061503821,2473.1294661573188,null,3915.3720758727341,3120.4745346635782,2906.0073047710321,2719.248883447588,2549.245440613749]
["Battery capital cost",24518.566481967999,15445.727094789039,13103.41884325546,11122.25884278036,9188.3931678014487,null,32745.999644428,23478.327729165791,21512.246986677699,19506.94364124105,17482.20125292048,null,34650.487650903997,24862.006513124001,22641.460671295408,20586.075298062879,18593.084721695701,null,40736.143283416,30399.685445794559,27674.538930827821,25330.302827558509,23011.35826959712]
["Battery O&M",5907.3692652169793,3477.546861661971,3037.2154111290201,2604.2073784206482,2150.9316303994642,null,8008.6143223758309,5545.9179099193761,5119.8326978212481,4636.7875693097194,4144.5787795202559,null,8338.7565016404878,5787.3152875456599,5342.9903835322957,4898.7656288225162,4417.5732624272923,null,9316.3388912498085,6699.4000326110436,6262.27335979278,5804.4908931103164,5332.211814734067]
["Diesel capital cost",0,0,0,0,0,null,0,0,0,0,0,null,0,0,0,0,0,null,0,0,0,0,0]
["Diesel O&M (kW)",0,0,0,0,0,null,0,0,0,0,0,null,0,0,0,0,0,null,0,0,0,0,0]
["Diesel O&M (kWh)",0,0,0,0,0,null,0,0,0,0,0,null,0,0,0,0,0,null,0,0,0,0,0]
["Fuel cost",0,0,0,0,0,null,0,0,0,0,0,null,0,0,0,0,0,null,0,0,0,0,0]
["REopt LCC",63054.7,44452.800000000003,40061.599999999999,36086.5,32239.599999999999,null,75209.600000000006,55786.8,51701.9,47702.2,43712,null,77403.7,57630.9,53305.7,49231.199999999997,45239.9,null,85245,65146.8,60056.800000000003,55576.2,51256.9]
[]
["TMY_lowPVBatt_MedDiesel_36_D_business",100,95,90,85,80,"TMY_lowPVBatt_MedDiesel_36_D_nrel",100,95,90,85,80,"TMY_lowPVBatt_MedDiesel_36_D_average",100,95,90,85,80,"TMY_lowPVBatt_MedDiesel_36_D_residential",100,95,90,85,80]
["PV kW",0,0,0,0,0,null,0,0,0,0,0,null,0,0,0,0,0,null,0,0,0,0,0]
["Battery kW",0,0,0,0,0,null,0,0,0,0,0,null,0,0,0,0,0,null,0,0,0,0,0]
["Battery kWh",0,0,0,0,0,null,0,0,0,0,0,null,0,0,0,0,0,null,0,0,0,0,0]
["Generator kW",6,6,6,6,6,null,7,7,7,7,7,null,8,8,8,8,8,null,12,12,12,12,12]
["PV capital cost",0,0,0,0,0,null,0,0,0,0,0,null,0,0,0,0,0,null,0,0,0,0,0]
["PV O&M",0,0,0,0,0,null,0,0,0,0,0,null,0,0,0,0,0,null,0,0,0,0,0]
["Battery capital cost",0,0,0,0,0,null,0,0,0,0,0,null,0,0,0,0,0,null,0,0,0,0,0]
["Battery O&M",0,0,0,0,0,null,0,0,0,0,0,null,0,0,0,0,0,null,0,0,0,0,0]
["Diesel capital cost",2993.22,2993.22,2993.22,2993.22,2993.22,null,3492.09,3492.09,3492.09,3492.09,3492.09,null,3990.96,3990.96,3990.96,3990.96,3990.96,null,5986.4400000000014,5986.4400000000014,5986.4400000000014,5986.4400000000014,5986.4400000000014]
["Diesel O&M (kW)",938.89972109999997,938.89972109999997,938.89972109999997,938.89972109999997,938.89972109999997,null,1095.3830079500001,1095.3830079500001,1095.3830079500001,1095.3830079500001,1095.3830079500001,null,1251.8662948000001,1251.8662948000001,1251.8662948000001,1251.8662948000001,1251.8662948000001,null,1877.7994421999999,1877.7994421999999,1877.7994421999999,1877.7994421999999,1877.7994421999999]
["Diesel O&M (kWh)",2837.0172662311311,2695.166402919599,2553.3155396080369,2411.464676296484,2269.6138129849369,null,2838.0682079856738,2696.1647975864098,2554.2613871871422,2412.3579767878668,2270.4545663885879,null,2838.0682079856829,2696.1647975864062,2554.2613871871208,2412.3579767878368,2270.4545663885492,null,2839.119149740191,2697.1631922531901,2555.2072347661801,2413.2512772791752,2271.2953197921629]
["Fuel cost",54172.883221881602,51464.239060787979,48755.594899693802,46046.950738599808,43338.3065775059,null,54192.950968955091,51483.303420507713,48773.655872060262,46064.008323612688,43354.360775165012,null,54192.950968955258,51483.303420507633,48773.655872059862,46064.008323612099,43354.360775164263,null,54213.018716028098,51502.367780226843,48791.716844425428,46081.065908624128,43370.414972822691]
["REopt LCC",60942.8,58092.3,55241.8,52391.199999999997,49540.7,null,61619.3,58767.7,55916.1,53064.6,50213,null,62274.7,59423.1,56571.5,53719.9,50868.3,null,64917.3,62064.6,59212,56359.4,53506.7]
[]
["TMY_lowPVBatt_MedDiesel_32_PBD_business",100,95,90,85,80,"TMY_lowPVBatt_MedDiesel_32_PBD_nrel",100,95,90,85,80,"TMY_lowPVBatt_MedDiesel_32_PBD_average",100,95,90,85,80,"TMY_lowPVBatt_MedDiesel_32_PBD_residential",100,95,90,85,80]
["PV kW",8.2089999999999996,8.2089999999999996,8.2089999999999996,8.2089999999999996,8.2089999999999996,null,5.2329999999999997,5.2329999999999997,5.2329999999999997,5.2329999999999997,5.2329999999999997,null,4.6829999999999998,4.6829999999999998,4.6829999999999998,4.6829999999999998,4.6829999999999998,null,3.165,3.165,3.165,3.165,3.165]
["Battery kW",0,0,0,0,0,null,0,0,0,0,0,null,0,0,0,0,0,null,0,0,0,0,0]
["Battery kWh",0,0,0,0,0,null,0,0,0,0,0,null,0,0,0,0,0,null,0,0,0,0,0]
["Generator kW",6,6,6,6,6,null,7,7,7,7,7,null,8,8,8,8,8,null,12,12,12,12,12]
["PV capital cost",11493.034,11493.034,11493.034,11493.034,11493.034,null,7325.5839999999989,7325.5839999999989,7325.5839999999989,7325.5839999999989,7325.5839999999989,null,6555.71,6555.71,6555.71,6555.71,6555.71,null,4431.07,4431.07,4431.07,4431.07,4431.07]
["PV O&M",1438.774188959042,1438.774188959042,1438.774188959042,1438.774188959042,1438.774188959042,null,917.06516993261619,917.06516993261619,917.06516993261619,917.06516993261619,917.06516993261619,null,820.68723874833063,820.68723874833063,820.68723874833063,820.68723874833063,820.68723874833063,null,554.71071828994354,554.71071828994354,554.71071828994354,554.71071828994354,554.71071828994354]
["Battery capital cost",0,0,0,0,0,null,1.031791544E-9,0,0,0,0,null,0,0,0,0,0,null,1.8061760111999999E-10,0,0,0,0]
["Battery O&M",0,0,0,0,0,null,2.85412996551452E-10,0,0,0,0,null,0,0,0,0,0,null,4.9962234198726948E-11,0,0,0,0]
["Diesel capital cost",2993.22,2993.22,2993.22,2993.22,2993.22,null,3492.09,3492.09,3492.09,3492.09,3492.09,null,3990.96,3990.96,3990.96,3990.96,3990.96,null,5986.4400000000014,5986.4400000000014,5986.4400000000014,5986.4400000000014,5986.4400000000014]
["Diesel O&M (kW)",938.89972109999997,938.89972109999997,938.89972109999997,938.89972109999997,938.89972109999997,null,1095.3830079500001,1095.3830079500001,1095.3830079500001,1095.3830079500001,1095.3830079500001,null,1251.8662948000001,1251.8662948000001,1251.8662948000001,1251.8662948000001,1251.8662948000001,null,1877.7994421999999,1877.7994421999999,1877.7994421999999,1877.7994421999999,1877.7994421999999]
["Diesel O&M (kWh)",1348.952444700725,1207.101581389177,1065.2507180776111,923.39985476603829,781.54900312999735,null,1902.1534710592221,1760.250060659946,1618.3466502606641,1476.443239861376,1334.539829462082,null,1996.8118308843759,1854.9084204850819,1713.0050100857891,1571.1015996864901,1429.1981892871941,null,2306.931475617203,2164.9755181301889,2023.019560643176,1881.063603156163,1739.1076456691501]
["Fuel cost",22896.235776597419,20488.552077847278,18080.868379096821,15673.184680346259,13265.50117976852,null,32285.90787446735,29877.332275847271,27468.756677227069,25060.181078606769,22651.60547998637,null,33892.576911094198,31484.001312473811,29075.425713853401,26666.850115232919,24258.274516612481,null,39156.344757508326,36746.877259018132,34337.409760527938,31927.942262037741,29518.47476354754]
["REopt LCC",41109.9,38560.300000000003,36010.699999999997,33461.199999999997,30911.599999999999,null,47019,44468.5,41917.9,39367.4,36816.9,null,48509.4,45958.9,43408.4,40857.9,38307.4,null,54314.2,51762.7,49211.3,46659.8,44108.4]
[]
["TMY_lowPVBatt_MedDiesel_32_PB_business",100,95,90,85,80,"TMY_lowPVBatt_MedDiesel_32_PB_nrel",100,95,90,85,80,"TMY_lowPVBatt_MedDiesel_32_PB_average",100,95,90,85,80,"TMY_lowPVBatt_MedDiesel_32_PB_residential",100,95,90,85,80]
["PV kW",20.713000000000001,16.206,15.185,14.194000000000001,13.268000000000001,null,21.872,16.989000000000001,15.914,14.955,14.02,null,21.846,17.128,16.074000000000002,15.074,14.111000000000001,null,22.34,17.805,16.581,15.515000000000001,14.545]
["Battery kW",4.76,4.3250000000000002,3.1960000000000002,2.57,2.1259999999999999,null,5.71,5.1609999999999996,4.5199999999999996,4.13,3.7610000000000001,null,6.78,5.93,5.0060000000000002,4.3289999999999997,3.948,null,10.62,9.3019999999999996,7.5789999999999997,6.5410000000000004,5.6210000000000004]
["Battery kWh",47.188000000000002,27.779,24.262,20.803000000000001,17.181999999999999,null,63.972999999999999,44.301000000000002,40.898000000000003,37.039000000000001,33.106999999999999,null,66.611000000000004,46.23,42.68,39.131999999999998,35.287999999999997,null,74.42,53.515000000000001,50.023000000000003,46.366999999999997,42.594000000000001]
["Generator kW",0,0,0,0,0,null,0,0,0,0,0,null,0,0,0,0,0,null,0,0,0,0,0]
["PV capital cost",28997.78,22688.54,21259,19871.740000000002,18574.5,null,30620.799999999999,23784.46,22280.02,20936.86,19627.580000000002,null,30584.68,23979.06,22503.46,21103.88,19755.54,null,31276.28,24926.58,23213.4,21721.56,20363.560000000001]
["PV O&M",3630.1343406025539,2840.3018504221591,2661.3425561153199,2487.6761525028951,2325.2790492762601,null,3833.3147439811828,2977.4963814018811,2789.1606085469898,2621.0149352946328,2457.110585049058,null,3828.7930029243662,3001.8576994986888,2817.132309038001,2641.9236061503821,2473.1294661573188,null,3915.3720758727341,3120.4745346635782,2906.0073047710321,2719.248883447588,2549.245440613749]
["Battery capital cost",24518.566481967999,15445.727094789039,13103.41884325546,11122.25884278036,9188.3931678014487,null,32745.999644428,23478.327729165791,21512.246986677699,19506.94364124105,17482.20125292048,null,34650.487650903997,24862.006513124001,22641.460671295408,20586.075298062879,18593.084721695701,null,40736.143283416,30399.685445794559,27674.538930827821,25330.302827558509,23011.35826959712]
["Battery O&M",5907.3692652169793,3477.546861661971,3037.2154111290201,2604.2073784206482,2150.9316303994642,null,8008.6143223758309,5545.9179099193761,5119.8326978212481,4636.7875693097194,4144.5787795202559,null,8338.7565016404878,5787.3152875456599,5342.9903835322957,4898.7656288225162,4417.5732624272923,null,9316.3388912498085,6699.4000326110436,6262.27335979278,5804.4908931103164,5332.211814734067]
["Diesel capital cost",0,0,0,0,0,null,0,0,0,0,0,null,0,0,0,0,0,null,0,0,0,0,0]
["Diesel O&M (kW)",0,0,0,0,0,null,0,0,0,0,0,null,0,0,0,0,0,null,0,0,0,0,0]
["Diesel O&M (kWh)",0,0,0,0,0,null,0,0,0,0,0,null,0,0,0,0,0,null,0,0,0,0,0]
["Fuel cost",0,0,0,0,0,null,0,0,0,0,0,null,0,0,0,0,0,null,0,0,0,0,0]
["REopt LCC",63054.7,44452.800000000003,40061.599999999999,36086.5,32239.599999999999,null,75209.600000000006,55786.8,51701.9,47702.2,43712,null,77403.7,57630.9,53305.7,49231.199999999997,45239.9,null,85245,65146.8,60056.800000000003,55576.2,51256.9]
[]
["TMY_lowPVBatt_MedDiesel_32_D_business",100,95,90,85,80,"TMY_lowPVBatt_MedDiesel_32_D_nrel",100,95,90,85,80,"TMY_lowPVBatt_MedDiesel_32_D_average",100,95,90,85,80,"TMY_lowPVBatt_MedDiesel_32_D_residential",100,95,90,85,80]
["PV kW",0,0,0,0,0,null,0,0,0,0,0,null,0,0,0,0,0,null,0,0,0,0,0]
["Battery kW",0,0,0,0,0,null,0,0,0,0,0,null,0,0,0,0,0,null,0,0,0,0,0]
["Battery kWh",0,0,0,0,0,null,0,0,0,0,0,null,0,0,0,0,0,null,0,0,0,0,0]
["Generator kW",6,6,6,6,6,null,7,7,7,7,7,null,8,8,8,8,8,null,12,12,12,12,12]
["PV capital cost",0,0,0,0,0,null,0,0,0,0,0,null,0,0,0,0,0,null,0,0,0,0,0]
["PV O&M",0,0,0,0,0,null,0,0,0,0,0,null,0,0,0,0,0,null,0,0,0,0,0]
["Battery capital cost",0,0,0,0,0,null,0,0,0,0,0,null,0,0,0,0,0,null,0,0,0,0,0]
["Battery O&M",0,0,0,0,0,null,0,0,0,0,0,null,0,0,0,0,0,null,0,0,0,0,0]
["Diesel capital cost",2993.22,2993.22,2993.22,2993.22,2993.22,null,3492.09,3492.09,3492.09,3492.09,3492.09,null,3990.96,3990.96,3990.96,3990.96,3990.96,null,5986.4400000000014,5986.4400000000014,5986.4400000000014,5986.4400000000014,5986.4400000000014]
["Diesel O&M (kW)",938.89972109999997,938.89972109999997,938.89972109999997,938.89972109999997,938.89972109999997,null,1095.3830079500001,1095.3830079500001,1095.3830079500001,1095.3830079500001,1095.3830079500001,null,1251.8662948000001,1251.8662948000001,1251.8662948000001,1251.8662948000001,1251.8662948000001,null,1877.7994421999999,1877.7994421999999,1877.7994421999999,1877.7994421999999,1877.7994421999999]
["Diesel O&M (kWh)",2837.0172662311311,2695.166402919599,2553.3155396080379,2411.4646762964858,2269.613812984936,null,2838.0682079856738,2696.164797586418,2554.2613871871408,2412.3579767878659,2270.4545663885879,null,2838.0682079856829,2696.1647975864062,2554.2613871871208,2412.3579767878368,2270.4545663885492,null,2839.119149740191,2697.163192253191,2555.2072347661801,2413.2512772791752,2271.2953197921629]
["Fuel cost",48153.673975005862,45745.99027625598,43338.306577505617,40930.622878755406,38522.939180005233,null,48171.511972404529,45762.93637378476,43354.360775164663,40945.785176544581,38537.209577924463,null,48171.511972404667,45762.936373784578,43354.360775164321,40945.785176544101,38537.209577923793,null,48189.349969802759,45779.882471312769,43370.414972822597,40960.947474332548,38551.479975842383]
["REopt LCC",54923.6,52374,49824.5,47274.9,44725.3,null,55597.9,53047.4,50496.800000000003,47946.3,45395.8,null,56253.2,53702.7,51152.2,48601.7,46051.199999999997,null,58893.599999999999,56342.1,53790.7,51239.199999999997,48687.8]
[]
["TMY_lowPVBatt_LowDiesel_44_PBD_business",100,95,90,85,80,"TMY_lowPVBatt_LowDiesel_44_PBD_nrel",100,95,90,85,80,"TMY_lowPVBatt_LowDiesel_44_PBD_average",100,95,90,85,80,"TMY_lowPVBatt_LowDiesel_44_PBD_residential",100,95,90,85,80]
["PV kW",8.4269999999999996,8.4260000000000002,8.4260000000000002,8.4260000000000002,8.4260000000000002,null,5.3849999999999998,5.3849999999999998,5.3849999999999998,5.3849999999999998,5.3849999999999998,null,4.83,4.83,4.83,4.83,4.83,null,3.3780000000000001,3.4180000000000001,3.4180000000000001,3.4180000000000001,3.4180000000000001]
["Battery kW",0,1.4999999999999999E-2,1.4999999999999999E-2,1.4999999999999999E-2,1.4999999999999999E-2,null,0,0,0,0,0,null,0,0,0,0,0,null,0,3.5999999999999997E-2,3.5999999999999997E-2,3.5999999999999997E-2,3.5999999999999997E-2]
["Battery kWh",0,4.2999999999999997E-2,4.2999999999999997E-2,4.2999999999999997E-2,4.2999999999999997E-2,null,0,0,0,0,0,null,0,0,0,0,0,null,0,0.20799999999999999,0.20799999999999999,0.20799999999999999,0.20799999999999999]
["Generator kW",6,6,6,6,6,null,7,7,7,7,7,null,8,8,8,8,8,null,12,12,12,12,12]
["PV capital cost",11797.925999999999,11796.33,11796.33,11796.33,11796.33,null,7539.0280000000002,7539.0280000000002,7539.0280000000002,7539.0280000000002,7539.0280000000002,null,6761.37,6761.37,6761.37,6761.37,6761.37,null,4728.6820000000007,4784.7660000000014,4784.7660000000014,4784.7660000000014,4784.7660000000014]
["PV O&M",1476.9425907944581,1476.742792933808,1476.742792933808,1476.742792933808,1476.742792933808,null,943.7855048753454,943.7855048753454,943.7855048753454,943.7855048753454,943.7855048753454,null,846.43312096718762,846.43312096718762,846.43312096718762,846.43312096718762,846.43312096718762,null,591.96776146274544,598.98872839050171,598.98872839050171,598.98872839050171,598.98872839050171]
["Battery capital cost",0,29.51012541340004,29.51012541340004,29.51012541340004,29.51012541340004,null,4.3241248136E-10,0,0,0,0,null,0,0,0,0,0,null,0,118.58932551776439,118.58932551776439,118.58932551776439,118.58932551776439]
["Battery O&M",0,5.3920885796143514,5.3920885796143514,5.3920885796143514,5.3920885796143514,null,1.1961344592217991E-10,0,0,0,0,null,0,0,0,0,0,null,0,26.098157394213509,26.098157394213509,26.098157394213509,26.098157394213509]
["Diesel capital cost",2244.96,2244.96,2244.96,2244.96,2244.96,null,2619.12,2619.12,2619.12,2619.12,2619.12,null,2993.28,2993.28,2993.28,2993.28,2993.28,null,4489.92,4489.92,4489.92,4489.92,4489.92]
["Diesel O&M (kW)",938.89972109999997,938.89972109999997,938.89972109999997,938.89972109999997,938.89972109999997,null,1095.3830079500001,1095.3830079500001,1095.3830079500001,1095.3830079500001,1095.3830079500001,null,1251.8662948000001,1251.8662948000001,1251.8662948000001,1251.8662948000001,1251.8662948000001,null,1877.7994421999999,1877.7994421999999,1877.7994421999999,1877.7994421999999,1877.7994421999999]
["Diesel O&M (kWh)",1330.6679172854861,1187.121655834487,1045.270789876706,903.4203152942365,761.5693307284613,null,1889.403546806944,1747.500136407665,1605.596726008378,1463.6933156090911,1321.789905209801,null,1984.5656222651389,1842.662211865844,1700.7588014665471,1558.855391067249,1416.9519806679491,null,2289.1807641400978,2136.580276251017,1994.62440918588,1852.668461829795,1710.712633270882]
["Fuel cost",24844.474794965721,22164.368490301749,19515.916372269639,16867.47156148067,14219.01722895664,null,35276.448906893587,32627.015748411432,29977.582589929141,27328.149431446811,24678.716272964459,null,37053.189560550272,34403.756402067796,31754.323243585299,29104.890085102779,26455.456926620231,null,42740.561380497471,39891.406511870438,37240.993951769116,34590.579892581212,31940.168051417299]
["REopt LCC",42634.6,39844,37053.699999999997,34263.4,31473,null,49364,46572.6,43781.2,40989.800000000003,38198.5,null,50891.5,48100.1,45308.800000000003,42517.4,39726,null,56719,53925,51132.6,48340.2,45547.8]
[]
["TMY_lowPVBatt_LowDiesel_44_PB_business",100,95,90,85,80,"TMY_lowPVBatt_LowDiesel_44_PB_nrel",100,95,90,85,80,"TMY_lowPVBatt_LowDiesel_44_PB_average",100,95,90,85,80,"TMY_lowPVBatt_LowDiesel_44_PB_residential",100,95,90,85,80]
["PV kW",20.713000000000001,16.206,15.185,14.194000000000001,13.268000000000001,null,21.872,16.989000000000001,15.914,14.955,14.02,null,21.846,17.128,16.074000000000002,15.074,14.111000000000001,null,22.34,17.805,16.581,15.515000000000001,14.545]
["Battery kW",4.76,4.3250000000000002,3.1960000000000002,2.57,2.1259999999999999,null,5.71,5.1609999999999996,4.5199999999999996,4.13,3.7610000000000001,null,6.78,5.93,5.0060000000000002,4.3289999999999997,3.948,null,10.62,9.3019999999999996,7.5789999999999997,6.5410000000000004,5.6210000000000004]
["Battery kWh",47.188000000000002,27.779,24.262,20.803000000000001,17.181999999999999,null,63.972999999999999,44.301000000000002,40.898000000000003,37.039000000000001,33.106999999999999,null,66.611000000000004,46.23,42.68,39.131999999999998,35.287999999999997,null,74.42,53.515000000000001,50.023000000000003,46.366999999999997,42.594000000000001]
["Generator kW",0,0,0,0,0,null,0,0,0,0,0,null,0,0,0,0,0,null,0,0,0,0,0]
["PV capital cost",28997.78,22688.54,21259,19871.740000000002,18574.5,null,30620.799999999999,23784.46,22280.02,20936.86,19627.580000000002,null,30584.68,23979.06,22503.46,21103.88,19755.54,null,31276.28,24926.58,23213.4,21721.56,20363.560000000001]
["PV O&M",3630.1343406025539,2840.3018504221591,2661.3425561153199,2487.6761525028951,2325.2790492762601,null,3833.3147439811828,2977.4963814018811,2789.1606085469898,2621.0149352946328,2457.110585049058,null,3828.7930029243662,3001.8576994986888,2817.132309038001,2641.9236061503821,2473.1294661573188,null,3915.3720758727341,3120.4745346635782,2906.0073047710321,2719.248883447588,2549.245440613749]
["Battery capital cost",24518.566481967999,15445.727094789039,13103.41884325546,11122.25884278036,9188.3931678014487,null,32745.999644428,23478.327729165791,21512.246986677699,19506.94364124105,17482.20125292048,null,34650.487650903997,24862.006513124001,22641.460671295408,20586.075298062879,18593.084721695701,null,40736.143283416,30399.685445794559,27674.538930827821,25330.302827558509,23011.35826959712]
["Battery O&M",5907.3692652169793,3477.546861661971,3037.2154111290201,2604.2073784206482,2150.9316303994642,null,8008.6143223758309,5545.9179099193761,5119.8326978212481,4636.7875693097194,4144.5787795202559,null,8338.7565016404878,5787.3152875456599,5342.9903835322957,4898.7656288225162,4417.5732624272923,null,9316.3388912498085,6699.4000326110436,6262.27335979278,5804.4908931103164,5332.211814734067]
["Diesel capital cost",0,0,0,0,0,null,0,0,0,0,0,null,0,0,0,0,0,null,0,0,0,0,0]
["Diesel O&M (kW)",0,0,0,0,0,null,0,0,0,0,0,null,0,0,0,0,0,null,0,0,0,0,0]
["Diesel O&M (kWh)",0,0,0,0,0,null,0,0,0,0,0,null,0,0,0,0,0,null,0,0,0,0,0]
["Fuel cost",0,0,0,0,0,null,0,0,0,0,0,null,0,0,0,0,0,null,0,0,0,0,0]
["REopt LCC",63054.7,44452.800000000003,40061.599999999999,36086.5,32239.599999999999,null,75209.600000000006,55786.8,51701.9,47702.2,43712,null,77403.7,57630.9,53305.7,49231.199999999997,45239.9,null,85245,65146.8,60056.800000000003,55576.2,51256.9]
[]
["TMY_lowPVBatt_LowDiesel_44_D_business",100,95,90,85,80,"TMY_lowPVBatt_LowDiesel_44_D_nrel",100,95,90,85,80,"TMY_lowPVBatt_LowDiesel_44_D_average",100,95,90,85,80,"TMY_lowPVBatt_LowDiesel_44_D_residential",100,95,90,85,80]
["PV kW",0,0,0,0,0,null,0,0,0,0,0,null,0,0,0,0,0,null,0,0,0,0,0]
["Battery kW",0,0,0,0,0,null,0,0,0,0,0,null,0,0,0,0,0,null,0,0,0,0,0]
["Battery kWh",0,0,0,0,0,null,0,0,0,0,0,null,0,0,0,0,0,null,0,0,0,0,0]
["Generator kW",6,6,6,6,6,null,7,7,7,7,7,null,8,8,8,8,8,null,12,12,12,12,12]
["PV capital cost",0,0,0,0,0,null,0,0,0,0,0,null,0,0,0,0,0,null,0,0,0,0,0]
["PV O&M",0,0,0,0,0,null,0,0,0,0,0,null,0,0,0,0,0,null,0,0,0,0,0]
["Battery capital cost",0,0,0,0,0,null,0,0,0,0,0,null,0,0,0,0,0,null,0,0,0,0,0]
["Battery O&M",0,0,0,0,0,null,0,0,0,0,0,null,0,0,0,0,0,null,0,0,0,0,0]
["Diesel capital cost",2244.96,2244.96,2244.96,2244.96,2244.96,null,2619.12,2619.12,2619.12,2619.12,2619.12,null,2993.28,2993.28,2993.28,2993.28,2993.28,null,4489.92,4489.92,4489.92,4489.92,4489.92]
["Diesel O&M (kW)",938.89972109999997,938.89972109999997,938.89972109999997,938.89972109999997,938.89972109999997,null,1095.3830079500001,1095.3830079500001,1095.3830079500001,1095.3830079500001,1095.3830079500001,null,1251.8662948000001,1251.8662948000001,1251.8662948000001,1251.8662948000001,1251.8662948000001,null,1877.7994421999999,1877.7994421999999,1877.7994421999999,1877.7994421999999,1877.7994421999999]
["Diesel O&M (kWh)",2837.0172662311311,2695.166402919594,2553.3155396080292,2411.464676296484,2269.6138129849351,null,2838.0682079856738,2696.164797586418,2554.2613871871408,2412.3579767878659,2270.4545663885879,null,2838.0682079856829,2696.1647975864062,2554.2613871871208,2412.3579767878368,2270.4545663885478,null,2839.119149740191,2697.1631922531901,2555.2072347661801,2413.2512772791752,2271.2953197921629]
["Fuel cost",52969.041372506457,50320.58930388149,47672.137235256021,45023.685166630923,42375.23309800573,null,52988.663169644977,50339.230011163243,47689.796852681131,45040.363694199048,42390.930535716892,null,52988.663169645137,50339.230011163017,47689.796852680753,45040.363694198502,42390.930535716157,null,53008.284966783038,50357.870718444028,47707.456470104888,45057.042221765798,42406.627973426621]
["REopt LCC",58990.7,56200.4,53410,50619.7,47829.4,null,59542,56750.7,53959.3,51167.9,48376.6,null,60072.7,57281.3,54490,51698.6,48907.199999999997,null,62216,59423.6,56631.199999999997,53838.8,51046.400000000001]
[]
["TMY_lowPVBatt_LowDiesel_36_PBD_business",100,95,90,85,80,"TMY_lowPVBatt_LowDiesel_36_PBD_nrel",100,95,90,85,80,"TMY_lowPVBatt_LowDiesel_36_PBD_average",100,95,90,85,80,"TMY_lowPVBatt_LowDiesel_36_PBD_residential",100,95,90,85,80]
["PV kW",7.9880000000000004,7.9880000000000004,7.9880000000000004,7.9880000000000004,7.9880000000000004,null,5.0789999999999997,5.0789999999999997,5.0789999999999997,5.0789999999999997,5.0789999999999997,null,4.54,4.54,4.54,4.54,4.54,null,2.9790000000000001,2.9790000000000001,2.9790000000000001,2.9790000000000001,2.9790000000000001]
["Battery kW",0,0,0,0,0,null,0,0,0,0,0,null,0,0,0,0,0,null,0,0,0,0,0]
["Battery kWh",0,0,0,0,0,null,0,0,0,0,0,null,0,0,0,0,0,null,0,0,0,0,0]
["Generator kW",6,6,6,6,6,null,7,7,7,7,7,null,8,8,8,8,8,null,12,12,12,12,12]
["PV capital cost",11183.102000000001,11183.102000000001,11183.102000000001,11183.102000000001,11183.102000000001,null,7110.3339999999998,7110.3339999999998,7110.3339999999998,7110.3339999999998,7110.3339999999998,null,6355.7900000000009,6355.7900000000009,6355.7900000000009,6355.7900000000009,6355.7900000000009,null,4170.3620000000001,4170.3620000000001,4170.3620000000001,4170.3620000000001,4170.3620000000001]
["PV O&M",1399.974846511047,1399.974846511047,1399.974846511047,1399.974846511047,1399.974846511047,null,890.11874793704635,890.11874793704635,890.11874793704635,890.11874793704635,890.11874793704635,null,795.65992778268924,795.65992778268924,795.65992778268924,795.65992778268924,795.65992778268924,null,522.07356249147176,522.07356249147176,522.07356249147176,522.07356249147176,522.07356249147176]
["Battery capital cost",1.7022365559999999E-9,0,0,0,0,null,0,0,0,0,0,null,3.7976119840000001E-10,0,0,0,0,null,2.4152493616000001E-9,0,0,0,0]
["Battery O&M",4.7087072879459797E-10,0,0,0,0,null,0,0,0,0,0,null,1.0504910826184721E-10,0,0,0,0,null,6.6810351540663273E-10,0,0,0,0]
["Diesel capital cost",2244.96,2244.96,2244.96,2244.96,2244.96,null,2619.12,2619.12,2619.12,2619.12,2619.12,null,2993.28,2993.28,2993.28,2993.28,2993.28,null,4489.92,4489.92,4489.92,4489.92,4489.92]
["Diesel O&M (kW)",938.89972109999997,938.89972109999997,938.89972109999997,938.89972109999997,938.89972109999997,null,1095.3830079500001,1095.3830079500001,1095.3830079500001,1095.3830079500001,1095.3830079500001,null,1251.8662948000001,1251.8662948000001,1251.8662948000001,1251.8662948000001,1251.8662948000001,null,1877.7994421999999,1877.7994421999999,1877.7994421999999,1877.7994421999999,1877.7994421999999]
["Diesel O&M (kWh)",1369.3192758395901,1227.468412528053,1085.6175492164909,943.76668590492022,801.91582039213006,null,1916.3394363505649,1774.43602595128,1632.532615551994,1490.6292051527039,1348.7257947534149,null,2010.003073947456,1868.099663548164,1726.19625314887,1584.2928427495749,1442.389432350278,null,2324.1456719989969,2182.1897145120229,2040.2337570250079,1898.277799537995,1756.3218420509829]
["Fuel cost",20917.73613266016,18750.820803785191,16583.90547490984,14416.990146034361,12250.074783533029,null,29274.022046913509,27106.304008155301,24938.58596939706,22770.86793063876,20603.149891880468,null,30704.828792313041,28537.110753554709,26369.392714796351,24201.674676037968,22033.956637279571,null,35503.674532683857,33335.153784043272,31166.633035402068,28998.11228676089,26829.591538119719]
["REopt LCC",38054.699999999997,35745.9,33437.1,31128.3,28819.5,null,42906.1,40596.400000000001,38286.800000000003,35977.1,33667.5,null,44112.2,41802.6,39492.9,37183.300000000003,34873.599999999999,null,48888.9,46578.3,44267.8,41957.3,39646.800000000003]
[]
["TMY_lowPVBatt_LowDiesel_36_PB_business",100,95,90,85,80,"TMY_lowPVBatt_LowDiesel_36_PB_nrel",100,95,90,85,80,"TMY_lowPVBatt_LowDiesel_36_PB_average",100,95,90,85,80,"TMY_lowPVBatt_LowDiesel_36_PB_residential",100,95,90,85,80]
["PV kW",20.713000000000001,16.206,15.185,14.194000000000001,13.268000000000001,null,21.872,16.989000000000001,15.914,14.955,14.02,null,21.846,17.128,16.074000000000002,15.074,14.111000000000001,null,22.34,17.805,16.581,15.515000000000001,14.545]
["Battery kW",4.76,4.3250000000000002,3.1960000000000002,2.57,2.1259999999999999,null,5.71,5.1609999999999996,4.5199999999999996,4.13,3.7610000000000001,null,6.78,5.93,5.0060000000000002,4.3289999999999997,3.948,null,10.62,9.3019999999999996,7.5789999999999997,6.5410000000000004,5.6210000000000004]
["Battery kWh",47.188000000000002,27.779,24.262,20.803000000000001,17.181999999999999,null,63.972999999999999,44.301000000000002,40.898000000000003,37.039000000000001,33.106999999999999,null,66.611000000000004,46.23,42.68,39.131999999999998,35.287999999999997,null,74.42,53.515000000000001,50.023000000000003,46.366999999999997,42.594000000000001]
["Generator kW",0,0,0,0,0,null,0,0,0,0,0,null,0,0,0,0,0,null,0,0,0,0,0]
["PV capital cost",28997.78,22688.54,21259,19871.740000000002,18574.5,null,30620.799999999999,23784.46,22280.02,20936.86,19627.580000000002,null,30584.68,23979.06,22503.46,21103.88,19755.54,null,31276.28,24926.58,23213.4,21721.56,20363.560000000001]
["PV O&M",3630.1343406025539,2840.3018504221591,2661.3425561153199,2487.6761525028951,2325.2790492762601,null,3833.3147439811828,2977.4963814018811,2789.1606085469898,2621.0149352946328,2457.110585049058,null,3828.7930029243662,3001.8576994986888,2817.132309038001,2641.9236061503821,2473.1294661573188,null,3915.3720758727341,3120.4745346635782,2906.0073047710321,2719.248883447588,2549.245440613749]
["Battery capital cost",24518.566481967999,15445.727094789039,13103.41884325546,11122.25884278036,9188.3931678014487,null,32745.999644428,23478.327729165791,21512.246986677699,19506.94364124105,17482.20125292048,null,34650.487650903997,24862.006513124001,22641.460671295408,20586.075298062879,18593.084721695701,null,40736.143283416,30399.685445794559,27674.538930827821,25330.302827558509,23011.35826959712]
["Battery O&M",5907.3692652169793,3477.546861661971,3037.2154111290201,2604.2073784206482,2150.9316303994642,null,8008.6143223758309,5545.9179099193761,5119.8326978212481,4636.7875693097194,4144.5787795202559,null,8338.7565016404878,5787.3152875456599,5342.9903835322957,4898.7656288225162,4417.5732624272923,null,9316.3388912498085,6699.4000326110436,6262.27335979278,5804.4908931103164,5332.211814734067]
["Diesel capital cost",0,0,0,0,0,null,0,0,0,0,0,null,0,0,0,0,0,null,0,0,0,0,0]
["Diesel O&M (kW)",0,0,0,0,0,null,0,0,0,0,0,null,0,0,0,0,0,null,0,0,0,0,0]
["Diesel O&M (kWh)",0,0,0,0,0,null,0,0,0,0,0,null,0,0,0,0,0,null,0,0,0,0,0]
["Fuel cost",0,0,0,0,0,null,0,0,0,0,0,null,0,0,0,0,0,null,0,0,0,0,0]
["REopt LCC",63054.7,44452.800000000003,40061.599999999999,36086.5,32239.599999999999,null,75209.600000000006,55786.8,51701.9,47702.2,43712,null,77403.7,57630.9,53305.7,49231.199999999997,45239.9,null,85245,65146.8,60056.800000000003,55576.2,51256.9]
[]
["TMY_lowPVBatt_LowDiesel_36_D_business",100,95,90,85,80,"TMY_lowPVBatt_LowDiesel_36_D_nrel",100,95,90,85,80,"TMY_lowPVBatt_LowDiesel_36_D_average",100,95,90,85,80,"TMY_lowPVBatt_LowDiesel_36_D_residential",100,95,90,85,80]
["PV kW",0,0,0,0,0,null,0,0,0,0,0,null,0,0,0,0,0,null,0,0,0,0,0]
["Battery kW",0,0,0,0,0,null,0,0,0,0,0,null,0,0,0,0,0,null,0,0,0,0,0]
["Battery kWh",0,0,0,0,0,null,0,0,0,0,0,null,0,0,0,0,0,null,0,0,0,0,0]
["Generator kW",6,6,6,6,6,null,7,7,7,7,7,null,8,8,8,8,8,null,12,12,12,12,12]
["PV capital cost",0,0,0,0,0,null,0,0,0,0,0,null,0,0,0,0,0,null,0,0,0,0,0]
["PV O&M",0,0,0,0,0,null,0,0,0,0,0,null,0,0,0,0,0,null,0,0,0,0,0]
["Battery capital cost",0,0,0,0,0,null,0,0,0,0,0,null,0,0,0,0,0,null,0,0,0,0,0]
["Battery O&M",0,0,0,0,0,null,0,0,0,0,0,null,0,0,0,0,0,null,0,0,0,0,0]
["Diesel capital cost",2244.96,2244.96,2244.96,2244.96,2244.96,null,2619.12,2619.12,2619.12,2619.12,2619.12,null,2993.28,2993.28,2993.28,2993.28,2993.28,null,4489.92,4489.92,4489.92,4489.92,4489.92]
["Diesel O&M (kW)",938.89972109999997,938.89972109999997,938.89972109999997,938.89972109999997,938.89972109999997,null,1095.3830079500001,1095.3830079500001,1095.3830079500001,1095.3830079500001,1095.3830079500001,null,1251.8662948000001,1251.8662948000001,1251.8662948000001,1251.8662948000001,1251.8662948000001,null,1877.7994421999999,1877.7994421999999,1877.7994421999999,1877.7994421999999,1877.7994421999999]
["Diesel O&M (kWh)",2837.0172662311311,2695.166402919599,2553.3155396080329,2411.464676296484,2269.6138129849278,null,2838.0682079856738,2696.164797586418,2554.2613871871408,2412.3579767878659,2270.4545663885879,null,2838.0682079856829,2696.1647975864062,2554.2613871871208,2412.3579767878368,2270.4545663885492,null,2839.119149740191,2697.163192253191,2555.2072347661801,2413.2512772791752,2271.2953197921629]
["Fuel cost",43338.306577505289,41171.391248630367,39004.475919754987,36837.560590879839,34670.645262004567,null,43354.360775164059,41186.642736406291,39018.924697648203,36851.206658890122,34683.488620131997,null,43354.360775164198,41186.642736406109,39018.92469764789,36851.206658889692,34683.488620131408,null,43370.414972822473,41201.894224181488,39033.373475540349,36864.852726899277,34696.331978258131]
["REopt LCC",49360,47051.199999999997,44742.400000000001,42433.599999999999,40124.800000000003,null,49907.7,47598.1,45288.4,42978.8,40669.1,null,50438.400000000001,48128.800000000003,45819.1,43509.4,41199.800000000003,null,52578.2,50267.6,47957.1,45646.6,43336.1]
[]
["TMY_lowPVBatt_LowDiesel_32_PBD_business",100,95,90,85,80,"TMY_lowPVBatt_LowDiesel_32_PBD_nrel",100,95,90,85,80,"TMY_lowPVBatt_LowDiesel_32_PBD_average",100,95,90,85,80,"TMY_lowPVBatt_LowDiesel_32_PBD_residential",100,95,90,85,80]
["PV kW",7.766,7.766,7.766,7.766,7.766,null,4.9269999999999996,4.9269999999999996,4.9269999999999996,4.9269999999999996,4.9269999999999996,null,4.4000000000000004,4.4000000000000004,4.4000000000000004,4.4000000000000004,4.4000000000000004,null,2.7440000000000002,2.7440000000000002,2.7440000000000002,2.7440000000000002,2.7440000000000002]
["Battery kW",0,0,0,0,0,null,0,0,0,0,0,null,0,0,0,0,0,null,0,0,0,0,0]
["Battery kWh",0,0,0,0,0,null,0,0,0,0,0,null,0,0,0,0,0,null,0,0,0,0,0]
["Generator kW",6,6,6,6,6,null,7,7,7,7,7,null,8,8,8,8,8,null,12,12,12,12,12]
["PV capital cost",10871.938,10871.938,10871.938,10871.938,10871.938,null,6897.4360000000006,6897.4360000000006,6897.4360000000006,6897.4360000000006,6897.4360000000006,null,6159.6639999999998,6159.6639999999998,6159.6639999999998,6159.6639999999998,6159.6639999999998,null,3841.25,3841.25,3841.25,3841.25,3841.25]
["PV O&M",1361.0212741355319,1361.0212741355319,1361.0212741355319,1361.0212741355319,1361.0212741355319,null,863.46676489401329,863.46676489401329,863.46676489401329,863.46676489401329,863.46676489401329,null,771.1075748892946,771.1075748892946,771.1075748892946,771.1075748892946,771.1075748892946,null,480.87314049004999,480.87314049004999,480.87314049004999,480.87314049004999,480.87314049004999]
["Battery capital cost",0,0,0,0,0,null,0,0,0,0,0,null,0,0,0,0,0,null,-1.6750286487999999E-9,0,0,0,0]
["Battery O&M",0,0,0,0,0,null,0,0,0,0,0,null,0,0,0,0,0,null,-4.6334450863026041E-10,0,0,0,0]
["Diesel capital cost",2244.96,2244.96,2244.96,2244.96,2244.96,null,2619.12,2619.12,2619.12,2619.12,2619.12,null,2993.28,2993.28,2993.28,2993.28,2993.28,null,4489.92,4489.92,4489.92,4489.92,4489.92]
["Diesel O&M (kW)",938.89972109999997,938.89972109999997,938.89972109999997,938.89972109999997,938.89972109999997,null,1095.3830079500001,1095.3830079500001,1095.3830079500001,1095.3830079500001,1095.3830079500001,null,1251.8662948000001,1251.8662948000001,1251.8662948000001,1251.8662948000001,1251.8662948000001,null,1877.7994421999999,1877.7994421999999,1877.7994421999999,1877.7994421999999,1877.7994421999999]
["Diesel O&M (kWh)",1391.986657391586,1250.1357946558969,1108.2849307684801,966.43406745691038,824.58320235298117,null,1931.8639350372021,1789.9605246379219,1648.057114238642,1506.1537038393531,1364.250293440057,null,2024.3554317655619,1882.4520213662661,1740.548610966971,1598.645200567674,1456.7417901683741,null,2348.185426953034,2206.2294694659981,2064.2735119789832,1922.31755449197,1780.3615970049559]
["Fuel cost",18901.33626620848,16975.189315027761,15049.042348208101,13122.89538920769,11196.74840586941,null,26232.1550733275,24305.29459443138,22378.434115535241,20451.57363663899,18524.71315774263,null,27488.067170002028,25561.20669110569,23634.346212209359,21707.485733312991,19780.625254416591,null,31885.249858227478,29957.675859434999,28030.10186064283,26102.52786185066,24174.953863058501]
["REopt LCC",35710.9,33642.9,31574.799999999999,29506.799999999999,27438.799999999999,null,39640.199999999997,37571.4,35502.6,33433.800000000003,31365,null,40689.1,38620.300000000003,36551.599999999999,34482.800000000003,32414,null,44924.2,42854.6,40785,38715.5,36645.9]
[]
["TMY_lowPVBatt_LowDiesel_32_PB_business",100,95,90,85,80,"TMY_lowPVBatt_LowDiesel_32_PB_nrel",100,95,90,85,80,"TMY_lowPVBatt_LowDiesel_32_PB_average",100,95,90,85,80,"TMY_lowPVBatt_LowDiesel_32_PB_residential",100,95,90,85,80]
["PV kW",20.713000000000001,16.206,15.185,14.194000000000001,13.268000000000001,null,21.872,16.989000000000001,15.914,14.955,14.02,null,21.846,17.128,16.074000000000002,15.074,14.111000000000001,null,22.34,17.805,16.581,15.515000000000001,14.545]
["Battery kW",4.76,4.3250000000000002,3.1960000000000002,2.57,2.1259999999999999,null,5.71,5.1609999999999996,4.5199999999999996,4.13,3.7610000000000001,null,6.78,5.93,5.0060000000000002,4.3289999999999997,3.948,null,10.62,9.3019999999999996,7.5789999999999997,6.5410000000000004,5.6210000000000004]
["Battery kWh",47.188000000000002,27.779,24.262,20.803000000000001,17.181999999999999,null,63.972999999999999,44.301000000000002,40.898000000000003,37.039000000000001,33.106999999999999,null,66.611000000000004,46.23,42.68,39.131999999999998,35.287999999999997,null,74.42,53.515000000000001,50.023000000000003,46.366999999999997,42.594000000000001]
["Generator kW",0,0,0,0,0,null,0,0,0,0,0,null,0,0,0,0,0,null,0,0,0,0,0]
["PV capital cost",28997.78,22688.54,21259,19871.740000000002,18574.5,null,30620.799999999999,23784.46,22280.02,20936.86,19627.580000000002,null,30584.68,23979.06,22503.46,21103.88,19755.54,null,31276.28,24926.58,23213.4,21721.56,20363.560000000001]
["PV O&M",3630.1343406025539,2840.3018504221591,2661.3425561153199,2487.6761525028951,2325.2790492762601,null,3833.3147439811828,2977.4963814018811,2789.1606085469898,2621.0149352946328,2457.110585049058,null,3828.7930029243662,3001.8576994986888,2817.132309038001,2641.9236061503821,2473.1294661573188,null,3915.3720758727341,3120.4745346635782,2906.0073047710321,2719.248883447588,2549.245440613749]
["Battery capital cost",24518.566481967999,15445.727094789039,13103.41884325546,11122.25884278036,9188.3931678014487,null,32745.999644428,23478.327729165791,21512.246986677699,19506.94364124105,17482.20125292048,null,34650.487650903997,24862.006513124001,22641.460671295408,20586.075298062879,18593.084721695701,null,40736.143283416,30399.685445794559,27674.538930827821,25330.302827558509,23011.35826959712]
["Battery O&M",5907.3692652169793,3477.546861661971,3037.2154111290201,2604.2073784206482,2150.9316303994642,null,8008.6143223758309,5545.9179099193761,5119.8326978212481,4636.7875693097194,4144.5787795202559,null,8338.7565016404878,5787.3152875456599,5342.9903835322957,4898.7656288225162,4417.5732624272923,null,9316.3388912498085,6699.4000326110436,6262.27335979278,5804.4908931103164,5332.211814734067]
["Diesel capital cost",0,0,0,0,0,null,0,0,0,0,0,null,0,0,0,0,0,null,0,0,0,0,0]
["Diesel O&M (kW)",0,0,0,0,0,null,0,0,0,0,0,null,0,0,0,0,0,null,0,0,0,0,0]
["Diesel O&M (kWh)",0,0,0,0,0,null,0,0,0,0,0,null,0,0,0,0,0,null,0,0,0,0,0]
["Fuel cost",0,0,0,0,0,null,0,0,0,0,0,null,0,0,0,0,0,null,0,0,0,0,0]
["REopt LCC",63054.7,44452.800000000003,40061.599999999999,36086.5,32239.599999999999,null,75209.600000000006,55786.8,51701.9,47702.2,43712,null,77403.7,57630.9,53305.7,49231.199999999997,45239.9,null,85245,65146.8,60056.800000000003,55576.2,51256.9]
[]
["TMY_lowPVBatt_LowDiesel_32_D_business",100,95,90,85,80,"TMY_lowPVBatt_LowDiesel_32_D_nrel",100,95,90,85,80,"TMY_lowPVBatt_LowDiesel_32_D_average",100,95,90,85,80,"TMY_lowPVBatt_LowDiesel_32_D_residential",100,95,90,85,80]
["PV kW",0,0,0,0,0,null,0,0,0,0,0,null,0,0,0,0,0,null,0,0,0,0,0]
["Battery kW",0,0,0,0,0,null,0,0,0,0,0,null,0,0,0,0,0,null,0,0,0,0,0]
["Battery kWh",0,0,0,0,0,null,0,0,0,0,0,null,0,0,0,0,0,null,0,0,0,0,0]
["Generator kW",6,6,6,6,6,null,7,7,7,7,7,null,8,8,8,8,8,null,12,12,12,12,12]
["PV capital cost",0,0,0,0,0,null,0,0,0,0,0,null,0,0,0,0,0,null,0,0,0,0,0]
["PV O&M",0,0,0,0,0,null,0,0,0,0,0,null,0,0,0,0,0,null,0,0,0,0,0]
["Battery capital cost",0,0,0,0,0,null,0,0,0,0,0,null,0,0,0,0,0,null,0,0,0,0,0]
["Battery O&M",0,0,0,0,0,null,0,0,0,0,0,null,0,0,0,0,0,null,0,0,0,0,0]
["Diesel capital cost",2244.96,2244.96,2244.96,2244.96,2244.96,null,2619.12,2619.12,2619.12,2619.12,2619.12,null,2993.28,2993.28,2993.28,2993.28,2993.28,null,4489.92,4489.92,4489.92,4489.92,4489.92]
["Diesel O&M (kW)",938.89972109999997,938.89972109999997,938.89972109999997,938.89972109999997,938.89972109999997,null,1095.3830079500001,1095.3830079500001,1095.3830079500001,1095.3830079500001,1095.3830079500001,null,1251.8662948000001,1251.8662948000001,1251.8662948000001,1251.8662948000001,1251.8662948000001,null,1877.7994421999999,1877.7994421999999,1877.7994421999999,1877.7994421999999,1877.7994421999999]
["Diesel O&M (kWh)",2837.0172662311311,2695.1664029195881,2553.315539608036,2411.4646762964849,2269.613812984926,null,2838.0682079856738,2696.164797586418,2554.2613871871399,2412.3579767878709,2270.4545663885879,null,2838.0682079856829,2696.1647975864062,2554.2613871871222,2412.3579767878368,2270.4545663885492,null,2839.119149740191,2697.1631922531901,2555.2072347661801,2413.2512772791752,2271.2953197921629]
["Fuel cost",38522.939180004709,36596.792221004638,34670.64526200448,32744.498303004319,30818.351344004051,null,38537.209577923619,36610.349099027822,34683.488620131713,32756.628141235749,30829.76766233956,null,38537.209577923742,36610.349099027648,34683.488620131473,32756.62814123528,30829.76766233904,null,38551.479975842187,36623.905977050214,34696.331978258087,32768.757979466041,30841.183980673901]
["REopt LCC",44544.6,42476.6,40408.6,38340.5,36272.5,null,45090.6,43021.8,40953,38884.199999999997,36815.4,null,45621.3,43552.5,41483.699999999997,39414.9,37346.1,null,47759.199999999997,45689.7,43620.1,41550.5,39481]

{"sheet":"Lusaka_15","index":9,"n_rows":1214,"n_cols":24,"rows_kept":1214,"cut":false,"hidden":false,"merged":[]}
["TMY_highPVBatt_HighDiesel_44_PBD_business",100,95,90,85,80,"TMY_highPVBatt_HighDiesel_44_PBD_nrel",100,95,90,85,80,"TMY_highPVBatt_HighDiesel_44_PBD_average",100,95,90,85,80,"TMY_highPVBatt_HighDiesel_44_PBD_residential",100,95,90,85,80]
["PV kW",7.2169999999999996,7.2169999999999996,7.2169999999999996,7.2169999999999996,7.2169999999999996,null,4.8319999999999999,4.8319999999999999,4.8319999999999999,4.8319999999999999,4.8319999999999999,null,4.2930000000000001,4.2930000000000001,4.2930000000000001,4.2930000000000001,4.2930000000000001,null,2.9940000000000002,2.9940000000000002,2.9940000000000002,2.9940000000000002,2.9940000000000002]
["Battery kW",0,0,0,0,0,null,0,0,0,0,0,null,0,0,0,0,0,null,0,0,0,0,0]
["Battery kWh",0,0,0,0,0,null,0,0,0,0,0,null,0,0,0,0,0,null,0,0,0,0,0]
["Generator kW",6,6,6,6,6,null,7,7,7,7,7,null,8,8,8,8,8,null,12,12,12,12,12]
["PV capital cost",15877.114,15877.114,15877.114,15877.114,15877.114,null,10630.245999999999,10630.245999999999,10630.245999999999,10630.245999999999,10630.245999999999,null,9444.4459999999999,9444.4459999999999,9444.4459999999999,9444.4459999999999,9444.4459999999999,null,6587.482,6587.482,6587.482,6587.482,6587.482]
["PV O&M",1987.602387529721,1987.602387529721,1987.602387529721,1987.602387529721,1987.602387529721,null,1330.764667283252,1330.764667283252,1330.764667283252,1330.764667283252,1330.764667283252,null,1182.3183620458681,1182.3183620458681,1182.3183620458681,1182.3183620458681,1182.3183620458681,null,824.66466834016933,824.66466834016933,824.66466834016933,824.66466834016933,824.66466834016933]
["Battery capital cost",0,0,0,0,0,null,0,0,0,0,0,null,0,0,0,0,0,null,-1.4041588265457201E-10,0,0,0,0]
["Battery O&M",0,0,0,0,0,null,0,0,0,0,0,null,0,0,0,0,0,null,0,0,0,0,0]
["Diesel capital cost",3741.54,3741.54,3741.54,3741.54,3741.54,null,4365.13,4365.13,4365.13,4365.13,4365.13,null,4988.72,4988.72,4988.72,4988.72,4988.72,null,7483.08,7483.08,7483.08,7483.08,7483.08]
["Diesel O&M (kW)",938.89972109999997,938.89972109999997,938.89972109999997,938.89972109999997,938.89972109999997,null,1095.3830079500001,1095.3830079500001,1095.3830079500001,1095.3830079500001,1095.3830079500001,null,1251.8662948000001,1251.8662948000001,1251.8662948000001,1251.8662948000001,1251.8662948000001,null,1877.7994421999999,1877.7994421999999,1877.7994421999999,1877.7994421999999,1877.7994421999999]
["Diesel O&M (kWh)",1649.739880819682,1507.8890179400209,1366.03815416778,1224.1872910289869,1082.3364267384641,null,2048.849418573041,1906.94600817376,1765.0425977744769,1623.13918737519,1481.235776975901,null,2144.126204071551,2002.2227936722561,1860.319383272958,1718.415972873662,1576.512562474365,null,2384.6725296698742,2242.7165721828601,2100.7606146958469,1958.804657208834,1816.8486997218249]
["Fuel cost",46202.647957673224,42229.969866830907,38257.291750990968,34284.613652891407,30311.935522536471,null,57380.117620470097,53405.967882746823,49431.818145023433,45457.668407299963,41483.518669576442,null,60048.441172628663,56074.291434904953,52100.141697181178,48125.991959457453,44151.842221733707,null,66785.186357941828,62809.564985432997,58833.943612924173,54858.322240415342,50882.700867906649]
["REopt LCC",70398,66283.399999999994,62168.800000000003,58054.3,53939.7,null,76851.100000000006,72735,68618.899999999994,64502.8,60386.7,null,79060.5,74944.399999999994,70828.399999999994,66712.3,62596.2,null,85943.6,81826,77708.399999999994,73590.8,69473.2]
[]
["TMY_highPVBatt_HighDiesel_44_PB_business",100,95,90,85,80,"TMY_highPVBatt_HighDiesel_44_PB_nrel",100,95,90,85,80,"TMY_highPVBatt_HighDiesel_44_PB_average",100,95,90,85,80,"TMY_highPVBatt_HighDiesel_44_PB_residential",100,95,90,85,80]
["PV kW",33.984000000000002,23.638000000000002,18.899999999999999,17.300999999999998,15.865,null,35.822000000000003,24.411999999999999,19.626999999999999,17.734000000000002,16.521000000000001,null,35.756999999999998,24.398,19.913,17.908999999999999,16.655999999999999,null,36.548000000000002,24.76,20.989000000000001,19.047000000000001,17.363]
["Battery kW",4.76,4.76,4.76,3.7290000000000001,3.1040000000000001,null,6.077,5.8310000000000004,5.5330000000000004,4.8650000000000002,4.28,null,6.78,6.78,6.2320000000000002,5.5140000000000002,4.7350000000000003,null,10.62,10.62,9.35,7.758,6.8]
["Battery kWh",132.20099999999999,33.447000000000003,32.274999999999999,29.219000000000001,25.895,null,146.965,48.542999999999999,47.656999999999996,44.890999999999998,40.896000000000001,null,149.62700000000001,50.686,49.530999999999999,46.8,43.011000000000003,null,158.452,58.228999999999999,56.042999999999999,52.914000000000001,49.601999999999997]
["Generator kW",0,0,0,0,0,null,0,0,0,0,0,null,0,0,0,0,0,null,0,0,0,0,0]
["PV capital cost",74764.14,52003.600000000013,41579.339999999997,38062.199999999997,34903.879999999997,null,78809.06,53705.96,43178.3,39014.579999999987,36346.639999999999,null,78664.3,53675.16,43808.160000000003,39400.239999999998,36644.080000000002,null,80404.94,54472,46176.68,41902.519999999997,38197.72]
["PV O&M",9359.4706925708469,6510.1554048261287,5205.1774306029429,4764.8785285936556,4369.4990929743817,null,9865.8405938870874,6723.2681153877011,5405.3458436762839,4884.1037707778178,4550.1133545229468,null,9847.7185774035643,6719.4123671997168,5484.1958941205567,4932.3832463030749,4587.3488655954789,null,10065.62343214163,6819.1660810345602,5780.7029297765257,5245.6352455182896,4781.8438206207857]
["Battery capital cost",106041.12611584,31553.644827839998,30669.715814840001,26994.560286479398,23656.577756081078,null,118927.336792962,44363.786440747397,43299.896641514279,40325.721281624261,36534.134979443101,null,121869.54632251999,47241.09197152,45642.398968017653,42627.899989537516,38734.374255468021,null,133629.20825908001,58033.704341080003,54697.398025768118,50221.037888301697,46450.176220375841]
["Battery O&M",24824.696405828221,6280.6006823486514,6060.5413657172339,5486.6670781864914,4862.5992115657436,null,27597.079502292301,9115.3830542770374,8949.0100236981179,8429.591919991175,7679.44859882112,null,28096.949713805941,9517.7579187516531,9300.9096391663988,8788.0450555127336,8076.5468468631534,null,29754.10772154744,10934.16326000869,10523.69507993819,9936.2067464515021,9314.3171271837055]
["Diesel capital cost",0,0,0,0,0,null,0,0,0,0,0,null,0,0,0,0,0,null,0,0,0,0,0]
["Diesel O&M (kW)",0,0,0,0,0,null,0,0,0,0,0,null,0,0,0,0,0,null,0,0,0,0,0]
["Diesel O&M (kWh)",0,0,0,0,0,null,0,0,0,0,0,null,0,0,0,0,0,null,0,0,0,0,0]
["Fuel cost",0,0,0,0,0,null,0,0,0,0,0,null,0,0,0,0,0,null,0,0,0,0,0]
["REopt LCC",214989,96347.7,83514.7,75308,67792.5,null,235199,113908,100832,92653.8,85110.3,null,238478,117153,104235,95748.5,88042.3,null,253853,130259,117178,107305,98744]
[]
["TMY_highPVBatt_HighDiesel_44_D_business",100,95,90,85,80,"TMY_highPVBatt_HighDiesel_44_D_nrel",100,95,90,85,80,"TMY_highPVBatt_HighDiesel_44_D_average",100,95,90,85,80,"TMY_highPVBatt_HighDiesel_44_D_residential",100,95,90,85,80]
["PV kW",0,0,0,0,0,null,0,0,0,0,0,null,0,0,0,0,0,null,0,0,0,0,0]
["Battery kW",0,0,0,0,0,null,0,0,0,0,0,null,0,0,0,0,0,null,0,0,0,0,0]
["Battery kWh",0,0,0,0,0,null,0,0,0,0,0,null,0,0,0,0,0,null,0,0,0,0,0]
["Generator kW",6,6,6,6,6,null,7,7,7,7,7,null,8,8,8,8,8,null,12,12,12,12,12]
["PV capital cost",0,0,0,0,0,null,0,0,0,0,0,null,0,0,0,0,0,null,0,0,0,0,0]
["PV O&M",0,0,0,0,0,null,0,0,0,0,0,null,0,0,0,0,0,null,0,0,0,0,0]
["Battery capital cost",0,0,0,0,0,null,0,0,0,0,0,null,0,0,0,0,0,null,0,0,0,0,0]
["Battery O&M",0,0,0,0,0,null,0,0,0,0,0,null,0,0,0,0,0,null,0,0,0,0,0]
["Diesel capital cost",3741.54,3741.54,3741.54,3741.54,3741.54,null,4365.13,4365.13,4365.13,4365.13,4365.13,null,4988.72,4988.72,4988.72,4988.72,4988.72,null,7483.08,7483.08,7483.08,7483.08,7483.08]
["Diesel O&M (kW)",938.89972109999997,938.89972109999997,938.89972109999997,938.89972109999997,938.89972109999997,null,1095.3830079500001,1095.3830079500001,1095.3830079500001,1095.3830079500001,1095.3830079500001,null,1251.8662948000001,1251.8662948000001,1251.8662948000001,1251.8662948000001,1251.8662948000001,null,1877.7994421999999,1877.7994421999999,1877.7994421999999,1877.7994421999999,1877.7994421999999]
["Diesel O&M (kWh)",2837.0172662311311,2695.166402919599,2553.3155396080419,2411.4646762964858,2269.6138129849369,null,2838.0682079856738,2696.1647975864089,2554.2613871871422,2412.3579767878691,2270.4545663885879,null,2838.0682079856829,2696.1647975864062,2554.2613871871208,2412.3579767878368,2270.4545663885478,null,2839.119149740191,2697.1631922531901,2555.207234766181,2413.2512772791752,2271.2953197921629]
["Fuel cost",79453.562058759693,75480.883955822384,71508.205852884392,67535.527749946414,63562.849647008647,null,79482.994754467451,75508.845016744599,71534.695279021733,67560.545541298663,63586.395803575353,null,79482.994754467712,75508.845016744526,71534.695279021122,67560.545541297761,63586.395803574247,null,79512.427450174524,75536.806077666057,71561.184705157313,67585.5633326487,63609.941960139899]
["REopt LCC",86971.8,82857.3,78742.7,74628.100000000006,70513.600000000006,null,87782.399999999994,83666.3,79550.2,75434.100000000006,71318,null,88562.5,84446.399999999994,80330.3,76214.2,72098.100000000006,null,91713.3,87595.7,83478.100000000006,79360.5,75242.899999999994]
[]
["TMY_highPVBatt_HighDiesel_36_PBD_business",100,95,90,85,80,"TMY_highPVBatt_HighDiesel_36_PBD_nrel",100,95,90,85,80,"TMY_highPVBatt_HighDiesel_36_PBD_average",100,95,90,85,80,"TMY_highPVBatt_HighDiesel_36_PBD_residential",100,95,90,85,80]
["PV kW",6.8630000000000004,6.8630000000000004,6.8630000000000004,6.8630000000000004,6.8630000000000004,null,4.5830000000000002,4.5830000000000002,4.5830000000000002,4.5830000000000002,4.5830000000000002,null,3.895,3.895,3.895,3.895,3.895,null,2.532,2.532,2.532,2.532,2.532]
["Battery kW",0,0,0,0,0,null,0,0,0,0,0,null,0,0,0,0,0,null,0,0,0,0,0]
["Battery kWh",0,0,0,0,0,null,0,0,0,0,0,null,0,0,0,0,0,null,0,0,0,0,0]
["Generator kW",6,6,6,6,6,null,7,7,7,7,7,null,8,8,8,8,8,null,12,12,12,12,12]
["PV capital cost",15099.546,15099.546,15099.546,15099.546,15099.546,null,10081.522000000001,10081.522000000001,10081.522000000001,10081.522000000001,10081.522000000001,null,8568.9120000000003,8568.9120000000003,8568.9120000000003,8568.9120000000003,8568.9120000000003,null,5570.2019999999993,5570.2019999999993,5570.2019999999993,5570.2019999999993,5570.2019999999993]
["PV O&M",1890.2612704182161,1890.2612704182161,1890.2612704182161,1890.2612704182161,1890.2612704182161,null,1262.0717592084679,1262.0717592084679,1262.0717592084679,1262.0717592084679,1262.0717592084679,null,1072.713211590725,1072.713211590725,1072.713211590725,1072.713211590725,1072.713211590725,null,697.31481390275485,697.31481390275485,697.31481390275485,697.31481390275485,697.31481390275485]
["Battery capital cost",0,0,0,0,0,null,0,0,0,0,0,null,0,0,0,0,0,null,0,0,0,0,0]
["Battery O&M",0,0,0,0,0,null,0,0,0,0,0,null,0,0,0,0,0,null,0,0,0,0,0]
["Diesel capital cost",3741.54,3741.54,3741.54,3741.54,3741.54,null,4365.13,4365.13,4365.13,4365.13,4365.13,null,4988.72,4988.72,4988.72,4988.72,4988.72,null,7483.08,7483.08,7483.08,7483.08,7483.08]
["Diesel O&M (kW)",938.89972109999997,938.89972109999997,938.89972109999997,938.89972109999997,938.89972109999997,null,1095.3830079500001,1095.3830079500001,1095.3830079500001,1095.3830079500001,1095.3830079500001,null,1251.8662948000001,1251.8662948000001,1251.8662948000001,1251.8662948000001,1251.8662948000001,null,1877.7994421999999,1877.7994421999999,1877.7994421999999,1877.7994421999999,1877.7994421999999]
["Diesel O&M (kWh)",1682.7175819104839,1540.866716885751,1399.0158552873761,1257.164990680141,1115.314132076222,null,2072.183433543797,1930.280023144516,1788.3766127452341,1646.473202345946,1504.569791946654,null,2180.8122413288329,2038.908830929538,1897.005420530242,1755.102010130945,1613.198599731651,null,2429.3310757932759,2287.3751183062632,2145.4191608192482,2003.4632033322339,1861.5072458452221]
["Fuel cost",38557.818090974019,35307.445058405377,32057.072104348332,28806.699081346262,25556.32619590425,null,47482.044961459324,44230.467903322067,40978.890845184796,37727.313787047387,34475.736728909898,null,49971.16723310003,46719.590174962461,43468.013116824877,40216.436058687257,36964.859000549717,null,55665.731855513674,52412.950732551901,49160.169609590092,45907.38848662829,42654.607363666568]
["REopt LCC",61911.199999999997,58519,55126.7,51734.5,48342.2,null,66358.899999999994,62965.4,59571.9,56178.400000000001,52784.9,null,68034.8,64641.3,61247.8,57854.3,54460.800000000003,null,73724.2,70329.5,66934.7,63539.9,60145.1]
[]
["TMY_highPVBatt_HighDiesel_36_PB_business",100,95,90,85,80,"TMY_highPVBatt_HighDiesel_36_PB_nrel",100,95,90,85,80,"TMY_highPVBatt_HighDiesel_36_PB_average",100,95,90,85,80,"TMY_highPVBatt_HighDiesel_36_PB_residential",100,95,90,85,80]
["PV kW",33.984000000000002,23.638000000000002,18.899999999999999,17.300999999999998,15.865,null,35.822000000000003,24.411999999999999,19.626999999999999,17.734000000000002,16.521000000000001,null,35.756999999999998,24.398,19.913,17.908999999999999,16.655999999999999,null,36.548000000000002,24.76,20.989000000000001,19.047000000000001,17.363]
["Battery kW",4.76,4.76,4.76,3.7290000000000001,3.1040000000000001,null,6.077,5.8310000000000004,5.5330000000000004,4.8650000000000002,4.28,null,6.78,6.78,6.2320000000000002,5.5140000000000002,4.7350000000000003,null,10.62,10.62,9.35,7.758,6.8]
["Battery kWh",132.20099999999999,33.447000000000003,32.274999999999999,29.219000000000001,25.895,null,146.965,48.542999999999999,47.656999999999996,44.890999999999998,40.896000000000001,null,149.62700000000001,50.686,49.530999999999999,46.8,43.011000000000003,null,158.452,58.228999999999999,56.042999999999999,52.914000000000001,49.601999999999997]
["Generator kW",0,0,0,0,0,null,0,0,0,0,0,null,0,0,0,0,0,null,0,0,0,0,0]
["PV capital cost",74764.14,52003.600000000013,41579.339999999997,38062.199999999997,34903.879999999997,null,78809.06,53705.96,43178.3,39014.579999999987,36346.639999999999,null,78664.3,53675.16,43808.160000000003,39400.239999999998,36644.080000000002,null,80404.94,54472,46176.68,41902.519999999997,38197.72]
["PV O&M",9359.4706925708469,6510.1554048261287,5205.1774306029429,4764.8785285936556,4369.4990929743817,null,9865.8405938870874,6723.2681153877011,5405.3458436762839,4884.1037707778178,4550.1133545229468,null,9847.7185774035643,6719.4123671997168,5484.1958941205567,4932.3832463030749,4587.3488655954789,null,10065.62343214163,6819.1660810345602,5780.7029297765257,5245.6352455182896,4781.8438206207857]
["Battery capital cost",106041.12611584,31553.644827839998,30669.715814840001,26994.560286479398,23656.577756081078,null,118927.336792962,44363.786440747397,43299.896641514279,40325.721281624261,36534.134979443101,null,121869.54632251999,47241.09197152,45642.398968017653,42627.899989537516,38734.374255468021,null,133629.20825908001,58033.704341080003,54697.398025768118,50221.037888301697,46450.176220375841]
["Battery O&M",24824.696405828221,6280.6006823486514,6060.5413657172339,5486.6670781864914,4862.5992115657436,null,27597.079502292301,9115.3830542770374,8949.0100236981179,8429.591919991175,7679.44859882112,null,28096.949713805941,9517.7579187516531,9300.9096391663988,8788.0450555127336,8076.5468468631534,null,29754.10772154744,10934.16326000869,10523.69507993819,9936.2067464515021,9314.3171271837055]
["Diesel capital cost",0,0,0,0,0,null,0,0,0,0,0,null,0,0,0,0,0,null,0,0,0,0,0]
["Diesel O&M (kW)",0,0,0,0,0,null,0,0,0,0,0,null,0,0,0,0,0,null,0,0,0,0,0]
["Diesel O&M (kWh)",0,0,0,0,0,null,0,0,0,0,0,null,0,0,0,0,0,null,0,0,0,0,0]
["Fuel cost",0,0,0,0,0,null,0,0,0,0,0,null,0,0,0,0,0,null,0,0,0,0,0]
["REopt LCC",214989,96347.7,83514.7,75308,67792.5,null,235199,113908,100832,92653.8,85110.3,null,238478,117153,104235,95748.5,88042.3,null,253853,130259,117178,107305,98744]
[]
["TMY_highPVBatt_HighDiesel_36_D_business",100,95,90,85,80,"TMY_highPVBatt_HighDiesel_36_D_nrel",100,95,90,85,80,"TMY_highPVBatt_HighDiesel_36_D_average",100,95,90,85,80,"TMY_highPVBatt_HighDiesel_36_D_residential",100,95,90,85,80]
["PV kW",0,0,0,0,0,null,0,0,0,0,0,null,0,0,0,0,0,null,0,0,0,0,0]
["Battery kW",0,0,0,0,0,null,0,0,0,0,0,null,0,0,0,0,0,null,0,0,0,0,0]
["Battery kWh",0,0,0,0,0,null,0,0,0,0,0,null,0,0,0,0,0,null,0,0,0,0,0]
["Generator kW",6,6,6,6,6,null,7,7,7,7,7,null,8,8,8,8,8,null,12,12,12,12,12]
["PV capital cost",0,0,0,0,0,null,0,0,0,0,0,null,0,0,0,0,0,null,0,0,0,0,0]
["PV O&M",0,0,0,0,0,null,0,0,0,0,0,null,0,0,0,0,0,null,0,0,0,0,0]
["Battery capital cost",0,0,0,0,0,null,0,0,0,0,0,null,0,0,0,0,0,null,0,0,0,0,0]
["Battery O&M",0,0,0,0,0,null,0,0,0,0,0,null,0,0,0,0,0,null,0,0,0,0,0]
["Diesel capital cost",3741.54,3741.54,3741.54,3741.54,3741.54,null,4365.13,4365.13,4365.13,4365.13,4365.13,null,4988.72,4988.72,4988.72,4988.72,4988.72,null,7483.08,7483.08,7483.08,7483.08,7483.08]
["Diesel O&M (kW)",938.89972109999997,938.89972109999997,938.89972109999997,938.89972109999997,938.89972109999997,null,1095.3830079500001,1095.3830079500001,1095.3830079500001,1095.3830079500001,1095.3830079500001,null,1251.8662948000001,1251.8662948000001,1251.8662948000001,1251.8662948000001,1251.8662948000001,null,1877.7994421999999,1877.7994421999999,1877.7994421999999,1877.7994421999999,1877.7994421999999]
["Diesel O&M (kWh)",2837.0172662311311,2695.166402919599,2553.3155396080429,2411.4646762964858,2269.6138129849369,null,2838.0682079856738,2696.1647975864089,2554.2613871871422,2412.3579767878682,2270.4545663885879,null,2838.0682079856829,2696.1647975864062,2554.2613871871208,2412.3579767878368,2270.4545663885492,null,2839.119149740191,2697.1631922531901,2555.2072347661801,2413.2512772791761,2271.2953197921629]
["Fuel cost",65007.45986625793,61757.086872945598,58506.713879632713,55256.340886319798,52005.96789300708,null,65031.5411627461,61779.964104609222,58528.387046472308,55276.809988335219,52025.232930197999,null,65031.541162746304,61779.964104609149,58528.38704647182,55276.809988334513,52025.232930197111,null,65055.622459233709,61802.841336272213,58550.06021331052,55297.279090348973,52044.4979673872]
["REopt LCC",72525.7,69133.5,65741.2,62348.9,58956.7,null,73330.899999999994,69937.399999999994,66543.899999999994,63150.400000000001,59756.9,null,74111,70717.5,67324,63930.5,60537,null,77256.5,73861.7,70467,67072.2,63677.4]
[]
["TMY_highPVBatt_HighDiesel_32_PBD_business",100,95,90,85,80,"TMY_highPVBatt_HighDiesel_32_PBD_nrel",100,95,90,85,80,"TMY_highPVBatt_HighDiesel_32_PBD_average",100,95,90,85,80,"TMY_highPVBatt_HighDiesel_32_PBD_residential",100,95,90,85,80]
["PV kW",6.6909999999999998,6.6909999999999998,6.6909999999999998,6.6909999999999998,6.6909999999999998,null,4.37,4.37,4.37,4.37,4.37,null,3.782,3.782,3.782,3.782,3.782,null,2.2320000000000002,2.2320000000000002,2.2320000000000002,2.2320000000000002,2.2320000000000002]
["Battery kW",0,0,0,0,0,null,0,0,0,0,0,null,0,0,0,0,0,null,0,0,0,0,0]
["Battery kWh",0,0,0,0,0,null,0,0,0,0,0,null,0,0,0,0,0,null,0,0,0,0,0]
["Generator kW",6,6,6,6,6,null,7,7,7,7,7,null,8,8,8,8,8,null,12,12,12,12,12]
["PV capital cost",14721.19,14721.19,14721.19,14721.19,14721.19,null,9613.5820000000003,9613.5820000000003,9613.5820000000003,9613.5820000000003,9613.5820000000003,null,8319.8940000000002,8319.8940000000002,8319.8940000000002,8319.8940000000002,8319.8940000000002,null,4909.63,4909.63,4909.63,4909.63,4909.63]
["PV O&M",1842.8961580346811,1842.8961580346811,1842.8961580346811,1842.8961580346811,1842.8961580346811,null,1203.491927809597,1203.491927809597,1203.491927809597,1203.491927809597,1203.491927809597,null,1041.539487490875,1041.539487490875,1041.539487490875,1041.539487490875,1041.539487490875,null,614.62003169389232,614.62003169389232,614.62003169389232,614.62003169389232,614.62003169389232]
["Battery capital cost",0,0,0,0,0,null,0,0,0,0,0,null,0,0,0,0,0,null,0,0,0,0,0]
["Battery O&M",0,0,0,0,0,null,0,0,0,0,0,null,0,0,0,0,0,null,0,0,0,0,0]
["Diesel capital cost",3741.54,3741.54,3741.54,3741.54,3741.54,null,4365.13,4365.13,4365.13,4365.13,4365.13,null,4988.72,4988.72,4988.72,4988.72,4988.72,null,7483.08,7483.08,7483.08,7483.08,7483.08]
["Diesel O&M (kW)",938.89972109999997,938.89972109999997,938.89972109999997,938.89972109999997,938.89972109999997,null,1095.3830079500001,1095.3830079500001,1095.3830079500001,1095.3830079500001,1095.3830079500001,null,1251.8662948000001,1251.8662948000001,1251.8662948000001,1251.8662948000001,1251.8662948000001,null,1877.7994421999999,1877.7994421999999,1877.7994421999999,1877.7994421999999,1877.7994421999999]
["Diesel O&M (kWh)",1701.5690693600011,1559.7182060484461,1417.867342736894,1276.0164781296589,1134.165618258857,null,2095.5724648262371,1953.6690544269591,1811.7656440276751,1669.8622336283861,1527.9588232290951,null,2193.1459248203241,2051.2425144210279,1909.3391040217309,1767.4356936224319,1625.532283223137,null,2461.647887347302,2319.6919298602938,2177.7359723732779,2035.7800148862659,1893.8240573992539]
["Fuel cost",34657.583450282873,31768.363011782549,28879.142573282272,25989.922108391522,23100.701739972508,null,42682.650315891733,39792.359597547576,36902.068879203289,34011.778160858921,31121.487442514499,null,44670.027962307133,41779.737243962612,38889.446525618063,35999.155807273477,33108.865088928978,null,50138.879824044066,47247.518825855943,44356.157827667652,41464.796829479426,38573.435831291223]
["REopt LCC",57604.1,54573,51541.9,48510.8,45479.7,null,61056.4,58024.2,54991.9,51959.7,48927.5,null,62465.8,59433.599999999999,56401.4,53369.2,50336.9,null,67486.399999999994,64453.1,61419.7,58386.400000000001,55353]
[]
["TMY_highPVBatt_HighDiesel_32_PB_business",100,95,90,85,80,"TMY_highPVBatt_HighDiesel_32_PB_nrel",100,95,90,85,80,"TMY_highPVBatt_HighDiesel_32_PB_average",100,95,90,85,80,"TMY_highPVBatt_HighDiesel_32_PB_residential",100,95,90,85,80]
["PV kW",33.984000000000002,23.638000000000002,18.899999999999999,17.300999999999998,15.865,null,35.822000000000003,24.411999999999999,19.626999999999999,17.734000000000002,16.521000000000001,null,35.756999999999998,24.398,19.913,17.908999999999999,16.655999999999999,null,36.548000000000002,24.76,20.989000000000001,19.047000000000001,17.363]
["Battery kW",4.76,4.76,4.76,3.7290000000000001,3.1040000000000001,null,6.077,5.8310000000000004,5.5330000000000004,4.8650000000000002,4.28,null,6.78,6.78,6.2320000000000002,5.5140000000000002,4.7350000000000003,null,10.62,10.62,9.35,7.758,6.8]
["Battery kWh",132.20099999999999,33.447000000000003,32.274999999999999,29.219000000000001,25.895,null,146.965,48.542999999999999,47.656999999999996,44.890999999999998,40.896000000000001,null,149.62700000000001,50.686,49.530999999999999,46.8,43.011000000000003,null,158.452,58.228999999999999,56.042999999999999,52.914000000000001,49.601999999999997]
["Generator kW",0,0,0,0,0,null,0,0,0,0,0,null,0,0,0,0,0,null,0,0,0,0,0]
["PV capital cost",74764.14,52003.600000000013,41579.339999999997,38062.199999999997,34903.879999999997,null,78809.06,53705.96,43178.3,39014.579999999987,36346.639999999999,null,78664.3,53675.16,43808.160000000003,39400.239999999998,36644.080000000002,null,80404.94,54472,46176.68,41902.519999999997,38197.72]
["PV O&M",9359.4706925708469,6510.1554048261287,5205.1774306029429,4764.8785285936556,4369.4990929743817,null,9865.8405938870874,6723.2681153877011,5405.3458436762839,4884.1037707778178,4550.1133545229468,null,9847.7185774035643,6719.4123671997168,5484.1958941205567,4932.3832463030749,4587.3488655954789,null,10065.62343214163,6819.1660810345602,5780.7029297765257,5245.6352455182896,4781.8438206207857]
["Battery capital cost",106041.12611584,31553.644827839998,30669.715814840001,26994.560286479398,23656.577756081078,null,118927.336792962,44363.786440747397,43299.896641514279,40325.721281624261,36534.134979443101,null,121869.54632251999,47241.09197152,45642.398968017653,42627.899989537516,38734.374255468021,null,133629.20825908001,58033.704341080003,54697.398025768118,50221.037888301697,46450.176220375841]
["Battery O&M",24824.696405828221,6280.6006823486514,6060.5413657172339,5486.6670781864914,4862.5992115657436,null,27597.079502292301,9115.3830542770374,8949.0100236981179,8429.591919991175,7679.44859882112,null,28096.949713805941,9517.7579187516531,9300.9096391663988,8788.0450555127336,8076.5468468631534,null,29754.10772154744,10934.16326000869,10523.69507993819,9936.2067464515021,9314.3171271837055]
["Diesel capital cost",0,0,0,0,0,null,0,0,0,0,0,null,0,0,0,0,0,null,0,0,0,0,0]
["Diesel O&M (kW)",0,0,0,0,0,null,0,0,0,0,0,null,0,0,0,0,0,null,0,0,0,0,0]
["Diesel O&M (kWh)",0,0,0,0,0,null,0,0,0,0,0,null,0,0,0,0,0,null,0,0,0,0,0]
["Fuel cost",0,0,0,0,0,null,0,0,0,0,0,null,0,0,0,0,0,null,0,0,0,0,0]
["REopt LCC",214989,96347.7,83514.7,75308,67792.5,null,235199,113908,100832,92653.8,85110.3,null,238478,117153,104235,95748.5,88042.3,null,253853,130259,117178,107305,98744]
[]
["TMY_highPVBatt_HighDiesel_32_D_business",100,95,90,85,80,"TMY_highPVBatt_HighDiesel_32_D_nrel",100,95,90,85,80,"TMY_highPVBatt_HighDiesel_32_D_average",100,95,90,85,80,"TMY_highPVBatt_HighDiesel_32_D_residential",100,95,90,85,80]
["PV kW",0,0,0,0,0,null,0,0,0,0,0,null,0,0,0,0,0,null,0,0,0,0,0]
["Battery kW",0,0,0,0,0,null,0,0,0,0,0,null,0,0,0,0,0,null,0,0,0,0,0]
["Battery kWh",0,0,0,0,0,null,0,0,0,0,0,null,0,0,0,0,0,null,0,0,0,0,0]
["Generator kW",6,6,6,6,6,null,7,7,7,7,7,null,8,8,8,8,8,null,12,12,12,12,12]
["PV capital cost",0,0,0,0,0,null,0,0,0,0,0,null,0,0,0,0,0,null,0,0,0,0,0]
["PV O&M",0,0,0,0,0,null,0,0,0,0,0,null,0,0,0,0,0,null,0,0,0,0,0]
["Battery capital cost",0,0,0,0,0,null,0,0,0,0,0,null,0,0,0,0,0,null,0,0,0,0,0]
["Battery O&M",0,0,0,0,0,null,0,0,0,0,0,null,0,0,0,0,0,null,0,0,0,0,0]
["Diesel capital cost",3741.54,3741.54,3741.54,3741.54,3741.54,null,4365.13,4365.13,4365.13,4365.13,4365.13,null,4988.72,4988.72,4988.72,4988.72,4988.72,null,7483.08,7483.08,7483.08,7483.08,7483.08]
["Diesel O&M (kW)",938.89972109999997,938.89972109999997,938.89972109999997,938.89972109999997,938.89972109999997,null,1095.3830079500001,1095.3830079500001,1095.3830079500001,1095.3830079500001,1095.3830079500001,null,1251.8662948000001,1251.8662948000001,1251.8662948000001,1251.8662948000001,1251.8662948000001,null,1877.7994421999999,1877.7994421999999,1877.7994421999999,1877.7994421999999,1877.7994421999999]
["Diesel O&M (kWh)",2837.0172662311311,2695.166402919599,2553.3155396080419,2411.4646762964858,2269.613812984936,null,2838.0682079856738,2696.1647975864089,2554.2613871871422,2412.3579767878682,2270.4545663885879,null,2838.0682079856829,2696.1647975864062,2554.2613871871208,2412.3579767878368,2270.4545663885492,null,2839.119149740191,2697.1631922531901,2555.2072347661801,2413.2512772791752,2271.2953197921629]
["Fuel cost",57784.408770007038,54895.188331507183,52005.967893006833,49116.747454506462,46227.527016006286,null,57805.814366885417,54915.523648541537,52025.232930197613,49134.942211853522,46244.651493509336,null,57805.814366885606,54915.523648541479,52025.232930197177,49134.942211852896,46244.651493508543,null,57827.219963763288,54935.858965575302,52044.497967387128,49153.136969199048,46261.775971010837]
["REopt LCC",65302.7,62271.6,59240.5,56209.4,53178.2,null,66105.2,63073,60040.800000000003,57008.5,53976.3,null,66885.3,63853.1,60820.800000000003,57788.6,54756.4,null,70028.100000000006,66994.8,63961.4,60928.1,57894.7]
[]
["TMY_highPVBatt_MedDiesel_44_PBD_business",100,95,90,85,80,"TMY_highPVBatt_MedDiesel_44_PBD_nrel",100,95,90,85,80,"TMY_highPVBatt_MedDiesel_44_PBD_average",100,95,90,85,80,"TMY_highPVBatt_MedDiesel_44_PBD_residential",100,95,90,85,80]
["PV kW",6.8890000000000002,6.8890000000000002,6.8890000000000002,6.8890000000000002,6.8890000000000002,null,4.601,4.601,4.601,4.601,4.601,null,3.9129999999999998,3.9129999999999998,3.9129999999999998,3.9129999999999998,3.9129999999999998,null,2.6040000000000001,2.6040000000000001,2.6040000000000001,2.6040000000000001,2.6040000000000001]
["Battery kW",0,0,0,0,0,null,0,0,0,0,0,null,0,0,0,0,0,null,0,0,0,0,0]
["Battery kWh",0,0,0,0,0,null,0,0,0,0,0,null,0,0,0,0,0,null,0,0,0,0,0]
["Generator kW",6,6,6,6,6,null,7,7,7,7,7,null,8,8,8,8,8,null,12,12,12,12,12]
["PV capital cost",15155.118,15155.118,15155.118,15155.118,15155.118,null,10121.65,10121.65,10121.65,10121.65,10121.65,null,8608.0720000000001,8608.0720000000001,8608.0720000000001,8608.0720000000001,8608.0720000000001,null,5728.6459999999997,5728.6459999999997,5728.6459999999997,5728.6459999999997,5728.6459999999997]
["PV O&M",1897.2181417916779,1897.2181417916779,1897.2181417916779,1897.2181417916779,1897.2181417916779,null,1267.095248276242,1267.095248276242,1267.095248276242,1267.095248276242,1267.095248276242,null,1077.6155200011619,1077.6155200011619,1077.6155200011619,1077.6155200011619,1077.6155200011619,null,717.14988422408408,717.14988422408408,717.14988422408408,717.14988422408408,717.14988422408408]
["Battery capital cost",0,0,0,0,0,null,0,0,0,0,0,null,0,0,0,0,0,null,0,0,0,0,0]
["Battery O&M",0,0,0,0,0,null,0,0,0,0,0,null,0,0,0,0,0,null,0,0,0,0,0]
["Diesel capital cost",2993.22,2993.22,2993.22,2993.22,2993.22,null,3492.09,3492.09,3492.09,3492.09,3492.09,null,3990.96,3990.96,3990.96,3990.96,3990.96,null,5986.4400000000014,5986.4400000000014,5986.4400000000014,5986.4400000000014,5986.4400000000014]
["Diesel O&M (kW)",938.89972109999997,938.89972109999997,938.89972109999997,938.89972109999997,938.89972109999997,null,1095.3830079500001,1095.3830079500001,1095.3830079500001,1095.3830079500001,1095.3830079500001,null,1251.8662948000001,1251.8662948000001,1251.8662948000001,1251.8662948000001,1251.8662948000001,null,1877.7994421999999,1877.7994421999999,1877.7994421999999,1877.7994421999999,1877.7994421999999]
["Diesel O&M (kWh)",1680.125739195706,1538.2748758841501,1396.4240114208801,1254.5731499088811,1112.722289015928,null,2070.3110207164068,1928.4076103171269,1786.5041999178441,1644.6007895185539,1502.697379119265,null,2178.9839169275092,2037.0805065282141,1895.1770961289189,1753.2736857296229,1611.370275330326,null,2421.9354848095159,2279.979527322505,2138.0235698354909,1996.0676123484791,1854.1116548614671]
["Fuel cost",39211.362427085412,35900.797341303762,32590.232228643032,29279.667184860071,25969.10215552463,null,48317.643064596923,45005.851616494183,41694.060168391377,38382.268720288434,35070.477272185497,null,50853.889144235247,47542.097696132158,44230.306248029083,40918.514799926001,37606.723351822868,null,56523.977851411662,53210.960040987688,49897.942230563647,46584.92442013965,43271.906609715646]
["REopt LCC",61876.4,58423.9,54971.5,51519,48066.6,null,66364.800000000003,62911,59457.3,56003.6,52549.8,null,67962,64508.3,61054.6,57600.800000000003,54147.1,null,73256.7,69801.7,66346.7,62891.7,59436.7]
[]
["TMY_highPVBatt_MedDiesel_44_PB_business",100,95,90,85,80,"TMY_highPVBatt_MedDiesel_44_PB_nrel",100,95,90,85,80,"TMY_highPVBatt_MedDiesel_44_PB_average",100,95,90,85,80,"TMY_highPVBatt_MedDiesel_44_PB_residential",100,95,90,85,80]
["PV kW",33.984000000000002,23.638000000000002,18.899999999999999,17.300999999999998,15.865,null,35.822000000000003,24.411999999999999,19.626999999999999,17.734000000000002,16.521000000000001,null,35.756999999999998,24.398,19.913,17.908999999999999,16.655999999999999,null,36.548000000000002,24.76,20.989000000000001,19.047000000000001,17.363]
["Battery kW",4.76,4.76,4.76,3.7290000000000001,3.1040000000000001,null,6.077,5.8310000000000004,5.5330000000000004,4.8650000000000002,4.28,null,6.78,6.78,6.2320000000000002,5.5140000000000002,4.7350000000000003,null,10.62,10.62,9.35,7.758,6.8]
["Battery kWh",132.20099999999999,33.447000000000003,32.274999999999999,29.219000000000001,25.895,null,146.965,48.542999999999999,47.656999999999996,44.890999999999998,40.896000000000001,null,149.62700000000001,50.686,49.530999999999999,46.8,43.011000000000003,null,158.452,58.228999999999999,56.042999999999999,52.914000000000001,49.601999999999997]
["Generator kW",0,0,0,0,0,null,0,0,0,0,0,null,0,0,0,0,0,null,0,0,0,0,0]
["PV capital cost",74764.14,52003.600000000013,41579.339999999997,38062.199999999997,34903.879999999997,null,78809.06,53705.96,43178.3,39014.579999999987,36346.639999999999,null,78664.3,53675.16,43808.160000000003,39400.239999999998,36644.080000000002,null,80404.94,54472,46176.68,41902.519999999997,38197.72]
["PV O&M",9359.4706925708469,6510.1554048261287,5205.1774306029429,4764.8785285936556,4369.4990929743817,null,9865.8405938870874,6723.2681153877011,5405.3458436762839,4884.1037707778178,4550.1133545229468,null,9847.7185774035643,6719.4123671997168,5484.1958941205567,4932.3832463030749,4587.3488655954789,null,10065.62343214163,6819.1660810345602,5780.7029297765257,5245.6352455182896,4781.8438206207857]
["Battery capital cost",106041.12611584,31553.644827839998,30669.715814840001,26994.560286479398,23656.577756081078,null,118927.336792962,44363.786440747397,43299.896641514279,40325.721281624261,36534.134979443101,null,121869.54632251999,47241.09197152,45642.398968017653,42627.899989537516,38734.374255468021,null,133629.20825908001,58033.704341080003,54697.398025768118,50221.037888301697,46450.176220375841]
["Battery O&M",24824.696405828221,6280.6006823486514,6060.5413657172339,5486.6670781864914,4862.5992115657436,null,27597.079502292301,9115.3830542770374,8949.0100236981179,8429.591919991175,7679.44859882112,null,28096.949713805941,9517.7579187516531,9300.9096391663988,8788.0450555127336,8076.5468468631534,null,29754.10772154744,10934.16326000869,10523.69507993819,9936.2067464515021,9314.3171271837055]
["Diesel capital cost",0,0,0,0,0,null,0,0,0,0,0,null,0,0,0,0,0,null,0,0,0,0,0]
["Diesel O&M (kW)",0,0,0,0,0,null,0,0,0,0,0,null,0,0,0,0,0,null,0,0,0,0,0]
["Diesel O&M (kWh)",0,0,0,0,0,null,0,0,0,0,0,null,0,0,0,0,0,null,0,0,0,0,0]
["Fuel cost",0,0,0,0,0,null,0,0,0,0,0,null,0,0,0,0,0,null,0,0,0,0,0]
["REopt LCC",214989,96347.7,83514.7,75308,67792.5,null,235199,113908,100832,92653.8,85110.3,null,238478,117153,104235,95748.5,88042.3,null,253853,130259,117178,107305,98744]
[]
["TMY_highPVBatt_MedDiesel_44_D_business",100,95,90,85,80,"TMY_highPVBatt_MedDiesel_44_D_nrel",100,95,90,85,80,"TMY_highPVBatt_MedDiesel_44_D_average",100,95,90,85,80,"TMY_highPVBatt_MedDiesel_44_D_residential",100,95,90,85,80]
["PV kW",0,0,0,0,0,null,0,0,0,0,0,null,0,0,0,0,0,null,0,0,0,0,0]
["Battery kW",0,0,0,0,0,null,0,0,0,0,0,null,0,0,0,0,0,null,0,0,0,0,0]
["Battery kWh",0,0,0,0,0,null,0,0,0,0,0,null,0,0,0,0,0,null,0,0,0,0,0]
["Generator kW",6,6,6,6,6,null,7,7,7,7,7,null,8,8,8,8,8,null,12,12,12,12,12]
["PV capital cost",0,0,0,0,0,null,0,0,0,0,0,null,0,0,0,0,0,null,0,0,0,0,0]
["PV O&M",0,0,0,0,0,null,0,0,0,0,0,null,0,0,0,0,0,null,0,0,0,0,0]
["Battery capital cost",0,0,0,0,0,null,0,0,0,0,0,null,0,0,0,0,0,null,0,0,0,0,0]
["Battery O&M",0,0,0,0,0,null,0,0,0,0,0,null,0,0,0,0,0,null,0,0,0,0,0]
["Diesel capital cost",2993.22,2993.22,2993.22,2993.22,2993.22,null,3492.09,3492.09,3492.09,3492.09,3492.09,null,3990.96,3990.96,3990.96,3990.96,3990.96,null,5986.4400000000014,5986.4400000000014,5986.4400000000014,5986.4400000000014,5986.4400000000014]
["Diesel O&M (kW)",938.89972109999997,938.89972109999997,938.89972109999997,938.89972109999997,938.89972109999997,null,1095.3830079500001,1095.3830079500001,1095.3830079500001,1095.3830079500001,1095.3830079500001,null,1251.8662948000001,1251.8662948000001,1251.8662948000001,1251.8662948000001,1251.8662948000001,null,1877.7994421999999,1877.7994421999999,1877.7994421999999,1877.7994421999999,1877.7994421999999]
["Diesel O&M (kWh)",2837.0172662311311,2695.166402919599,2553.3155396080429,2411.4646762964858,2269.6138129849369,null,2838.0682079856738,2696.1647975864089,2554.2613871871422,2412.3579767878682,2270.4545663885879,null,2838.0682079856829,2696.1647975864062,2554.2613871871222,2412.3579767878368,2270.4545663885492,null,2839.119149740191,2697.163192253191,2555.207234766181,2413.2512772791752,2271.2953197921629]
["Fuel cost",66211.30171563309,62900.736629851999,59590.171544070348,56279.606458288697,52969.041372507207,null,66235.828962056228,62924.037513953837,59612.246065851446,56300.454617748859,52988.663169646119,null,66235.828962056432,62924.037513953786,59612.246065850974,56300.454617748117,52988.663169645217,null,66260.356208478785,62947.338398055057,59634.320587631097,56321.302777207253,53008.284966783263]
["REopt LCC",72981.2,69528.800000000003,66076.3,62623.9,59171.4,null,73662.2,70208.5,66754.7,63301,59847.3,null,74317.600000000006,70863.8,67410.100000000006,63956.4,60502.6,null,76964.600000000006,73509.600000000006,70054.600000000006,66599.600000000006,63144.6]
[]
["TMY_highPVBatt_MedDiesel_36_PBD_business",100,95,90,85,80,"TMY_highPVBatt_MedDiesel_36_PBD_nrel",100,95,90,85,80,"TMY_highPVBatt_MedDiesel_36_PBD_average",100,95,90,85,80,"TMY_highPVBatt_MedDiesel_36_PBD_residential",100,95,90,85,80]
["PV kW",6.5819999999999999,6.5819999999999999,6.5819999999999999,6.5819999999999999,6.5819999999999999,null,4.298,4.298,4.298,4.298,4.298,null,3.7269999999999999,3.7269999999999999,3.7269999999999999,3.7269999999999999,3.7269999999999999,null,2.1840000000000002,2.1840000000000002,2.1840000000000002,2.1840000000000002,2.1840000000000002]
["Battery kW",0,0,0,0,0,null,0,0,0,0,0,null,0,0,0,0,0,null,0,0,0,0,0]
["Battery kWh",0,0,0,0,0,null,0,0,0,0,0,null,0,0,0,0,0,null,0,0,0,0,0]
["Generator kW",6,6,6,6,6,null,7,7,7,7,7,null,8,8,8,8,8,null,12,12,12,12,12]
["PV capital cost",14479.982,14479.982,14479.982,14479.982,14479.982,null,9455.2479999999996,9455.2479999999996,9455.2479999999996,9455.2479999999996,9455.2479999999996,null,8198.52,8198.52,8198.52,8198.52,8198.52,null,4804.1840000000002,4804.1840000000002,4804.1840000000002,4804.1840000000002,4804.1840000000002]
["PV O&M",1812.700141511069,1812.700141511069,1812.700141511069,1812.700141511069,1812.700141511069,null,1183.670628017511,1183.670628017511,1183.670628017511,1183.670628017511,1183.670628017511,null,1026.34508552437,1026.34508552437,1026.34508552437,1026.34508552437,1026.34508552437,null,601.4196023617443,601.4196023617443,601.4196023617443,601.4196023617443,601.4196023617443]
["Battery capital cost",0,0,0,0,0,null,0,0,0,0,0,null,0,0,0,0,0,null,0,0,0,0,0]
["Battery O&M",0,0,0,0,0,null,0,0,0,0,0,null,0,0,0,0,0,null,0,0,0,0,0]
["Diesel capital cost",2993.22,2993.22,2993.22,2993.22,2993.22,null,3492.09,3492.09,3492.09,3492.09,3492.09,null,3990.96,3990.96,3990.96,3990.96,3990.96,null,5986.4400000000014,5986.4400000000014,5986.4400000000014,5986.4400000000014,5986.4400000000014]
["Diesel O&M (kW)",938.89972109999997,938.89972109999997,938.89972109999997,938.89972109999997,938.89972109999997,null,1095.3830079500001,1095.3830079500001,1095.3830079500001,1095.3830079500001,1095.3830079500001,null,1251.8662948000001,1251.8662948000001,1251.8662948000001,1251.8662948000001,1251.8662948000001,null,1877.7994421999999,1877.7994421999999,1877.7994421999999,1877.7994421999999,1877.7994421999999]
["Diesel O&M (kWh)",1714.655169922306,1572.8043066107541,1430.9534432991991,1289.102579987647,1147.251715970667,null,2104.1530601285272,1962.2496497292479,1820.346239329966,1678.4428289306779,1536.539418531386,null,2199.7299924427471,2057.8265820434522,1915.9231716441579,1774.0197612448619,1632.116350845567,null,2467.393771158901,2325.4378136718919,2183.4818561848779,2041.525898697867,1899.5699412108549]
["Fuel cost",32741.36375257052,30032.719591476522,27324.075430382469,24615.431269288471,21906.787094724328,null,40178.831254959623,37469.183706511962,34759.536158064227,32049.888609616421,29340.241061168501,null,42003.874075316628,39294.226526868639,36584.578978420694,33874.931429972698,31165.283881524731,null,47114.91756444583,44404.266628644436,41693.615692842963,38982.964757041518,36272.313821240074]
["REopt LCC",54681.3,51830.7,48980.2,46129.7,43279.199999999997,null,57510,54658.400000000001,51806.8,48955.199999999997,46103.6,null,58671.9,55820.3,52968.800000000003,50117.2,47265.599999999999,null,62852.9,60000.3,57147.7,54295,51442.400000000001]
[]
["TMY_highPVBatt_MedDiesel_36_PB_business",100,95,90,85,80,"TMY_highPVBatt_MedDiesel_36_PB_nrel",100,95,90,85,80,"TMY_highPVBatt_MedDiesel_36_PB_average",100,95,90,85,80,"TMY_highPVBatt_MedDiesel_36_PB_residential",100,95,90,85,80]
["PV kW",33.984000000000002,23.638000000000002,18.899999999999999,17.300999999999998,15.865,null,35.822000000000003,24.411999999999999,19.626999999999999,17.734000000000002,16.521000000000001,null,35.756999999999998,24.398,19.913,17.908999999999999,16.655999999999999,null,36.548000000000002,24.76,20.989000000000001,19.047000000000001,17.363]
["Battery kW",4.76,4.76,4.76,3.7290000000000001,3.1040000000000001,null,6.077,5.8310000000000004,5.5330000000000004,4.8650000000000002,4.28,null,6.78,6.78,6.2320000000000002,5.5140000000000002,4.7350000000000003,null,10.62,10.62,9.35,7.758,6.8]
["Battery kWh",132.20099999999999,33.447000000000003,32.274999999999999,29.219000000000001,25.895,null,146.965,48.542999999999999,47.656999999999996,44.890999999999998,40.896000000000001,null,149.62700000000001,50.686,49.530999999999999,46.8,43.011000000000003,null,158.452,58.228999999999999,56.042999999999999,52.914000000000001,49.601999999999997]
["Generator kW",0,0,0,0,0,null,0,0,0,0,0,null,0,0,0,0,0,null,0,0,0,0,0]
["PV capital cost",74764.14,52003.600000000013,41579.339999999997,38062.199999999997,34903.879999999997,null,78809.06,53705.96,43178.3,39014.579999999987,36346.639999999999,null,78664.3,53675.16,43808.160000000003,39400.239999999998,36644.080000000002,null,80404.94,54472,46176.68,41902.519999999997,38197.72]
["PV O&M",9359.4706925708469,6510.1554048261287,5205.1774306029429,4764.8785285936556,4369.4990929743817,null,9865.8405938870874,6723.2681153877011,5405.3458436762839,4884.1037707778178,4550.1133545229468,null,9847.7185774035643,6719.4123671997168,5484.1958941205567,4932.3832463030749,4587.3488655954789,null,10065.62343214163,6819.1660810345602,5780.7029297765257,5245.6352455182896,4781.8438206207857]
["Battery capital cost",106041.12611584,31553.644827839998,30669.715814840001,26994.560286479398,23656.577756081078,null,118927.336792962,44363.786440747397,43299.896641514279,40325.721281624261,36534.134979443101,null,121869.54632251999,47241.09197152,45642.398968017653,42627.899989537516,38734.374255468021,null,133629.20825908001,58033.704341080003,54697.398025768118,50221.037888301697,46450.176220375841]
["Battery O&M",24824.696405828221,6280.6006823486514,6060.5413657172339,5486.6670781864914,4862.5992115657436,null,27597.079502292301,9115.3830542770374,8949.0100236981179,8429.591919991175,7679.44859882112,null,28096.949713805941,9517.7579187516531,9300.9096391663988,8788.0450555127336,8076.5468468631534,null,29754.10772154744,10934.16326000869,10523.69507993819,9936.2067464515021,9314.3171271837055]
["Diesel capital cost",0,0,0,0,0,null,0,0,0,0,0,null,0,0,0,0,0,null,0,0,0,0,0]
["Diesel O&M (kW)",0,0,0,0,0,null,0,0,0,0,0,null,0,0,0,0,0,null,0,0,0,0,0]
["Diesel O&M (kWh)",0,0,0,0,0,null,0,0,0,0,0,null,0,0,0,0,0,null,0,0,0,0,0]
["Fuel cost",0,0,0,0,0,null,0,0,0,0,0,null,0,0,0,0,0,null,0,0,0,0,0]
["REopt LCC",214989,96347.7,83514.7,75308,67792.5,null,235199,113908,100832,92653.8,85110.3,null,238478,117153,104235,95748.5,88042.3,null,253853,130259,117178,107305,98744]
[]
["TMY_highPVBatt_MedDiesel_36_D_business",100,95,90,85,80,"TMY_highPVBatt_MedDiesel_36_D_nrel",100,95,90,85,80,"TMY_highPVBatt_MedDiesel_36_D_average",100,95,90,85,80,"TMY_highPVBatt_MedDiesel_36_D_residential",100,95,90,85,80]
["PV kW",0,0,0,0,0,null,0,0,0,0,0,null,0,0,0,0,0,null,0,0,0,0,0]
["Battery kW",0,0,0,0,0,null,0,0,0,0,0,null,0,0,0,0,0,null,0,0,0,0,0]
["Battery kWh",0,0,0,0,0,null,0,0,0,0,0,null,0,0,0,0,0,null,0,0,0,0,0]
["Generator kW",6,6,6,6,6,null,7,7,7,7,7,null,8,8,8,8,8,null,12,12,12,12,12]
["PV capital cost",0,0,0,0,0,null,0,0,0,0,0,null,0,0,0,0,0,null,0,0,0,0,0]
["PV O&M",0,0,0,0,0,null,0,0,0,0,0,null,0,0,0,0,0,null,0,0,0,0,0]
["Battery capital cost",0,0,0,0,0,null,0,0,0,0,0,null,0,0,0,0,0,null,0,0,0,0,0]
["Battery O&M",0,0,0,0,0,null,0,0,0,0,0,null,0,0,0,0,0,null,0,0,0,0,0]
["Diesel capital cost",2993.22,2993.22,2993.22,2993.22,2993.22,null,3492.09,3492.09,3492.09,3492.09,3492.09,null,3990.96,3990.96,3990.96,3990.96,3990.96,null,5986.4400000000014,5986.4400000000014,5986.4400000000014,5986.4400000000014,5986.4400000000014]
["Diesel O&M (kW)",938.89972109999997,938.89972109999997,938.89972109999997,938.89972109999997,938.89972109999997,null,1095.3830079500001,1095.3830079500001,1095.3830079500001,1095.3830079500001,1095.3830079500001,null,1251.8662948000001,1251.8662948000001,1251.8662948000001,1251.8662948000001,1251.8662948000001,null,1877.7994421999999,1877.7994421999999,1877.7994421999999,1877.7994421999999,1877.7994421999999]
["Diesel O&M (kWh)",2837.0172662311311,2695.166402919599,2553.3155396080369,2411.464676296484,2269.6138129849369,null,2838.0682079856738,2696.1647975864098,2554.2613871871422,2412.3579767878668,2270.4545663885879,null,2838.0682079856829,2696.1647975864062,2554.2613871871208,2412.3579767878368,2270.4545663885492,null,2839.119149740191,2697.1631922531901,2555.2072347661801,2413.2512772791752,2271.2953197921629]
["Fuel cost",54172.883221881602,51464.239060787979,48755.594899693802,46046.950738599808,43338.3065775059,null,54192.950968955091,51483.303420507713,48773.655872060262,46064.008323612688,43354.360775165012,null,54192.950968955258,51483.303420507633,48773.655872059862,46064.008323612099,43354.360775164263,null,54213.018716028098,51502.367780226843,48791.716844425428,46081.065908624128,43370.414972822691]
["REopt LCC",60942.8,58092.3,55241.8,52391.199999999997,49540.7,null,61619.3,58767.7,55916.1,53064.6,50213,null,62274.7,59423.1,56571.5,53719.9,50868.3,null,64917.3,62064.6,59212,56359.4,53506.7]
[]
["TMY_highPVBatt_MedDiesel_32_PBD_business",100,95,90,85,80,"TMY_highPVBatt_MedDiesel_32_PBD_nrel",100,95,90,85,80,"TMY_highPVBatt_MedDiesel_32_PBD_average",100,95,90,85,80,"TMY_highPVBatt_MedDiesel_32_PBD_residential",100,95,90,85,80]
["PV kW",6.4169999999999998,6.4169999999999998,6.4169999999999998,6.4169999999999998,6.4169999999999998,null,4.1680000000000001,4.1680000000000001,4.1680000000000001,4.1680000000000001,4.1680000000000001,null,3.5990000000000002,3.5990000000000002,3.5990000000000002,3.5990000000000002,3.5990000000000002,null,2.0830000000000002,2.0830000000000002,2.0830000000000002,2.0830000000000002,2.0830000000000002]
["Battery kW",0,0,0,0,0,null,0,0,0,0,0,null,0,0,0,0,0,null,0,0,0,0,0]
["Battery kWh",0,0,0,0,0,null,0,0,0,0,0,null,0,0,0,0,0,null,0,0,0,0,0]
["Generator kW",6,6,6,6,6,null,7,7,7,7,7,null,8,8,8,8,8,null,12,12,12,12,12]
["PV capital cost",14117.928,14117.928,14117.928,14117.928,14117.928,null,9169.82,9169.82,9169.82,9169.82,9169.82,null,7917.4480000000003,7917.4480000000003,7917.4480000000003,7917.4480000000003,7917.4480000000003,null,4581.7640000000001,4581.7640000000001,4581.7640000000001,4581.7640000000001,4581.7640000000001]
["PV O&M",1767.375821561317,1767.375821561317,1767.375821561317,1767.375821561317,1767.375821561317,null,1147.938858738293,1147.938858738293,1147.938858738293,1147.938858738293,1147.938858738293,null,991.15862920316704,991.15862920316704,991.15862920316704,991.15862920316704,991.15862920316704,null,573.57559223280271,573.57559223280271,573.57559223280271,573.57559223280271,573.57559223280271]
["Battery capital cost",0,0,0,0,0,null,0,0,0,0,0,null,0,0,0,0,0,null,0,0,0,0,0]
["Battery O&M",0,0,0,0,0,null,0,0,0,0,0,null,0,0,0,0,0,null,0,0,0,0,0]
["Diesel capital cost",2993.22,2993.22,2993.22,2993.22,2993.22,null,3492.09,3492.09,3492.09,3492.09,3492.09,null,3990.96,3990.96,3990.96,3990.96,3990.96,null,5986.4400000000014,5986.4400000000014,5986.4400000000014,5986.4400000000014,5986.4400000000014]
["Diesel O&M (kW)",938.89972109999997,938.89972109999997,938.89972109999997,938.89972109999997,938.89972109999997,null,1095.3830079500001,1095.3830079500001,1095.3830079500001,1095.3830079500001,1095.3830079500001,null,1251.8662948000001,1251.8662948000001,1251.8662948000001,1251.8662948000001,1251.8662948000001,null,1877.7994421999999,1877.7994421999999,1877.7994421999999,1877.7994421999999,1877.7994421999999]
["Diesel O&M (kWh)",1736.0398754737,1594.1890133138641,1452.33814885059,1310.4872829332769,1168.6364208598191,null,2121.1100765863512,1979.206666187069,1837.3032557877891,1695.3998453885019,1553.4964349892109,null,2216.369782559319,2074.4663721600218,1932.562961760726,1790.659551361425,1648.756140962128,null,2480.4762012234842,2338.5202437364728,2196.564286249461,2054.6083287624479,1912.6523712754349]
["Fuel cost",29466.404440402071,27058.720761200319,24651.037042901531,22243.35329992283,19835.669622187219,null,36002.333968424158,33593.758369803953,31185.18277118379,28776.607172563508,26368.031573943161,null,37619.209860924791,35210.63426230436,32802.058663683907,30393.483065063399,27984.907466442939,null,42101.979328153167,39692.511829663017,37283.04433117283,34873.576832682622,32464.10933419245]
["REopt LCC",51020.3,48470.8,45921.2,43371.6,40822.1,null,53029.3,50478.8,47928.3,45377.7,42827.199999999997,null,53987.7,51437.1,48886.6,46336.1,43785.599999999999,null,57602.8,55051.4,52499.9,49948.5,47397]
[]
["TMY_highPVBatt_MedDiesel_32_PB_business",100,95,90,85,80,"TMY_highPVBatt_MedDiesel_32_PB_nrel",100,95,90,85,80,"TMY_highPVBatt_MedDiesel_32_PB_average",100,95,90,85,80,"TMY_highPVBatt_MedDiesel_32_PB_residential",100,95,90,85,80]
["PV kW",33.984000000000002,23.638000000000002,18.899999999999999,17.300999999999998,15.865,null,35.822000000000003,24.411999999999999,19.626999999999999,17.734000000000002,16.521000000000001,null,35.756999999999998,24.398,19.913,17.908999999999999,16.655999999999999,null,36.548000000000002,24.76,20.989000000000001,19.047000000000001,17.363]
["Battery kW",4.76,4.76,4.76,3.7290000000000001,3.1040000000000001,null,6.077,5.8310000000000004,5.5330000000000004,4.8650000000000002,4.28,null,6.78,6.78,6.2320000000000002,5.5140000000000002,4.7350000000000003,null,10.62,10.62,9.35,7.758,6.8]
["Battery kWh",132.20099999999999,33.447000000000003,32.274999999999999,29.219000000000001,25.895,null,146.965,48.542999999999999,47.656999999999996,44.890999999999998,40.896000000000001,null,149.62700000000001,50.686,49.530999999999999,46.8,43.011000000000003,null,158.452,58.228999999999999,56.042999999999999,52.914000000000001,49.601999999999997]
["Generator kW",0,0,0,0,0,null,0,0,0,0,0,null,0,0,0,0,0,null,0,0,0,0,0]
["PV capital cost",74764.14,52003.600000000013,41579.339999999997,38062.199999999997,34903.879999999997,null,78809.06,53705.96,43178.3,39014.579999999987,36346.639999999999,null,78664.3,53675.16,43808.160000000003,39400.239999999998,36644.080000000002,null,80404.94,54472,46176.68,41902.519999999997,38197.72]
["PV O&M",9359.4706925708469,6510.1554048261287,5205.1774306029429,4764.8785285936556,4369.4990929743817,null,9865.8405938870874,6723.2681153877011,5405.3458436762839,4884.1037707778178,4550.1133545229468,null,9847.7185774035643,6719.4123671997168,5484.1958941205567,4932.3832463030749,4587.3488655954789,null,10065.62343214163,6819.1660810345602,5780.7029297765257,5245.6352455182896,4781.8438206207857]
["Battery capital cost",106041.12611584,31553.644827839998,30669.715814840001,26994.560286479398,23656.577756081078,null,118927.336792962,44363.786440747397,43299.896641514279,40325.721281624261,36534.134979443101,null,121869.54632251999,47241.09197152,45642.398968017653,42627.899989537516,38734.374255468021,null,133629.20825908001,58033.704341080003,54697.398025768118,50221.037888301697,46450.176220375841]
["Battery O&M",24824.696405828221,6280.6006823486514,6060.5413657172339,5486.6670781864914,4862.5992115657436,null,27597.079502292301,9115.3830542770374,8949.0100236981179,8429.591919991175,7679.44859882112,null,28096.949713805941,9517.7579187516531,9300.9096391663988,8788.0450555127336,8076.5468468631534,null,29754.10772154744,10934.16326000869,10523.69507993819,9936.2067464515021,9314.3171271837055]
["Diesel capital cost",0,0,0,0,0,null,0,0,0,0,0,null,0,0,0,0,0,null,0,0,0,0,0]
["Diesel O&M (kW)",0,0,0,0,0,null,0,0,0,0,0,null,0,0,0,0,0,null,0,0,0,0,0]
["Diesel O&M (kWh)",0,0,0,0,0,null,0,0,0,0,0,null,0,0,0,0,0,null,0,0,0,0,0]
["Fuel cost",0,0,0,0,0,null,0,0,0,0,0,null,0,0,0,0,0,null,0,0,0,0,0]
["REopt LCC",214989,96347.7,83514.7,75308,67792.5,null,235199,113908,100832,92653.8,85110.3,null,238478,117153,104235,95748.5,88042.3,null,253853,130259,117178,107305,98744]
[]
["TMY_highPVBatt_MedDiesel_32_D_business",100,95,90,85,80,"TMY_highPVBatt_MedDiesel_32_D_nrel",100,95,90,85,80,"TMY_highPVBatt_MedDiesel_32_D_average",100,95,90,85,80,"TMY_highPVBatt_MedDiesel_32_D_residential",100,95,90,85,80]
["PV kW",0,0,0,0,0,null,0,0,0,0,0,null,0,0,0,0,0,null,0,0,0,0,0]
["Battery kW",0,0,0,0,0,null,0,0,0,0,0,null,0,0,0,0,0,null,0,0,0,0,0]
["Battery kWh",0,0,0,0,0,null,0,0,0,0,0,null,0,0,0,0,0,null,0,0,0,0,0]
["Generator kW",6,6,6,6,6,null,7,7,7,7,7,null,8,8,8,8,8,null,12,12,12,12,12]
["PV capital cost",0,0,0,0,0,null,0,0,0,0,0,null,0,0,0,0,0,null,0,0,0,0,0]
["PV O&M",0,0,0,0,0,null,0,0,0,0,0,null,0,0,0,0,0,null,0,0,0,0,0]
["Battery capital cost",0,0,0,0,0,null,0,0,0,0,0,null,0,0,0,0,0,null,0,0,0,0,0]
["Battery O&M",0,0,0,0,0,null,0,0,0,0,0,null,0,0,0,0,0,null,0,0,0,0,0]
["Diesel capital cost",2993.22,2993.22,2993.22,2993.22,2993.22,null,3492.09,3492.09,3492.09,3492.09,3492.09,null,3990.96,3990.96,3990.96,3990.96,3990.96,null,5986.4400000000014,5986.4400000000014,5986.4400000000014,5986.4400000000014,5986.4400000000014]
["Diesel O&M (kW)",938.89972109999997,938.89972109999997,938.89972109999997,938.89972109999997,938.89972109999997,null,1095.3830079500001,1095.3830079500001,1095.3830079500001,1095.3830079500001,1095.3830079500001,null,1251.8662948000001,1251.8662948000001,1251.8662948000001,1251.8662948000001,1251.8662948000001,null,1877.7994421999999,1877.7994421999999,1877.7994421999999,1877.7994421999999,1877.7994421999999]
["Diesel O&M (kWh)",2837.0172662311311,2695.166402919599,2553.3155396080379,2411.4646762964858,2269.613812984936,null,2838.0682079856738,2696.164797586418,2554.2613871871408,2412.3579767878659,2270.4545663885879,null,2838.0682079856829,2696.1647975864062,2554.2613871871208,2412.3579767878368,2270.4545663885492,null,2839.119149740191,2697.163192253191,2555.2072347661801,2413.2512772791752,2271.2953197921629]
["Fuel cost",48153.673975005862,45745.99027625598,43338.306577505617,40930.622878755406,38522.939180005233,null,48171.511972404529,45762.93637378476,43354.360775164663,40945.785176544581,38537.209577924463,null,48171.511972404667,45762.936373784578,43354.360775164321,40945.785176544101,38537.209577923793,null,48189.349969802759,45779.882471312769,43370.414972822597,40960.947474332548,38551.479975842383]
["REopt LCC",54923.6,52374,49824.5,47274.9,44725.3,null,55597.9,53047.4,50496.800000000003,47946.3,45395.8,null,56253.2,53702.7,51152.2,48601.7,46051.199999999997,null,58893.599999999999,56342.1,53790.7,51239.199999999997,48687.8]
[]
["TMY_highPVBatt_LowDiesel_44_PBD_business",100,95,90,85,80,"TMY_highPVBatt_LowDiesel_44_PBD_nrel",100,95,90,85,80,"TMY_highPVBatt_LowDiesel_44_PBD_average",100,95,90,85,80,"TMY_highPVBatt_LowDiesel_44_PBD_residential",100,95,90,85,80]
["PV kW",6.5469999999999997,6.5469999999999997,6.5469999999999997,6.5469999999999997,6.5469999999999997,null,4.2789999999999999,4.2789999999999999,4.2789999999999999,4.2789999999999999,4.2789999999999999,null,3.7050000000000001,3.7050000000000001,3.7050000000000001,3.7050000000000001,3.7050000000000001,null,2.1589999999999998,2.1589999999999998,2.1589999999999998,2.1589999999999998,2.1589999999999998]
["Battery kW",0,0,0,0,0,null,0,0,0,0,0,null,0,0,0,0,0,null,0,0,0,0,0]
["Battery kWh",0,0,0,0,0,null,0,0,0,0,0,null,0,0,0,0,0,null,0,0,0,0,0]
["Generator kW",6,6,6,6,6,null,7,7,7,7,7,null,8,8,8,8,8,null,12,12,12,12,12]
["PV capital cost",14403.268,14403.268,14403.268,14403.268,14403.268,null,9413.69,9413.69,9413.69,9413.69,9413.69,null,8151,8151,8151,8151,8151,null,4750.3280000000004,4750.3280000000004,4750.3280000000004,4750.3280000000004,4750.3280000000004]
["PV O&M",1803.096574417141,1803.096574417141,1803.096574417141,1803.096574417141,1803.096574417141,null,1178.4681220695811,1178.4681220695811,1178.4681220695811,1178.4681220695811,1178.4681220695811,null,1020.39621689148,1020.39621689148,1020.39621689148,1020.39621689148,1020.39621689148,null,594.67755124446944,594.67755124446944,594.67755124446944,594.67755124446944,594.67755124446944]
["Battery capital cost",0,0,0,0,0,null,0,0,0,0,0,null,0,0,0,0,0,null,0,0,0,0,0]
["Battery O&M",0,0,0,0,0,null,0,0,0,0,0,null,0,0,0,0,0,null,0,0,0,0,0]
["Diesel capital cost",2244.96,2244.96,2244.96,2244.96,2244.96,null,2619.12,2619.12,2619.12,2619.12,2619.12,null,2993.28,2993.28,2993.28,2993.28,2993.28,null,4489.92,4489.92,4489.92,4489.92,4489.92]
["Diesel O&M (kW)",938.89972109999997,938.89972109999997,938.89972109999997,938.89972109999997,938.89972109999997,null,1095.3830079500001,1095.3830079500001,1095.3830079500001,1095.3830079500001,1095.3830079500001,null,1251.8662948000001,1251.8662948000001,1251.8662948000001,1251.8662948000001,1251.8662948000001,null,1877.7994421999999,1877.7994421999999,1877.7994421999999,1877.7994421999999,1877.7994421999999]
["Diesel O&M (kWh)",1718.9894282893031,1577.138564977748,1435.2877016661921,1293.43683832585,1151.585969558035,null,2106.498088376979,1964.5946779777009,1822.691267578417,1680.7878571791309,1538.884446779844,null,2202.420712257127,2060.517301857828,1918.613891458531,1776.710481059235,1634.8070706599401,null,2470.4381935564711,2328.4822360694552,2186.526278582442,2044.570321095433,1902.6143636084209]
["Fuel cost",32094.701442165711,29446.24937354041,26797.797304915101,24149.345235752331,21500.893065254961,null,39329.75161006851,36680.318451586361,34030.885293104111,31381.452134621799,28732.01897613949,null,41120.692219893113,38471.259061410579,35821.825902928067,33172.392744445613,30522.959585963152,null,46124.760832545428,43474.346584206192,40823.932335866957,38173.518087527817,35523.103839188618]
["REopt LCC",53204.4,50414,47623.7,44833.4,42043,null,55743.5,52952.1,50160.800000000003,47369.4,44578,null,56740.3,53948.9,51157.599999999999,48366.2,45574.8,null,60308.7,57516.3,54723.9,51931.5,49139.1]
[]
["TMY_highPVBatt_LowDiesel_44_PB_business",100,95,90,85,80,"TMY_highPVBatt_LowDiesel_44_PB_nrel",100,95,90,85,80,"TMY_highPVBatt_LowDiesel_44_PB_average",100,95,90,85,80,"TMY_highPVBatt_LowDiesel_44_PB_residential",100,95,90,85,80]
["PV kW",33.984000000000002,23.638000000000002,18.899999999999999,17.300999999999998,15.865,null,35.822000000000003,24.411999999999999,19.626999999999999,17.734000000000002,16.521000000000001,null,35.756999999999998,24.398,19.913,17.908999999999999,16.655999999999999,null,36.548000000000002,24.76,20.989000000000001,19.047000000000001,17.363]
["Battery kW",4.76,4.76,4.76,3.7290000000000001,3.1040000000000001,null,6.077,5.8310000000000004,5.5330000000000004,4.8650000000000002,4.28,null,6.78,6.78,6.2320000000000002,5.5140000000000002,4.7350000000000003,null,10.62,10.62,9.35,7.758,6.8]
["Battery kWh",132.20099999999999,33.447000000000003,32.274999999999999,29.219000000000001,25.895,null,146.965,48.542999999999999,47.656999999999996,44.890999999999998,40.896000000000001,null,149.62700000000001,50.686,49.530999999999999,46.8,43.011000000000003,null,158.452,58.228999999999999,56.042999999999999,52.914000000000001,49.601999999999997]
["Generator kW",0,0,0,0,0,null,0,0,0,0,0,null,0,0,0,0,0,null,0,0,0,0,0]
["PV capital cost",74764.14,52003.600000000013,41579.339999999997,38062.199999999997,34903.879999999997,null,78809.06,53705.96,43178.3,39014.579999999987,36346.639999999999,null,78664.3,53675.16,43808.160000000003,39400.239999999998,36644.080000000002,null,80404.94,54472,46176.68,41902.519999999997,38197.72]
["PV O&M",9359.4706925708469,6510.1554048261287,5205.1774306029429,4764.8785285936556,4369.4990929743817,null,9865.8405938870874,6723.2681153877011,5405.3458436762839,4884.1037707778178,4550.1133545229468,null,9847.7185774035643,6719.4123671997168,5484.1958941205567,4932.3832463030749,4587.3488655954789,null,10065.62343214163,6819.1660810345602,5780.7029297765257,5245.6352455182896,4781.8438206207857]
["Battery capital cost",106041.12611584,31553.644827839998,30669.715814840001,26994.560286479398,23656.577756081078,null,118927.336792962,44363.786440747397,43299.896641514279,40325.721281624261,36534.134979443101,null,121869.54632251999,47241.09197152,45642.398968017653,42627.899989537516,38734.374255468021,null,133629.20825908001,58033.704341080003,54697.398025768118,50221.037888301697,46450.176220375841]
["Battery O&M",24824.696405828221,6280.6006823486514,6060.5413657172339,5486.6670781864914,4862.5992115657436,null,27597.079502292301,9115.3830542770374,8949.0100236981179,8429.591919991175,7679.44859882112,null,28096.949713805941,9517.7579187516531,9300.9096391663988,8788.0450555127336,8076.5468468631534,null,29754.10772154744,10934.16326000869,10523.69507993819,9936.2067464515021,9314.3171271837055]
["Diesel capital cost",0,0,0,0,0,null,0,0,0,0,0,null,0,0,0,0,0,null,0,0,0,0,0]
["Diesel O&M (kW)",0,0,0,0,0,null,0,0,0,0,0,null,0,0,0,0,0,null,0,0,0,0,0]
["Diesel O&M (kWh)",0,0,0,0,0,null,0,0,0,0,0,null,0,0,0,0,0,null,0,0,0,0,0]
["Fuel cost",0,0,0,0,0,null,0,0,0,0,0,null,0,0,0,0,0,null,0,0,0,0,0]
["REopt LCC",214989,96347.7,83514.7,75308,67792.5,null,235199,113908,100832,92653.8,85110.3,null,238478,117153,104235,95748.5,88042.3,null,253853,130259,117178,107305,98744]
[]
["TMY_highPVBatt_LowDiesel_44_D_business",100,95,90,85,80,"TMY_highPVBatt_LowDiesel_44_D_nrel",100,95,90,85,80,"TMY_highPVBatt_LowDiesel_44_D_average",100,95,90,85,80,"TMY_highPVBatt_LowDiesel_44_D_residential",100,95,90,85,80]
["PV kW",0,0,0,0,0,null,0,0,0,0,0,null,0,0,0,0,0,null,0,0,0,0,0]
["Battery kW",0,0,0,0,0,null,0,0,0,0,0,null,0,0,0,0,0,null,0,0,0,0,0]
["Battery kWh",0,0,0,0,0,null,0,0,0,0,0,null,0,0,0,0,0,null,0,0,0,0,0]
["Generator kW",6,6,6,6,6,null,7,7,7,7,7,null,8,8,8,8,8,null,12,12,12,12,12]
["PV capital cost",0,0,0,0,0,null,0,0,0,0,0,null,0,0,0,0,0,null,0,0,0,0,0]
["PV O&M",0,0,0,0,0,null,0,0,0,0,0,null,0,0,0,0,0,null,0,0,0,0,0]
["Battery capital cost",0,0,0,0,0,null,0,0,0,0,0,null,0,0,0,0,0,null,0,0,0,0,0]
["Battery O&M",0,0,0,0,0,null,0,0,0,0,0,null,0,0,0,0,0,null,0,0,0,0,0]
["Diesel capital cost",2244.96,2244.96,2244.96,2244.96,2244.96,null,2619.12,2619.12,2619.12,2619.12,2619.12,null,2993.28,2993.28,2993.28,2993.28,2993.28,null,4489.92,4489.92,4489.92,4489.92,4489.92]
["Diesel O&M (kW)",938.89972109999997,938.89972109999997,938.89972109999997,938.89972109999997,938.89972109999997,null,1095.3830079500001,1095.3830079500001,1095.3830079500001,1095.3830079500001,1095.3830079500001,null,1251.8662948000001,1251.8662948000001,1251.8662948000001,1251.8662948000001,1251.8662948000001,null,1877.7994421999999,1877.7994421999999,1877.7994421999999,1877.7994421999999,1877.7994421999999]
["Diesel O&M (kWh)",2837.0172662311311,2695.166402919594,2553.3155396080292,2411.464676296484,2269.6138129849351,null,2838.0682079856738,2696.164797586418,2554.2613871871408,2412.3579767878659,2270.4545663885879,null,2838.0682079856829,2696.1647975864062,2554.2613871871208,2412.3579767878368,2270.4545663885478,null,2839.119149740191,2697.1631922531901,2555.2072347661801,2413.2512772791752,2271.2953197921629]
["Fuel cost",52969.041372506457,50320.58930388149,47672.137235256021,45023.685166630923,42375.23309800573,null,52988.663169644977,50339.230011163243,47689.796852681131,45040.363694199048,42390.930535716892,null,52988.663169645137,50339.230011163017,47689.796852680753,45040.363694198502,42390.930535716157,null,53008.284966783038,50357.870718444028,47707.456470104888,45057.042221765798,42406.627973426621]
["REopt LCC",58990.7,56200.4,53410,50619.7,47829.4,null,59542,56750.7,53959.3,51167.9,48376.6,null,60072.7,57281.3,54490,51698.6,48907.199999999997,null,62216,59423.6,56631.199999999997,53838.8,51046.400000000001]
[]
["TMY_highPVBatt_LowDiesel_36_PBD_business",100,95,90,85,80,"TMY_highPVBatt_LowDiesel_36_PBD_nrel",100,95,90,85,80,"TMY_highPVBatt_LowDiesel_36_PBD_average",100,95,90,85,80,"TMY_highPVBatt_LowDiesel_36_PBD_residential",100,95,90,85,80]
["PV kW",6.1879999999999997,6.1879999999999997,6.1879999999999997,6.1879999999999997,6.1879999999999997,null,3.988,3.988,3.988,3.988,3.988,null,3.5059999999999998,3.5059999999999998,3.5059999999999998,3.5059999999999998,3.5059999999999998,null,2.0139999999999998,2.0139999999999998,2.0139999999999998,2.0139999999999998,2.0139999999999998]
["Battery kW",0,0,0,0,0,null,0,0,0,0,0,null,0,0,0,0,0,null,0,0,0,0,0]
["Battery kWh",0,0,0,0,0,null,0,0,0,0,0,null,0,0,0,0,0,null,0,0,0,0,0]
["Generator kW",6,6,6,6,6,null,7,7,7,7,7,null,8,8,8,8,8,null,12,12,12,12,12]
["PV capital cost",13613.182000000001,13613.182000000001,13613.182000000001,13613.182000000001,13613.182000000001,null,8772.5660000000007,8772.5660000000007,8772.5660000000007,8772.5660000000007,8772.5660000000007,null,7712.2760000000007,7712.2760000000007,7712.2760000000007,7712.2760000000007,7712.2760000000007,null,4431.2400000000007,4431.2400000000007,4431.2400000000007,4431.2400000000007,4431.2400000000007]
["PV O&M",1704.188371077805,1704.188371077805,1704.188371077805,1704.188371077805,1704.188371077805,null,1098.2079694308461,1098.2079694308461,1098.2079694308461,1098.2079694308461,1098.2079694308461,null,965.47383805949642,965.47383805949642,965.47383805949642,965.47383805949642,965.47383805949642,null,554.73200001695523,554.73200001695523,554.73200001695523,554.73200001695523,554.73200001695523]
["Battery capital cost",0,0,0,0,0,null,0,0,0,0,0,null,0,0,0,0,0,null,0,0,0,0,0]
["Battery O&M",0,0,0,0,0,null,0,0,0,0,0,null,0,0,0,0,0,null,0,0,0,0,0]
["Diesel capital cost",2244.96,2244.96,2244.96,2244.96,2244.96,null,2619.12,2619.12,2619.12,2619.12,2619.12,null,2993.28,2993.28,2993.28,2993.28,2993.28,null,4489.92,4489.92,4489.92,4489.92,4489.92]
["Diesel O&M (kW)",938.89972109999997,938.89972109999997,938.89972109999997,938.89972109999997,938.89972109999997,null,1095.3830079500001,1095.3830079500001,1095.3830079500001,1095.3830079500001,1095.3830079500001,null,1251.8662948000001,1251.8662948000001,1251.8662948000001,1251.8662948000001,1251.8662948000001,null,1877.7994421999999,1877.7994421999999,1877.7994421999999,1877.7994421999999,1877.7994421999999]
["Diesel O&M (kWh)",1769.5795184886681,1627.728655839353,1485.8777918655601,1344.0269291298671,1202.1760591527559,null,2147.3215941181979,2005.418183718918,1863.5147733196391,1721.6113629203519,1579.707952521062,null,2229.9418646048712,2088.0384542055772,1946.13504380628,1804.231633406984,1662.3282230076859,null,2490.394521331516,2348.4385638445069,2206.4826063574928,2064.526648870481,1922.570691383467]
["Fuel cost",27032.115947400129,24865.200628641262,22698.28528964967,20531.369969571311,18364.45453887296,null,32802.507998134322,30634.789959376161,28467.07192061804,26299.353881859781,24131.635843101471,null,34064.616147593893,31896.898108835521,29729.18007007712,27561.46203131873,25393.743992560321,null,38043.293761051013,35874.773012409889,33706.2522637687,31537.731515127522,29369.210766486329]
["REopt LCC",47303.4,44994.6,42685.8,40377,38068.199999999997,null,48535.7,46226.1,43916.4,41606.699999999997,39297.1,null,49218.1,46908.4,44598.8,42289.1,39979.5,null,51888.2,49577.7,47267.1,44956.6,42646.1]
[]
["TMY_highPVBatt_LowDiesel_36_PB_business",100,95,90,85,80,"TMY_highPVBatt_LowDiesel_36_PB_nrel",100,95,90,85,80,"TMY_highPVBatt_LowDiesel_36_PB_average",100,95,90,85,80,"TMY_highPVBatt_LowDiesel_36_PB_residential",100,95,90,85,80]
["PV kW",33.984000000000002,23.638000000000002,18.899999999999999,17.300999999999998,15.865,null,35.822000000000003,24.411999999999999,19.626999999999999,17.734000000000002,16.521000000000001,null,35.756999999999998,24.398,19.913,17.908999999999999,16.655999999999999,null,36.548000000000002,24.76,20.989000000000001,19.047000000000001,17.363]
["Battery kW",4.76,4.76,4.76,3.7290000000000001,3.1040000000000001,null,6.077,5.8310000000000004,5.5330000000000004,4.8650000000000002,4.28,null,6.78,6.78,6.2320000000000002,5.5140000000000002,4.7350000000000003,null,10.62,10.62,9.35,7.758,6.8]
["Battery kWh",132.20099999999999,33.447000000000003,32.274999999999999,29.219000000000001,25.895,null,146.965,48.542999999999999,47.656999999999996,44.890999999999998,40.896000000000001,null,149.62700000000001,50.686,49.530999999999999,46.8,43.011000000000003,null,158.452,58.228999999999999,56.042999999999999,52.914000000000001,49.601999999999997]
["Generator kW",0,0,0,0,0,null,0,0,0,0,0,null,0,0,0,0,0,null,0,0,0,0,0]
["PV capital cost",74764.14,52003.600000000013,41579.339999999997,38062.199999999997,34903.879999999997,null,78809.06,53705.96,43178.3,39014.579999999987,36346.639999999999,null,78664.3,53675.16,43808.160000000003,39400.239999999998,36644.080000000002,null,80404.94,54472,46176.68,41902.519999999997,38197.72]
["PV O&M",9359.4706925708469,6510.1554048261287,5205.1774306029429,4764.8785285936556,4369.4990929743817,null,9865.8405938870874,6723.2681153877011,5405.3458436762839,4884.1037707778178,4550.1133545229468,null,9847.7185774035643,6719.4123671997168,5484.1958941205567,4932.3832463030749,4587.3488655954789,null,10065.62343214163,6819.1660810345602,5780.7029297765257,5245.6352455182896,4781.8438206207857]
["Battery capital cost",106041.12611584,31553.644827839998,30669.715814840001,26994.560286479398,23656.577756081078,null,118927.336792962,44363.786440747397,43299.896641514279,40325.721281624261,36534.134979443101,null,121869.54632251999,47241.09197152,45642.398968017653,42627.899989537516,38734.374255468021,null,133629.20825908001,58033.704341080003,54697.398025768118,50221.037888301697,46450.176220375841]
["Battery O&M",24824.696405828221,6280.6006823486514,6060.5413657172339,5486.6670781864914,4862.5992115657436,null,27597.079502292301,9115.3830542770374,8949.0100236981179,8429.591919991175,7679.44859882112,null,28096.949713805941,9517.7579187516531,9300.9096391663988,8788.0450555127336,8076.5468468631534,null,29754.10772154744,10934.16326000869,10523.69507993819,9936.2067464515021,9314.3171271837055]
["Diesel capital cost",0,0,0,0,0,null,0,0,0,0,0,null,0,0,0,0,0,null,0,0,0,0,0]
["Diesel O&M (kW)",0,0,0,0,0,null,0,0,0,0,0,null,0,0,0,0,0,null,0,0,0,0,0]
["Diesel O&M (kWh)",0,0,0,0,0,null,0,0,0,0,0,null,0,0,0,0,0,null,0,0,0,0,0]
["Fuel cost",0,0,0,0,0,null,0,0,0,0,0,null,0,0,0,0,0,null,0,0,0,0,0]
["REopt LCC",214989,96347.7,83514.7,75308,67792.5,null,235199,113908,100832,92653.8,85110.3,null,238478,117153,104235,95748.5,88042.3,null,253853,130259,117178,107305,98744]
[]
["TMY_highPVBatt_LowDiesel_36_D_business",100,95,90,85,80,"TMY_highPVBatt_LowDiesel_36_D_nrel",100,95,90,85,80,"TMY_highPVBatt_LowDiesel_36_D_average",100,95,90,85,80,"TMY_highPVBatt_LowDiesel_36_D_residential",100,95,90,85,80]
["PV kW",0,0,0,0,0,null,0,0,0,0,0,null,0,0,0,0,0,null,0,0,0,0,0]
["Battery kW",0,0,0,0,0,null,0,0,0,0,0,null,0,0,0,0,0,null,0,0,0,0,0]
["Battery kWh",0,0,0,0,0,null,0,0,0,0,0,null,0,0,0,0,0,null,0,0,0,0,0]
["Generator kW",6,6,6,6,6,null,7,7,7,7,7,null,8,8,8,8,8,null,12,12,12,12,12]
["PV capital cost",0,0,0,0,0,null,0,0,0,0,0,null,0,0,0,0,0,null,0,0,0,0,0]
["PV O&M",0,0,0,0,0,null,0,0,0,0,0,null,0,0,0,0,0,null,0,0,0,0,0]
["Battery capital cost",0,0,0,0,0,null,0,0,0,0,0,null,0,0,0,0,0,null,0,0,0,0,0]
["Battery O&M",0,0,0,0,0,null,0,0,0,0,0,null,0,0,0,0,0,null,0,0,0,0,0]
["Diesel capital cost",2244.96,2244.96,2244.96,2244.96,2244.96,null,2619.12,2619.12,2619.12,2619.12,2619.12,null,2993.28,2993.28,2993.28,2993.28,2993.28,null,4489.92,4489.92,4489.92,4489.92,4489.92]
["Diesel O&M (kW)",938.89972109999997,938.89972109999997,938.89972109999997,938.89972109999997,938.89972109999997,null,1095.3830079500001,1095.3830079500001,1095.3830079500001,1095.3830079500001,1095.3830079500001,null,1251.8662948000001,1251.8662948000001,1251.8662948000001,1251.8662948000001,1251.8662948000001,null,1877.7994421999999,1877.7994421999999,1877.7994421999999,1877.7994421999999,1877.7994421999999]
["Diesel O&M (kWh)",2837.0172662311311,2695.166402919599,2553.3155396080329,2411.464676296484,2269.6138129849278,null,2838.0682079856738,2696.164797586418,2554.2613871871408,2412.3579767878659,2270.4545663885879,null,2838.0682079856829,2696.1647975864062,2554.2613871871208,2412.3579767878368,2270.4545663885492,null,2839.119149740191,2697.163192253191,2555.2072347661801,2413.2512772791752,2271.2953197921629]
["Fuel cost",43338.306577505289,41171.391248630367,39004.475919754987,36837.560590879839,34670.645262004567,null,43354.360775164059,41186.642736406291,39018.924697648203,36851.206658890122,34683.488620131997,null,43354.360775164198,41186.642736406109,39018.92469764789,36851.206658889692,34683.488620131408,null,43370.414972822473,41201.894224181488,39033.373475540349,36864.852726899277,34696.331978258131]
["REopt LCC",49360,47051.199999999997,44742.400000000001,42433.599999999999,40124.800000000003,null,49907.7,47598.1,45288.4,42978.8,40669.1,null,50438.400000000001,48128.800000000003,45819.1,43509.4,41199.800000000003,null,52578.2,50267.6,47957.1,45646.6,43336.1]
[]
["TMY_highPVBatt_LowDiesel_32_PBD_business",100,95,90,85,80,"TMY_highPVBatt_LowDiesel_32_PBD_nrel",100,95,90,85,80,"TMY_highPVBatt_LowDiesel_32_PBD_average",100,95,90,85,80,"TMY_highPVBatt_LowDiesel_32_PBD_residential",100,95,90,85,80]
["PV kW",5.351,5.351,5.351,5.351,5.351,null,3.6640000000000001,3.6640000000000001,3.6640000000000001,3.6640000000000001,3.6640000000000001,null,3.3210000000000002,3.3210000000000002,3.3210000000000002,3.3210000000000002,3.3210000000000002,null,1.835,1.835,1.835,1.835,1.835]
["Battery kW",0,0,0,0,0,null,0,0,0,0,0,null,0,0,0,0,0,null,0,0,0,0,0]
["Battery kWh",0,0,0,0,0,null,0,0,0,0,0,null,0,0,0,0,0,null,0,0,0,0,0]
["Generator kW",6,6,6,6,6,null,7,7,7,7,7,null,8,8,8,8,8,null,12,12,12,12,12]
["PV capital cost",11771.606,11771.606,11771.606,11771.606,11771.606,null,8061.0639999999994,8061.0639999999994,8061.0639999999994,8061.0639999999994,8061.0639999999994,null,7306.2660000000014,7306.2660000000014,7306.2660000000014,7306.2660000000014,7306.2660000000014,null,4037.3519999999999,4037.3519999999999,4037.3519999999999,4037.3519999999999,4037.3519999999999]
["PV O&M",1473.6476787065451,1473.6476787065451,1473.6476787065451,1473.6476787065451,1473.6476787065451,null,1009.137432182566,1009.137432182566,1009.137432182566,1009.137432182566,1009.137432182566,null,914.64681462432168,914.64681462432168,914.64681462432168,914.64681462432168,914.64681462432168,null,505.42248890433689,505.42248890433689,505.42248890433689,505.42248890433689,505.42248890433689]
["Battery capital cost",0,0,0,0,0,null,0,0,0,0,0,null,0,0,0,0,0,null,0,0,0,0,0]
["Battery O&M",0,0,0,0,0,null,0,0,0,0,0,null,0,0,0,0,0,null,0,0,0,0,0]
["Diesel capital cost",2244.96,2244.96,2244.96,2244.96,2244.96,null,2619.12,2619.12,2619.12,2619.12,2619.12,null,2993.28,2993.28,2993.28,2993.28,2993.28,null,4489.92,4489.92,4489.92,4489.92,4489.92]
["Diesel O&M (kW)",938.89972109999997,938.89972109999997,938.89972109999997,938.89972109999997,938.89972109999997,null,1095.3830079500001,1095.3830079500001,1095.3830079500001,1095.3830079500001,1095.3830079500001,null,1251.8662948000001,1251.8662948000001,1251.8662948000001,1251.8662948000001,1251.8662948000001,null,1877.7994421999999,1877.7994421999999,1877.7994421999999,1877.7994421999999,1877.7994421999999]
["Diesel O&M (kWh)",1905.7229548981161,1763.872093889993,1622.021228275004,1480.1703649634501,1338.3195028036171,null,2200.1593344550602,2058.255924055783,1916.3525136565011,1774.4491032572139,1632.545692857926,null,2259.865842125263,2117.9624317259681,1976.059021326673,1834.1556109273749,1692.25220052808,null,2519.609067766361,2377.6531102793479,2235.6971527923351,2093.741195305322,1951.785237818309]
["Fuel cost",25877.19516526127,23951.048237538598,22024.901247260801,20098.75428826061,18172.607344899261,null,29875.251460886531,27948.39098199044,26021.530503094269,24094.670024198051,22167.80954530181,null,30685.986802897769,28759.126324001441,26832.26584510511,24905.405366208739,22978.544887312379,null,34212.955990886861,32285.38199209471,30357.807993302551,28430.233994510399,26502.65999571823]
["REopt LCC",44212.6,42144.5,40076.5,38008.5,35940.400000000001,null,44860.7,42791.9,40723.1,38654.300000000003,36585.599999999999,null,45412.6,43343.8,41275,39206.199999999997,37137.4,null,47643.9,45574.3,43504.7,41435.199999999997,39365.599999999999]
[]
["TMY_highPVBatt_LowDiesel_32_PB_business",100,95,90,85,80,"TMY_highPVBatt_LowDiesel_32_PB_nrel",100,95,90,85,80,"TMY_highPVBatt_LowDiesel_32_PB_average",100,95,90,85,80,"TMY_highPVBatt_LowDiesel_32_PB_residential",100,95,90,85,80]
["PV kW",33.984000000000002,23.638000000000002,18.899999999999999,17.300999999999998,15.865,null,35.822000000000003,24.411999999999999,19.626999999999999,17.734000000000002,16.521000000000001,null,35.756999999999998,24.398,19.913,17.908999999999999,16.655999999999999,null,36.548000000000002,24.76,20.989000000000001,19.047000000000001,17.363]
["Battery kW",4.76,4.76,4.76,3.7290000000000001,3.1040000000000001,null,6.077,5.8310000000000004,5.5330000000000004,4.8650000000000002,4.28,null,6.78,6.78,6.2320000000000002,5.5140000000000002,4.7350000000000003,null,10.62,10.62,9.35,7.758,6.8]
["Battery kWh",132.20099999999999,33.447000000000003,32.274999999999999,29.219000000000001,25.895,null,146.965,48.542999999999999,47.656999999999996,44.890999999999998,40.896000000000001,null,149.62700000000001,50.686,49.530999999999999,46.8,43.011000000000003,null,158.452,58.228999999999999,56.042999999999999,52.914000000000001,49.601999999999997]
["Generator kW",0,0,0,0,0,null,0,0,0,0,0,null,0,0,0,0,0,null,0,0,0,0,0]
["PV capital cost",74764.14,52003.600000000013,41579.339999999997,38062.199999999997,34903.879999999997,null,78809.06,53705.96,43178.3,39014.579999999987,36346.639999999999,null,78664.3,53675.16,43808.160000000003,39400.239999999998,36644.080000000002,null,80404.94,54472,46176.68,41902.519999999997,38197.72]
["PV O&M",9359.4706925708469,6510.1554048261287,5205.1774306029429,4764.8785285936556,4369.4990929743817,null,9865.8405938870874,6723.2681153877011,5405.3458436762839,4884.1037707778178,4550.1133545229468,null,9847.7185774035643,6719.4123671997168,5484.1958941205567,4932.3832463030749,4587.3488655954789,null,10065.62343214163,6819.1660810345602,5780.7029297765257,5245.6352455182896,4781.8438206207857]
["Battery capital cost",106041.12611584,31553.644827839998,30669.715814840001,26994.560286479398,23656.577756081078,null,118927.336792962,44363.786440747397,43299.896641514279,40325.721281624261,36534.134979443101,null,121869.54632251999,47241.09197152,45642.398968017653,42627.899989537516,38734.374255468021,null,133629.20825908001,58033.704341080003,54697.398025768118,50221.037888301697,46450.176220375841]
["Battery O&M",24824.696405828221,6280.6006823486514,6060.5413657172339,5486.6670781864914,4862.5992115657436,null,27597.079502292301,9115.3830542770374,8949.0100236981179,8429.591919991175,7679.44859882112,null,28096.949713805941,9517.7579187516531,9300.9096391663988,8788.0450555127336,8076.5468468631534,null,29754.10772154744,10934.16326000869,10523.69507993819,9936.2067464515021,9314.3171271837055]
["Diesel capital cost",0,0,0,0,0,null,0,0,0,0,0,null,0,0,0,0,0,null,0,0,0,0,0]
["Diesel O&M (kW)",0,0,0,0,0,null,0,0,0,0,0,null,0,0,0,0,0,null,0,0,0,0,0]
["Diesel O&M (kWh)",0,0,0,0,0,null,0,0,0,0,0,null,0,0,0,0,0,null,0,0,0,0,0]
["Fuel cost",0,0,0,0,0,null,0,0,0,0,0,null,0,0,0,0,0,null,0,0,0,0,0]
["REopt LCC",214989,96347.7,83514.7,75308,67792.5,null,235199,113908,100832,92653.8,85110.3,null,238478,117153,104235,95748.5,88042.3,null,253853,130259,117178,107305,98744]
[]
["TMY_highPVBatt_LowDiesel_32_D_business",100,95,90,85,80,"TMY_highPVBatt_LowDiesel_32_D_nrel",100,95,90,85,80,"TMY_highPVBatt_LowDiesel_32_D_average",100,95,90,85,80,"TMY_highPVBatt_LowDiesel_32_D_residential",100,95,90,85,80]
["PV kW",0,0,0,0,0,null,0,0,0,0,0,null,0,0,0,0,0,null,0,0,0,0,0]
["Battery kW",0,0,0,0,0,null,0,0,0,0,0,null,0,0,0,0,0,null,0,0,0,0,0]
["Battery kWh",0,0,0,0,0,null,0,0,0,0,0,null,0,0,0,0,0,null,0,0,0,0,0]
["Generator kW",6,6,6,6,6,null,7,7,7,7,7,null,8,8,8,8,8,null,12,12,12,12,12]
["PV capital cost",0,0,0,0,0,null,0,0,0,0,0,null,0,0,0,0,0,null,0,0,0,0,0]
["PV O&M",0,0,0,0,0,null,0,0,0,0,0,null,0,0,0,0,0,null,0,0,0,0,0]
["Battery capital cost",0,0,0,0,0,null,0,0,0,0,0,null,0,0,0,0,0,null,0,0,0,0,0]
["Battery O&M",0,0,0,0,0,null,0,0,0,0,0,null,0,0,0,0,0,null,0,0,0,0,0]
["Diesel capital cost",2244.96,2244.96,2244.96,2244.96,2244.96,null,2619.12,2619.12,2619.12,2619.12,2619.12,null,2993.28,2993.28,2993.28,2993.28,2993.28,null,4489.92,4489.92,4489.92,4489.92,4489.92]
["Diesel O&M (kW)",938.89972109999997,938.89972109999997,938.89972109999997,938.89972109999997,938.89972109999997,null,1095.3830079500001,1095.3830079500001,1095.3830079500001,1095.3830079500001,1095.3830079500001,null,1251.8662948000001,1251.8662948000001,1251.8662948000001,1251.8662948000001,1251.8662948000001,null,1877.7994421999999,1877.7994421999999,1877.7994421999999,1877.7994421999999,1877.7994421999999]
["Diesel O&M (kWh)",2837.0172662311311,2695.1664029195881,2553.315539608036,2411.4646762964849,2269.613812984926,null,2838.0682079856738,2696.164797586418,2554.2613871871399,2412.3579767878709,2270.4545663885879,null,2838.0682079856829,2696.1647975864062,2554.2613871871222,2412.3579767878368,2270.4545663885492,null,2839.119149740191,2697.1631922531901,2555.2072347661801,2413.2512772791752,2271.2953197921629]
["Fuel cost",38522.939180004709,36596.792221004638,34670.64526200448,32744.498303004319,30818.351344004051,null,38537.209577923619,36610.349099027822,34683.488620131713,32756.628141235749,30829.76766233956,null,38537.209577923742,36610.349099027648,34683.488620131473,32756.62814123528,30829.76766233904,null,38551.479975842187,36623.905977050214,34696.331978258087,32768.757979466041,30841.183980673901]
["REopt LCC",44544.6,42476.6,40408.6,38340.5,36272.5,null,45090.6,43021.8,40953,38884.199999999997,36815.4,null,45621.3,43552.5,41483.699999999997,39414.9,37346.1,null,47759.199999999997,45689.7,43620.1,41550.5,39481]
[]
["TMY_medPVBatt_HighDiesel_44_PBD_business",100,95,90,85,80,"TMY_medPVBatt_HighDiesel_44_PBD_nrel",100,95,90,85,80,"TMY_medPVBatt_HighDiesel_44_PBD_average",100,95,90,85,80,"TMY_medPVBatt_HighDiesel_44_PBD_residential",100,95,90,85,80]
["PV kW",7.9809999999999999,7.9809999999999999,7.9809999999999999,7.9809999999999999,7.9809999999999999,null,5.2880000000000003,5.2880000000000003,5.2880000000000003,5.2880000000000003,5.2880000000000003,null,4.7130000000000001,4.7130000000000001,4.7130000000000001,4.7130000000000001,4.7130000000000001,null,3.3860000000000001,3.3860000000000001,3.3860000000000001,3.3860000000000001,3.3860000000000001]
["Battery kW",0,0,0,0,0,null,0,0,0,0,0,null,0,0,0,0,0,null,5.1999999999999998E-2,5.1999999999999998E-2,5.1999999999999998E-2,5.1999999999999998E-2,5.1999999999999998E-2]
["Battery kWh",0,0,0,0,0,null,0,0,0,0,0,null,0,0,0,0,0,null,0.224,0.224,0.224,0.224,0.224]
["Generator kW",6,6,6,6,6,null,7,7,7,7,7,null,8,8,8,8,8,null,12,12,12,12,12]
["PV capital cost",14366.376,14366.376,14366.376,14366.376,14366.376,null,9517.7520000000004,9517.7520000000004,9517.7520000000004,9517.7520000000004,9517.7520000000004,null,8483.5259999999998,8483.5259999999998,8483.5259999999998,8483.5259999999998,8483.5259999999998,null,6094.9259999999986,6094.9259999999986,6094.9259999999986,6094.9259999999986,6094.9259999999986]
["PV O&M",1798.4781892823639,1798.4781892823639,1798.4781892823639,1798.4781892823639,1798.4781892823639,null,1191.4952931065291,1191.4952931065291,1191.4952931065291,1191.4952931065291,1191.4952931065291,null,1062.024026045947,1062.024026045947,1062.024026045947,1062.024026045947,1062.024026045947,null,763.00324287001843,763.00324287001843,763.00324287001843,763.00324287001843,763.00324287001843]
["Battery capital cost",4.3361301136610758E-10,0,0,0,0,null,0,0,0,0,0,null,0,0,0,0,0,null,187.57935167222621,187.57935167222621,187.57935167222621,187.57935167222621,187.57935167222621]
["Battery O&M",0,0,0,0,0,null,0,0,0,0,0,null,0,0,0,0,0,null,35.112189353263553,35.112189353263553,35.112189353263553,35.112189353263553,35.112189353263553]
["Diesel capital cost",3741.54,3741.54,3741.54,3741.54,3741.54,null,4365.13,4365.13,4365.13,4365.13,4365.13,null,4988.72,4988.72,4988.72,4988.72,4988.72,null,7483.08,7483.08,7483.08,7483.08,7483.08]
["Diesel O&M (kW)",938.89972109999997,938.89972109999997,938.89972109999997,938.89972109999997,938.89972109999997,null,1095.3830079500001,1095.3830079500001,1095.3830079500001,1095.3830079500001,1095.3830079500001,null,1251.8662948000001,1251.8662948000001,1251.8662948000001,1251.8662948000001,1251.8662948000001,null,1877.7994421999999,1877.7994421999999,1877.7994421999999,1877.7994421999999,1877.7994421999999]
["Diesel O&M (kWh)",1590.8189407275991,1448.968077416047,1307.1172141044919,1165.266350792941,1023.415483896648,null,2013.58282652805,1871.6794161287689,1729.7760057294861,1587.8725953301971,1445.9691849309099,null,2111.859717087003,1969.956306687707,1828.052896288408,1686.1494858891131,1544.2460754898191,null,2346.719515357589,2204.763567807875,2062.8076137616172,1920.851678615036,1778.8950033489309]
["Fuel cost",44552.506936012847,40579.828833074956,36607.150730137037,32634.472627199211,28661.794423867032,null,56392.440741305349,52418.291003582053,48444.1412658587,44469.991528135157,40495.841790411723,null,59144.785295535352,55170.635557811627,51196.485820087823,47222.33608236412,43248.18634464046,null,65722.273483257741,61746.652389053103,57771.031112906137,53795.410366063901,49819.768891419539]
["REopt LCC",66988.800000000003,62874.3,58759.7,54645.1,50530.6,null,74576.2,70460.100000000006,66344,62227.9,58111.9,null,77043.3,72927.199999999997,68811.100000000006,64695,60578.9,null,84511.1,80393.5,76275.899999999994,72158.3,68040.7]
[]
["TMY_medPVBatt_HighDiesel_44_PB_business",100,95,90,85,80,"TMY_medPVBatt_HighDiesel_44_PB_nrel",100,95,90,85,80,"TMY_medPVBatt_HighDiesel_44_PB_average",100,95,90,85,80,"TMY_medPVBatt_HighDiesel_44_PB_residential",100,95,90,85,80]
["PV kW",33.984000000000002,23.616,18.888999999999999,17.193999999999999,15.765000000000001,null,35.822000000000003,24.393999999999998,19.523,17.689,16.407,null,35.756999999999998,24.398,19.824000000000002,17.852,16.620999999999999,null,36.548000000000002,24.760999999999999,20.890999999999998,18.989000000000001,17.314]
["Battery kW",4.76,4.76,4.76,3.8090000000000002,3.1629999999999998,null,6.077,5.8639999999999999,5.63,4.9039999999999999,4.3460000000000001,null,6.78,6.78,6.3159999999999998,5.5540000000000003,4.8010000000000002,null,10.62,10.62,9.4450000000000003,7.8029999999999999,6.8259999999999996]
["Battery kWh",132.20099999999999,33.506999999999998,32.302,29.393000000000001,26.082000000000001,null,146.965,48.542999999999999,47.798000000000002,44.957999999999998,41.106000000000002,null,149.62700000000001,50.686,49.651000000000003,46.898000000000003,43.015000000000001,null,158.452,58.228999999999999,56.177,53.003999999999998,49.695]
["Generator kW",0,0,0,0,0,null,0,0,0,0,0,null,0,0,0,0,0,null,0,0,0,0,0]
["PV capital cost",61170.66,42508.44,34000.019999999997,30949.200000000001,28377,null,64480.14,43909.919999999998,35142.120000000003,31839.66,29533.5,null,64361.7,43916.04,35683.019999999997,32132.880000000001,29917.8,null,65785.86,44569.98,37603.800000000003,34181.1,31165.74]
["PV O&M",7657.7487484670564,5321.4883280528111,4256.3479060525897,3874.426033102417,3552.4209847539601,null,8072.0513949985261,5496.9348855364406,4399.3235555816973,3985.8997191891772,3697.1993217475801,null,8057.2242906029169,5497.7010277088584,4467.0370034674288,4022.6069426853019,3745.3085434567438,null,8235.5100808431525,5579.5655721910098,4707.4929776400231,4279.0167009188272,3901.5339458500148]
["Battery capital cost",84515.813792951987,24962.987934951991,24235.637520952001,21532.273940432751,18890.22978246901,null,94737.185330398381,35135.854152838263,34452.780089090418,32016.57389787136,29135.399066811111,null,97044.219842355989,37342.050009355997,36254.983936194112,33834.178235188287,30740.557083163101,null,106196.734981124,45720.933187123999,43311.396335559431,39760.004812130523,36789.5019373291]
["Battery O&M",20687.24700485685,5243.3167891403191,5054.6918351713293,4599.497602053365,4081.3657909643298,null,22997.566251910252,7596.1525452308642,7479.5411998702439,7035.2382035170394,6432.480230899524,null,23414.124761504951,7931.4649322930454,7769.5986203754046,7338.6749450478746,6731.1442321814338,null,24795.0897679562,9111.8027166739084,8790.7303087150794,8294.193191211345,7776.4056433533806]
["Diesel capital cost",0,0,0,0,0,null,0,0,0,0,0,null,0,0,0,0,0,null,0,0,0,0,0]
["Diesel O&M (kW)",0,0,0,0,0,null,0,0,0,0,0,null,0,0,0,0,0,null,0,0,0,0,0]
["Diesel O&M (kWh)",0,0,0,0,0,null,0,0,0,0,0,null,0,0,0,0,0,null,0,0,0,0,0]
["Fuel cost",0,0,0,0,0,null,0,0,0,0,0,null,0,0,0,0,0,null,0,0,0,0,0]
["REopt LCC",174030,78035.399999999994,67545.899999999994,60954.8,54900.4,null,190286,92138,81473.100000000006,74876.7,68798.100000000006,null,192876,94686.399999999994,84173.9,77327.600000000006,71134.100000000006,null,205012,104981,94412.7,86513.7,79632.7]
[]
["TMY_medPVBatt_HighDiesel_44_D_business",100,95,90,85,80,"TMY_medPVBatt_HighDiesel_44_D_nrel",100,95,90,85,80,"TMY_medPVBatt_HighDiesel_44_D_average",100,95,90,85,80,"TMY_medPVBatt_HighDiesel_44_D_residential",100,95,90,85,80]
["PV kW",0,0,0,0,0,null,0,0,0,0,0,null,0,0,0,0,0,null,0,0,0,0,0]
["Battery kW",0,0,0,0,0,null,0,0,0,0,0,null,0,0,0,0,0,null,0,0,0,0,0]
["Battery kWh",0,0,0,0,0,null,0,0,0,0,0,null,0,0,0,0,0,null,0,0,0,0,0]
["Generator kW",6,6,6,6,6,null,7,7,7,7,7,null,8,8,8,8,8,null,12,12,12,12,12]
["PV capital cost",0,0,0,0,0,null,0,0,0,0,0,null,0,0,0,0,0,null,0,0,0,0,0]
["PV O&M",0,0,0,0,0,null,0,0,0,0,0,null,0,0,0,0,0,null,0,0,0,0,0]
["Battery capital cost",0,0,0,0,0,null,0,0,0,0,0,null,0,0,0,0,0,null,0,0,0,0,0]
["Battery O&M",0,0,0,0,0,null,0,0,0,0,0,null,0,0,0,0,0,null,0,0,0,0,0]
["Diesel capital cost",3741.54,3741.54,3741.54,3741.54,3741.54,null,4365.13,4365.13,4365.13,4365.13,4365.13,null,4988.72,4988.72,4988.72,4988.72,4988.72,null,7483.08,7483.08,7483.08,7483.08,7483.08]
["Diesel O&M (kW)",938.89972109999997,938.89972109999997,938.89972109999997,938.89972109999997,938.89972109999997,null,1095.3830079500001,1095.3830079500001,1095.3830079500001,1095.3830079500001,1095.3830079500001,null,1251.8662948000001,1251.8662948000001,1251.8662948000001,1251.8662948000001,1251.8662948000001,null,1877.7994421999999,1877.7994421999999,1877.7994421999999,1877.7994421999999,1877.7994421999999]
["Diesel O&M (kWh)",2837.0172662311311,2695.166402919599,2553.3155396080419,2411.4646762964858,2269.6138129849369,null,2838.0682079856738,2696.1647975864089,2554.2613871871422,2412.3579767878691,2270.4545663885879,null,2838.0682079856829,2696.1647975864062,2554.2613871871208,2412.3579767878368,2270.4545663885478,null,2839.119149740191,2697.1631922531901,2555.207234766181,2413.2512772791752,2271.2953197921629]
["Fuel cost",79453.562058759693,75480.883955822384,71508.205852884392,67535.527749946414,63562.849647008647,null,79482.994754467451,75508.845016744599,71534.695279021733,67560.545541298663,63586.395803575353,null,79482.994754467712,75508.845016744526,71534.695279021122,67560.545541297761,63586.395803574247,null,79512.427450174524,75536.806077666057,71561.184705157313,67585.5633326487,63609.941960139899]
["REopt LCC",86971.8,82857.3,78742.7,74628.100000000006,70513.600000000006,null,87782.399999999994,83666.3,79550.2,75434.100000000006,71318,null,88562.5,84446.399999999994,80330.3,76214.2,72098.100000000006,null,91713.3,87595.7,83478.100000000006,79360.5,75242.899999999994]
[]
["TMY_medPVBatt_HighDiesel_36_PBD_business",100,95,90,85,80,"TMY_medPVBatt_HighDiesel_36_PBD_nrel",100,95,90,85,80,"TMY_medPVBatt_HighDiesel_36_PBD_average",100,95,90,85,80,"TMY_medPVBatt_HighDiesel_36_PBD_residential",100,95,90,85,80]
["PV kW",7.2309999999999999,7.2309999999999999,7.2309999999999999,7.2309999999999999,7.2309999999999999,null,4.843,4.843,4.843,4.843,4.843,null,4.3090000000000002,4.3090000000000002,4.3090000000000002,4.3090000000000002,4.3090000000000002,null,3.0019999999999998,3.0019999999999998,3.0019999999999998,3.0019999999999998,3.0019999999999998]
["Battery kW",0,0,0,0,0,null,0,0,0,0,0,null,0,0,0,0,0,null,0,0,0,0,0]
["Battery kWh",0,0,0,0,0,null,0,0,0,0,0,null,0,0,0,0,0,null,0,0,0,0,0]
["Generator kW",6,6,6,6,6,null,7,7,7,7,7,null,8,8,8,8,8,null,12,12,12,12,12]
["PV capital cost",13016.394,13016.394,13016.394,13016.394,13016.394,null,8717.130000000001,8717.130000000001,8717.130000000001,8717.130000000001,8717.130000000001,null,7756.9740000000002,7756.9740000000002,7756.9740000000002,7756.9740000000002,7756.9740000000002,null,5404.4639999999999,5404.4639999999999,5404.4639999999999,5404.4639999999999,5404.4639999999999]
["PV O&M",1629.478492843695,1629.478492843695,1629.478492843695,1629.478492843695,1629.478492843695,null,1091.268123438992,1091.268123438992,1091.268123438992,1091.268123438992,1091.268123438992,null,971.06943002399339,971.06943002399339,971.06943002399339,971.06943002399339,971.06943002399339,null,676.56663230599861,676.56663230599861,676.56663230599861,676.56663230599861,676.56663230599861]
["Battery capital cost",0,0,0,0,0,null,0,0,0,0,0,null,0,0,0,0,0,null,0,0,0,0,0]
["Battery O&M",0,0,0,0,0,null,0,0,0,0,0,null,0,0,0,0,0,null,0,0,0,0,0]
["Diesel capital cost",3741.54,3741.54,3741.54,3741.54,3741.54,null,4365.13,4365.13,4365.13,4365.13,4365.13,null,4988.72,4988.72,4988.72,4988.72,4988.72,null,7483.08,7483.08,7483.08,7483.08,7483.08]
["Diesel O&M (kW)",938.89972109999997,938.89972109999997,938.89972109999997,938.89972109999997,938.89972109999997,null,1095.3830079500001,1095.3830079500001,1095.3830079500001,1095.3830079500001,1095.3830079500001,null,1251.8662948000001,1251.8662948000001,1251.8662948000001,1251.8662948000001,1251.8662948000001,null,1877.7994421999999,1877.7994421999999,1877.7994421999999,1877.7994421999999,1877.7994421999999]
["Diesel O&M (kWh)",1648.5109631071321,1506.660099795575,1364.809236484019,1222.9583731724681,1081.107506693681,null,2047.9214502804759,1906.018039881196,1764.1146294819121,1622.2112190826231,1480.30780868333,null,2142.7215457988032,2000.8181353995089,1858.9147250002111,1717.0113146009139,1575.1079042016181,null,2383.9779593919511,2242.022001904937,2100.066044417923,1958.11008693091,1816.154129443898]
["Fuel cost",37774.00707033353,34523.63407702063,31273.261083707748,28022.888090394979,24772.515024508131,null,46926.10548162616,43674.52842348894,40422.951365351633,37171.374307214202,33919.797249076677,null,49098.356415055277,45846.77935691773,42595.202298780088,39343.62524064249,36092.048182504899,null,54626.509807286391,51373.728684324567,48120.947561362802,44868.166438401051,41615.385315439307]
["REopt LCC",58749.1,55356.800000000003,51964.6,48572.3,45180,null,64243.4,60849.9,57456.4,54062.8,50669.3,null,66210.2,62816.7,59423.199999999997,56029.7,52636.2,null,72453.100000000006,69058.3,65663.5,62268.800000000003,58874]
[]
["TMY_medPVBatt_HighDiesel_36_PB_business",100,95,90,85,80,"TMY_medPVBatt_HighDiesel_36_PB_nrel",100,95,90,85,80,"TMY_medPVBatt_HighDiesel_36_PB_average",100,95,90,85,80,"TMY_medPVBatt_HighDiesel_36_PB_residential",100,95,90,85,80]
["PV kW",33.984000000000002,23.616,18.888999999999999,17.193999999999999,15.765000000000001,null,35.822000000000003,24.393999999999998,19.523,17.689,16.407,null,35.756999999999998,24.398,19.824000000000002,17.852,16.620999999999999,null,36.548000000000002,24.760999999999999,20.890999999999998,18.989000000000001,17.314]
["Battery kW",4.76,4.76,4.76,3.8090000000000002,3.1629999999999998,null,6.077,5.8639999999999999,5.63,4.9039999999999999,4.3460000000000001,null,6.78,6.78,6.3159999999999998,5.5540000000000003,4.8010000000000002,null,10.62,10.62,9.4450000000000003,7.8029999999999999,6.8259999999999996]
["Battery kWh",132.20099999999999,33.506999999999998,32.302,29.393000000000001,26.082000000000001,null,146.965,48.542999999999999,47.798000000000002,44.957999999999998,41.106000000000002,null,149.62700000000001,50.686,49.651000000000003,46.898000000000003,43.015000000000001,null,158.452,58.228999999999999,56.177,53.003999999999998,49.695]
["Generator kW",0,0,0,0,0,null,0,0,0,0,0,null,0,0,0,0,0,null,0,0,0,0,0]
["PV capital cost",61170.66,42508.44,34000.019999999997,30949.200000000001,28377,null,64480.14,43909.919999999998,35142.120000000003,31839.66,29533.5,null,64361.7,43916.04,35683.019999999997,32132.880000000001,29917.8,null,65785.86,44569.98,37603.800000000003,34181.1,31165.74]
["PV O&M",7657.7487484670564,5321.4883280528111,4256.3479060525897,3874.426033102417,3552.4209847539601,null,8072.0513949985261,5496.9348855364406,4399.3235555816973,3985.8997191891772,3697.1993217475801,null,8057.2242906029169,5497.7010277088584,4467.0370034674288,4022.6069426853019,3745.3085434567438,null,8235.5100808431525,5579.5655721910098,4707.4929776400231,4279.0167009188272,3901.5339458500148]
["Battery capital cost",84515.813792951987,24962.987934951991,24235.637520952001,21532.273940432751,18890.22978246901,null,94737.185330398381,35135.854152838263,34452.780089090418,32016.57389787136,29135.399066811111,null,97044.219842355989,37342.050009355997,36254.983936194112,33834.178235188287,30740.557083163101,null,106196.734981124,45720.933187123999,43311.396335559431,39760.004812130523,36789.5019373291]
["Battery O&M",20687.24700485685,5243.3167891403191,5054.6918351713293,4599.497602053365,4081.3657909643298,null,22997.566251910252,7596.1525452308642,7479.5411998702439,7035.2382035170394,6432.480230899524,null,23414.124761504951,7931.4649322930454,7769.5986203754046,7338.6749450478746,6731.1442321814338,null,24795.0897679562,9111.8027166739084,8790.7303087150794,8294.193191211345,7776.4056433533806]
["Diesel capital cost",0,0,0,0,0,null,0,0,0,0,0,null,0,0,0,0,0,null,0,0,0,0,0]
["Diesel O&M (kW)",0,0,0,0,0,null,0,0,0,0,0,null,0,0,0,0,0,null,0,0,0,0,0]
["Diesel O&M (kWh)",0,0,0,0,0,null,0,0,0,0,0,null,0,0,0,0,0,null,0,0,0,0,0]
["Fuel cost",0,0,0,0,0,null,0,0,0,0,0,null,0,0,0,0,0,null,0,0,0,0,0]
["REopt LCC",174030,78035.399999999994,67545.899999999994,60954.8,54900.4,null,190286,92138,81473.100000000006,74876.7,68798.100000000006,null,192876,94686.399999999994,84173.9,77327.600000000006,71134.100000000006,null,205012,104981,94412.7,86513.7,79632.7]
[]
["TMY_medPVBatt_HighDiesel_36_D_business",100,95,90,85,80,"TMY_medPVBatt_HighDiesel_36_D_nrel",100,95,90,85,80,"TMY_medPVBatt_HighDiesel_36_D_average",100,95,90,85,80,"TMY_medPVBatt_HighDiesel_36_D_residential",100,95,90,85,80]
["PV kW",0,0,0,0,0,null,0,0,0,0,0,null,0,0,0,0,0,null,0,0,0,0,0]
["Battery kW",0,0,0,0,0,null,0,0,0,0,0,null,0,0,0,0,0,null,0,0,0,0,0]
["Battery kWh",0,0,0,0,0,null,0,0,0,0,0,null,0,0,0,0,0,null,0,0,0,0,0]
["Generator kW",6,6,6,6,6,null,7,7,7,7,7,null,8,8,8,8,8,null,12,12,12,12,12]
["PV capital cost",0,0,0,0,0,null,0,0,0,0,0,null,0,0,0,0,0,null,0,0,0,0,0]
["PV O&M",0,0,0,0,0,null,0,0,0,0,0,null,0,0,0,0,0,null,0,0,0,0,0]
["Battery capital cost",0,0,0,0,0,null,0,0,0,0,0,null,0,0,0,0,0,null,0,0,0,0,0]
["Battery O&M",0,0,0,0,0,null,0,0,0,0,0,null,0,0,0,0,0,null,0,0,0,0,0]
["Diesel capital cost",3741.54,3741.54,3741.54,3741.54,3741.54,null,4365.13,4365.13,4365.13,4365.13,4365.13,null,4988.72,4988.72,4988.72,4988.72,4988.72,null,7483.08,7483.08,7483.08,7483.08,7483.08]
["Diesel O&M (kW)",938.89972109999997,938.89972109999997,938.89972109999997,938.89972109999997,938.89972109999997,null,1095.3830079500001,1095.3830079500001,1095.3830079500001,1095.3830079500001,1095.3830079500001,null,1251.8662948000001,1251.8662948000001,1251.8662948000001,1251.8662948000001,1251.8662948000001,null,1877.7994421999999,1877.7994421999999,1877.7994421999999,1877.7994421999999,1877.7994421999999]
["Diesel O&M (kWh)",2837.0172662311311,2695.166402919599,2553.3155396080429,2411.4646762964858,2269.6138129849369,null,2838.0682079856738,2696.1647975864089,2554.2613871871422,2412.3579767878682,2270.4545663885879,null,2838.0682079856829,2696.1647975864062,2554.2613871871208,2412.3579767878368,2270.4545663885492,null,2839.119149740191,2697.1631922531901,2555.2072347661801,2413.2512772791761,2271.2953197921629]
["Fuel cost",65007.45986625793,61757.086872945598,58506.713879632713,55256.340886319798,52005.96789300708,null,65031.5411627461,61779.964104609222,58528.387046472308,55276.809988335219,52025.232930197999,null,65031.541162746304,61779.964104609149,58528.38704647182,55276.809988334513,52025.232930197111,null,65055.622459233709,61802.841336272213,58550.06021331052,55297.279090348973,52044.4979673872]
["REopt LCC",72525.7,69133.5,65741.2,62348.9,58956.7,null,73330.899999999994,69937.399999999994,66543.899999999994,63150.400000000001,59756.9,null,74111,70717.5,67324,63930.5,60537,null,77256.5,73861.7,70467,67072.2,63677.4]
[]
["TMY_medPVBatt_HighDiesel_32_PBD_business",100,95,90,85,80,"TMY_medPVBatt_HighDiesel_32_PBD_nrel",100,95,90,85,80,"TMY_medPVBatt_HighDiesel_32_PBD_average",100,95,90,85,80,"TMY_medPVBatt_HighDiesel_32_PBD_residential",100,95,90,85,80]
["PV kW",6.9969999999999999,6.9969999999999999,6.9969999999999999,6.9969999999999999,6.9969999999999999,null,4.6829999999999998,4.6829999999999998,4.6829999999999998,4.6829999999999998,4.6829999999999998,null,4.0149999999999997,4.0149999999999997,4.0149999999999997,4.0149999999999997,4.0149999999999997,null,2.83,2.83,2.83,2.83,2.83]
["Battery kW",0,0,0,0,0,null,0,0,0,0,0,null,0,0,0,0,0,null,0,0,0,0,0]
["Battery kWh",0,0,0,0,0,null,0,0,0,0,0,null,0,0,0,0,0,null,0,0,0,0,0]
["Generator kW",6,6,6,6,6,null,7,7,7,7,7,null,8,8,8,8,8,null,12,12,12,12,12]
["PV capital cost",12593.861999999999,12593.861999999999,12593.861999999999,12593.861999999999,12593.861999999999,null,8429.5439999999999,8429.5439999999999,8429.5439999999999,8429.5439999999999,8429.5439999999999,null,7226.1540000000014,7226.1540000000014,7226.1540000000014,7226.1540000000014,7226.1540000000014,null,5094.3419999999996,5094.3419999999996,5094.3419999999996,5094.3419999999996,5094.3419999999996]
["PV O&M",1576.583135916251,1576.583135916251,1576.583135916251,1576.583135916251,1576.583135916251,null,1055.2662014133571,1055.2662014133571,1055.2662014133571,1055.2662014133571,1055.2662014133571,null,904.61786336342004,904.61786336342004,904.61786336342004,904.61786336342004,904.61786336342004,null,637.74350439840214,637.74350439840214,637.74350439840214,637.74350439840214,637.74350439840214]
["Battery capital cost",0,0,0,0,0,null,0,0,0,0,0,null,0,0,0,0,0,null,0,0,0,0,0]
["Battery O&M",0,0,0,0,0,null,0,0,0,0,0,null,0,0,0,0,0,null,0,0,0,0,0]
["Diesel capital cost",3741.54,3741.54,3741.54,3741.54,3741.54,null,4365.13,4365.13,4365.13,4365.13,4365.13,null,4988.72,4988.72,4988.72,4988.72,4988.72,null,7483.08,7483.08,7483.08,7483.08,7483.08]
["Diesel O&M (kW)",938.89972109999997,938.89972109999997,938.89972109999997,938.89972109999997,938.89972109999997,null,1095.3830079500001,1095.3830079500001,1095.3830079500001,1095.3830079500001,1095.3830079500001,null,1251.8662948000001,1251.8662948000001,1251.8662948000001,1251.8662948000001,1251.8662948000001,null,1877.7994421999999,1877.7994421999999,1877.7994421999999,1877.7994421999999,1877.7994421999999]
["Diesel O&M (kWh)",1669.5339086762019,1527.6830456525761,1385.8321820530909,1243.981317863356,1102.130451571727,null,2062.2365260352199,1920.3331156359379,1778.4297052366569,1636.5262948373711,1494.6228844380821,null,2168.9661644365401,2027.0627540372441,1885.159343637946,1743.2559332386511,1601.3525228393539,null,2399.571012175923,2257.615054688913,2115.6590972018998,1973.7031397148851,1831.7471822278731]
["Fuel cost",34005.09083347737,31115.870400841581,28226.649956476711,25337.429500089591,22448.209000891082,null,42003.663431757923,39113.372713413693,36223.081995069479,33332.791276725147,30442.50055838078,null,44177.534252590107,41287.243534245579,38396.952815901022,35506.662097556531,32616.371379211982,null,48874.497131430813,45983.136133242653,43091.775135054391,40200.414136866122,37309.053138677889]
["REopt LCC",54525.8,51494.7,48463.6,45432.5,42401.3,null,59011.7,55979.5,52947.199999999997,49915,46882.8,null,60718.400000000001,57686.2,54653.9,51621.7,48589.5,null,66367.7,63334.400000000001,60301,57267.7,54234.3]
[]
["TMY_medPVBatt_HighDiesel_32_PB_business",100,95,90,85,80,"TMY_medPVBatt_HighDiesel_32_PB_nrel",100,95,90,85,80,"TMY_medPVBatt_HighDiesel_32_PB_average",100,95,90,85,80,"TMY_medPVBatt_HighDiesel_32_PB_residential",100,95,90,85,80]
["PV kW",33.984000000000002,23.616,18.888999999999999,17.193999999999999,15.765000000000001,null,35.822000000000003,24.393999999999998,19.523,17.689,16.407,null,35.756999999999998,24.398,19.824000000000002,17.852,16.620999999999999,null,36.548000000000002,24.760999999999999,20.890999999999998,18.989000000000001,17.314]
["Battery kW",4.76,4.76,4.76,3.8090000000000002,3.1629999999999998,null,6.077,5.8639999999999999,5.63,4.9039999999999999,4.3460000000000001,null,6.78,6.78,6.3159999999999998,5.5540000000000003,4.8010000000000002,null,10.62,10.62,9.4450000000000003,7.8029999999999999,6.8259999999999996]
["Battery kWh",132.20099999999999,33.506999999999998,32.302,29.393000000000001,26.082000000000001,null,146.965,48.542999999999999,47.798000000000002,44.957999999999998,41.106000000000002,null,149.62700000000001,50.686,49.651000000000003,46.898000000000003,43.015000000000001,null,158.452,58.228999999999999,56.177,53.003999999999998,49.695]
["Generator kW",0,0,0,0,0,null,0,0,0,0,0,null,0,0,0,0,0,null,0,0,0,0,0]
["PV capital cost",61170.66,42508.44,34000.019999999997,30949.200000000001,28377,null,64480.14,43909.919999999998,35142.120000000003,31839.66,29533.5,null,64361.7,43916.04,35683.019999999997,32132.880000000001,29917.8,null,65785.86,44569.98,37603.800000000003,34181.1,31165.74]
["PV O&M",7657.7487484670564,5321.4883280528111,4256.3479060525897,3874.426033102417,3552.4209847539601,null,8072.0513949985261,5496.9348855364406,4399.3235555816973,3985.8997191891772,3697.1993217475801,null,8057.2242906029169,5497.7010277088584,4467.0370034674288,4022.6069426853019,3745.3085434567438,null,8235.5100808431525,5579.5655721910098,4707.4929776400231,4279.0167009188272,3901.5339458500148]
["Battery capital cost",84515.813792951987,24962.987934951991,24235.637520952001,21532.273940432751,18890.22978246901,null,94737.185330398381,35135.854152838263,34452.780089090418,32016.57389787136,29135.399066811111,null,97044.219842355989,37342.050009355997,36254.983936194112,33834.178235188287,30740.557083163101,null,106196.734981124,45720.933187123999,43311.396335559431,39760.004812130523,36789.5019373291]
["Battery O&M",20687.24700485685,5243.3167891403191,5054.6918351713293,4599.497602053365,4081.3657909643298,null,22997.566251910252,7596.1525452308642,7479.5411998702439,7035.2382035170394,6432.480230899524,null,23414.124761504951,7931.4649322930454,7769.5986203754046,7338.6749450478746,6731.1442321814338,null,24795.0897679562,9111.8027166739084,8790.7303087150794,8294.193191211345,7776.4056433533806]
["Diesel capital cost",0,0,0,0,0,null,0,0,0,0,0,null,0,0,0,0,0,null,0,0,0,0,0]
["Diesel O&M (kW)",0,0,0,0,0,null,0,0,0,0,0,null,0,0,0,0,0,null,0,0,0,0,0]
["Diesel O&M (kWh)",0,0,0,0,0,null,0,0,0,0,0,null,0,0,0,0,0,null,0,0,0,0,0]
["Fuel cost",0,0,0,0,0,null,0,0,0,0,0,null,0,0,0,0,0,null,0,0,0,0,0]
["REopt LCC",174030,78035.399999999994,67545.899999999994,60954.8,54900.4,null,190286,92138,81473.100000000006,74876.7,68798.100000000006,null,192876,94686.399999999994,84173.9,77327.600000000006,71134.100000000006,null,205012,104981,94412.7,86513.7,79632.7]
[]
["TMY_medPVBatt_HighDiesel_32_D_business",100,95,90,85,80,"TMY_medPVBatt_HighDiesel_32_D_nrel",100,95,90,85,80,"TMY_medPVBatt_HighDiesel_32_D_average",100,95,90,85,80,"TMY_medPVBatt_HighDiesel_32_D_residential",100,95,90,85,80]
["PV kW",0,0,0,0,0,null,0,0,0,0,0,null,0,0,0,0,0,null,0,0,0,0,0]
["Battery kW",0,0,0,0,0,null,0,0,0,0,0,null,0,0,0,0,0,null,0,0,0,0,0]
["Battery kWh",0,0,0,0,0,null,0,0,0,0,0,null,0,0,0,0,0,null,0,0,0,0,0]
["Generator kW",6,6,6,6,6,null,7,7,7,7,7,null,8,8,8,8,8,null,12,12,12,12,12]
["PV capital cost",0,0,0,0,0,null,0,0,0,0,0,null,0,0,0,0,0,null,0,0,0,0,0]
["PV O&M",0,0,0,0,0,null,0,0,0,0,0,null,0,0,0,0,0,null,0,0,0,0,0]
["Battery capital cost",0,0,0,0,0,null,0,0,0,0,0,null,0,0,0,0,0,null,0,0,0,0,0]
["Battery O&M",0,0,0,0,0,null,0,0,0,0,0,null,0,0,0,0,0,null,0,0,0,0,0]
["Diesel capital cost",3741.54,3741.54,3741.54,3741.54,3741.54,null,4365.13,4365.13,4365.13,4365.13,4365.13,null,4988.72,4988.72,4988.72,4988.72,4988.72,null,7483.08,7483.08,7483.08,7483.08,7483.08]
["Diesel O&M (kW)",938.89972109999997,938.89972109999997,938.89972109999997,938.89972109999997,938.89972109999997,null,1095.3830079500001,1095.3830079500001,1095.3830079500001,1095.3830079500001,1095.3830079500001,null,1251.8662948000001,1251.8662948000001,1251.8662948000001,1251.8662948000001,1251.8662948000001,null,1877.7994421999999,1877.7994421999999,1877.7994421999999,1877.7994421999999,1877.7994421999999]
["Diesel O&M (kWh)",2837.0172662311311,2695.166402919599,2553.3155396080419,2411.4646762964858,2269.613812984936,null,2838.0682079856738,2696.1647975864089,2554.2613871871422,2412.3579767878682,2270.4545663885879,null,2838.0682079856829,2696.1647975864062,2554.2613871871208,2412.3579767878368,2270.4545663885492,null,2839.119149740191,2697.1631922531901,2555.2072347661801,2413.2512772791752,2271.2953197921629]
["Fuel cost",57784.408770007038,54895.188331507183,52005.967893006833,49116.747454506462,46227.527016006286,null,57805.814366885417,54915.523648541537,52025.232930197613,49134.942211853522,46244.651493509336,null,57805.814366885606,54915.523648541479,52025.232930197177,49134.942211852896,46244.651493508543,null,57827.219963763288,54935.858965575302,52044.497967387128,49153.136969199048,46261.775971010837]
["REopt LCC",65302.7,62271.6,59240.5,56209.4,53178.2,null,66105.2,63073,60040.800000000003,57008.5,53976.3,null,66885.3,63853.1,60820.800000000003,57788.6,54756.4,null,70028.100000000006,66994.8,63961.4,60928.1,57894.7]
[]
["TMY_medPVBatt_MedDiesel_44_PBD_business",100,95,90,85,80,"TMY_medPVBatt_MedDiesel_44_PBD_nrel",100,95,90,85,80,"TMY_medPVBatt_MedDiesel_44_PBD_average",100,95,90,85,80,"TMY_medPVBatt_MedDiesel_44_PBD_residential",100,95,90,85,80]
["PV kW",7.2759999999999998,7.2759999999999998,7.2759999999999998,7.2759999999999998,7.2759999999999998,null,4.8949999999999996,4.8949999999999996,4.8949999999999996,4.8949999999999996,4.8949999999999996,null,4.343,4.343,4.343,4.343,4.343,null,3.0270000000000001,3.0270000000000001,3.0270000000000001,3.0270000000000001,3.0270000000000001]
["Battery kW",0,0,0,0,0,null,0,0,0,0,0,null,0,0,0,0,0,null,0,0,0,0,0]
["Battery kWh",0,0,0,0,0,null,0,0,0,0,0,null,0,0,0,0,0,null,0,0,0,0,0]
["Generator kW",6,6,6,6,6,null,7,7,7,7,7,null,8,8,8,8,8,null,12,12,12,12,12]
["PV capital cost",13097.502,13097.502,13097.502,13097.502,13097.502,null,8810.3700000000008,8810.3700000000008,8810.3700000000008,8810.3700000000008,8810.3700000000008,null,7818.21,7818.21,7818.21,7818.21,7818.21,null,5447.7179999999998,5447.7179999999998,5447.7179999999998,5447.7179999999998,5447.7179999999998]
["PV O&M",1639.632129987559,1639.632129987559,1639.632129987559,1639.632129987559,1639.632129987559,null,1102.940524771707,1102.940524771707,1102.940524771707,1102.940524771707,1102.940524771707,null,978.73535846683069,978.73535846683069,978.73535846683069,978.73535846683069,978.73535846683069,null,681.98145477752666,681.98145477752666,681.98145477752666,681.98145477752666,681.98145477752666]
["Battery capital cost",0,0,0,0,0,null,0,0,0,0,0,null,0,0,0,0,0,null,0,0,0,0,0]
["Battery O&M",0,0,0,0,0,null,0,0,0,0,0,null,0,0,0,0,0,null,0,0,0,0,0]
["Diesel capital cost",2993.22,2993.22,2993.22,2993.22,2993.22,null,3492.09,3492.09,3492.09,3492.09,3492.09,null,3990.96,3990.96,3990.96,3990.96,3990.96,null,5986.4400000000014,5986.4400000000014,5986.4400000000014,5986.4400000000014,5986.4400000000014]
["Diesel O&M (kW)",938.89972109999997,938.89972109999997,938.89972109999997,938.89972109999997,938.89972109999997,null,1095.3830079500001,1095.3830079500001,1095.3830079500001,1095.3830079500001,1095.3830079500001,null,1251.8662948000001,1251.8662948000001,1251.8662948000001,1251.8662948000001,1251.8662948000001,null,1877.7994421999999,1877.7994421999999,1877.7994421999999,1877.7994421999999,1877.7994421999999]
["Diesel O&M (kWh)",1644.7285473478439,1502.8776825966449,1361.0268207247359,1219.175956693362,1077.325100004166,null,2043.572292117364,1901.6688817180841,1759.7654713188001,1617.8620609195109,1475.958650520218,null,2139.8642180000511,1997.960807600756,1856.057397201457,1714.15398680216,1572.250576402866,null,2381.963729220196,2240.007771733181,2098.0518142461669,1956.095856759154,1814.1398992721431]
["Fuel cost",38385.250377214652,35074.685257834113,31764.120205651459,28453.555103070459,25142.990171843769,null,47693.605259879732,44381.813811776978,41070.022363674172,37758.230915571243,34446.439467468197,null,49940.899921525423,46629.10847342237,43317.317025319193,40005.525577216067,36693.734129113,null,55591.103032167477,52278.085221743422,48965.067411319367,45652.049600895363,42339.031790471381]
["REopt LCC",58699.5,55247,51794.6,48342.1,44889.7,null,64238.400000000001,60784.7,57331,53877.2,50423.5,null,66121,62667.3,59213.599999999999,55759.9,52306.1,null,71967.7,68512.7,65057.7,61602.7,58147.6]
[]
["TMY_medPVBatt_MedDiesel_44_PB_business",100,95,90,85,80,"TMY_medPVBatt_MedDiesel_44_PB_nrel",100,95,90,85,80,"TMY_medPVBatt_MedDiesel_44_PB_average",100,95,90,85,80,"TMY_medPVBatt_MedDiesel_44_PB_residential",100,95,90,85,80]
["PV kW",33.984000000000002,23.616,18.888999999999999,17.193999999999999,15.765000000000001,null,35.822000000000003,24.393999999999998,19.523,17.689,16.407,null,35.756999999999998,24.398,19.824000000000002,17.852,16.620999999999999,null,36.548000000000002,24.760999999999999,20.890999999999998,18.989000000000001,17.314]
["Battery kW",4.76,4.76,4.76,3.8090000000000002,3.1629999999999998,null,6.077,5.8639999999999999,5.63,4.9039999999999999,4.3460000000000001,null,6.78,6.78,6.3159999999999998,5.5540000000000003,4.8010000000000002,null,10.62,10.62,9.4450000000000003,7.8029999999999999,6.8259999999999996]
["Battery kWh",132.20099999999999,33.506999999999998,32.302,29.393000000000001,26.082000000000001,null,146.965,48.542999999999999,47.798000000000002,44.957999999999998,41.106000000000002,null,149.62700000000001,50.686,49.651000000000003,46.898000000000003,43.015000000000001,null,158.452,58.228999999999999,56.177,53.003999999999998,49.695]
["Generator kW",0,0,0,0,0,null,0,0,0,0,0,null,0,0,0,0,0,null,0,0,0,0,0]
["PV capital cost",61170.66,42508.44,34000.019999999997,30949.200000000001,28377,null,64480.14,43909.919999999998,35142.120000000003,31839.66,29533.5,null,64361.7,43916.04,35683.019999999997,32132.880000000001,29917.8,null,65785.86,44569.98,37603.800000000003,34181.1,31165.74]
["PV O&M",7657.7487484670564,5321.4883280528111,4256.3479060525897,3874.426033102417,3552.4209847539601,null,8072.0513949985261,5496.9348855364406,4399.3235555816973,3985.8997191891772,3697.1993217475801,null,8057.2242906029169,5497.7010277088584,4467.0370034674288,4022.6069426853019,3745.3085434567438,null,8235.5100808431525,5579.5655721910098,4707.4929776400231,4279.0167009188272,3901.5339458500148]
["Battery capital cost",84515.813792951987,24962.987934951991,24235.637520952001,21532.273940432751,18890.22978246901,null,94737.185330398381,35135.854152838263,34452.780089090418,32016.57389787136,29135.399066811111,null,97044.219842355989,37342.050009355997,36254.983936194112,33834.178235188287,30740.557083163101,null,106196.734981124,45720.933187123999,43311.396335559431,39760.004812130523,36789.5019373291]
["Battery O&M",20687.24700485685,5243.3167891403191,5054.6918351713293,4599.497602053365,4081.3657909643298,null,22997.566251910252,7596.1525452308642,7479.5411998702439,7035.2382035170394,6432.480230899524,null,23414.124761504951,7931.4649322930454,7769.5986203754046,7338.6749450478746,6731.1442321814338,null,24795.0897679562,9111.8027166739084,8790.7303087150794,8294.193191211345,7776.4056433533806]
["Diesel capital cost",0,0,0,0,0,null,0,0,0,0,0,null,0,0,0,0,0,null,0,0,0,0,0]
["Diesel O&M (kW)",0,0,0,0,0,null,0,0,0,0,0,null,0,0,0,0,0,null,0,0,0,0,0]
["Diesel O&M (kWh)",0,0,0,0,0,null,0,0,0,0,0,null,0,0,0,0,0,null,0,0,0,0,0]
["Fuel cost",0,0,0,0,0,null,0,0,0,0,0,null,0,0,0,0,0,null,0,0,0,0,0]
["REopt LCC",174030,78035.399999999994,67545.899999999994,60954.8,54900.4,null,190286,92138,81473.100000000006,74876.7,68798.100000000006,null,192876,94686.399999999994,84173.9,77327.600000000006,71134.100000000006,null,205012,104981,94412.7,86513.7,79632.7]
[]
["TMY_medPVBatt_MedDiesel_44_D_business",100,95,90,85,80,"TMY_medPVBatt_MedDiesel_44_D_nrel",100,95,90,85,80,"TMY_medPVBatt_MedDiesel_44_D_average",100,95,90,85,80,"TMY_medPVBatt_MedDiesel_44_D_residential",100,95,90,85,80]
["PV kW",0,0,0,0,0,null,0,0,0,0,0,null,0,0,0,0,0,null,0,0,0,0,0]
["Battery kW",0,0,0,0,0,null,0,0,0,0,0,null,0,0,0,0,0,null,0,0,0,0,0]
["Battery kWh",0,0,0,0,0,null,0,0,0,0,0,null,0,0,0,0,0,null,0,0,0,0,0]
["Generator kW",6,6,6,6,6,null,7,7,7,7,7,null,8,8,8,8,8,null,12,12,12,12,12]
["PV capital cost",0,0,0,0,0,null,0,0,0,0,0,null,0,0,0,0,0,null,0,0,0,0,0]
["PV O&M",0,0,0,0,0,null,0,0,0,0,0,null,0,0,0,0,0,null,0,0,0,0,0]
["Battery capital cost",0,0,0,0,0,null,0,0,0,0,0,null,0,0,0,0,0,null,0,0,0,0,0]
["Battery O&M",0,0,0,0,0,null,0,0,0,0,0,null,0,0,0,0,0,null,0,0,0,0,0]
["Diesel capital cost",2993.22,2993.22,2993.22,2993.22,2993.22,null,3492.09,3492.09,3492.09,3492.09,3492.09,null,3990.96,3990.96,3990.96,3990.96,3990.96,null,5986.4400000000014,5986.4400000000014,5986.4400000000014,5986.4400000000014,5986.4400000000014]
["Diesel O&M (kW)",938.89972109999997,938.89972109999997,938.89972109999997,938.89972109999997,938.89972109999997,null,1095.3830079500001,1095.3830079500001,1095.3830079500001,1095.3830079500001,1095.3830079500001,null,1251.8662948000001,1251.8662948000001,1251.8662948000001,1251.8662948000001,1251.8662948000001,null,1877.7994421999999,1877.7994421999999,1877.7994421999999,1877.7994421999999,1877.7994421999999]
["Diesel O&M (kWh)",2837.0172662311311,2695.166402919599,2553.3155396080429,2411.4646762964858,2269.6138129849369,null,2838.0682079856738,2696.1647975864089,2554.2613871871422,2412.3579767878682,2270.4545663885879,null,2838.0682079856829,2696.1647975864062,2554.2613871871222,2412.3579767878368,2270.4545663885492,null,2839.119149740191,2697.163192253191,2555.207234766181,2413.2512772791752,2271.2953197921629]
["Fuel cost",66211.30171563309,62900.736629851999,59590.171544070348,56279.606458288697,52969.041372507207,null,66235.828962056228,62924.037513953837,59612.246065851446,56300.454617748859,52988.663169646119,null,66235.828962056432,62924.037513953786,59612.246065850974,56300.454617748117,52988.663169645217,null,66260.356208478785,62947.338398055057,59634.320587631097,56321.302777207253,53008.284966783263]
["REopt LCC",72981.2,69528.800000000003,66076.3,62623.9,59171.4,null,73662.2,70208.5,66754.7,63301,59847.3,null,74317.600000000006,70863.8,67410.100000000006,63956.4,60502.6,null,76964.600000000006,73509.600000000006,70054.600000000006,66599.600000000006,63144.6]
[]
["TMY_medPVBatt_MedDiesel_36_PBD_business",100,95,90,85,80,"TMY_medPVBatt_MedDiesel_36_PBD_nrel",100,95,90,85,80,"TMY_medPVBatt_MedDiesel_36_PBD_average",100,95,90,85,80,"TMY_medPVBatt_MedDiesel_36_PBD_residential",100,95,90,85,80]
["PV kW",6.9009999999999998,6.9009999999999998,6.9009999999999998,6.9009999999999998,6.9009999999999998,null,4.609,4.609,4.609,4.609,4.609,null,3.9289999999999998,3.9289999999999998,3.9289999999999998,3.9289999999999998,3.9289999999999998,null,2.6560000000000001,2.6560000000000001,2.6560000000000001,2.6560000000000001,2.6560000000000001]
["Battery kW",0,0,0,0,0,null,0,0,0,0,0,null,0,0,0,0,0,null,0,0,0,0,0]
["Battery kWh",0,0,0,0,0,null,0,0,0,0,0,null,0,0,0,0,0,null,0,0,0,0,0]
["Generator kW",6,6,6,6,6,null,7,7,7,7,7,null,8,8,8,8,8,null,12,12,12,12,12]
["PV capital cost",12421.422,12421.422,12421.422,12421.422,12421.422,null,8296.7039999999997,8296.7039999999997,8296.7039999999997,8296.7039999999997,8296.7039999999997,null,7072.0020000000004,7072.0020000000004,7072.0020000000004,7072.0020000000004,7072.0020000000004,null,4780.2239999999993,4780.2239999999993,4780.2239999999993,4780.2239999999993,4780.2239999999993]
["PV O&M",1554.995953528721,1554.995953528721,1554.995953528721,1554.995953528721,1554.995953528721,null,1038.636409553234,1038.636409553234,1038.636409553234,1038.636409553234,1038.636409553234,null,885.32009405581903,885.32009405581903,885.32009405581903,885.32009405581903,885.32009405581903,null,598.42013071940346,598.42013071940346,598.42013071940346,598.42013071940346,598.42013071940346]
["Battery capital cost",0,0,0,0,0,null,0,0,0,0,0,null,0,0,0,0,0,null,0,0,0,0,0]
["Battery O&M",0,0,0,0,0,null,0,0,0,0,0,null,0,0,0,0,0,null,0,0,0,0,0]
["Diesel capital cost",2993.22,2993.22,2993.22,2993.22,2993.22,null,3492.09,3492.09,3492.09,3492.09,3492.09,null,3990.96,3990.96,3990.96,3990.96,3990.96,null,5986.4400000000014,5986.4400000000014,5986.4400000000014,5986.4400000000014,5986.4400000000014]
["Diesel O&M (kW)",938.89972109999997,938.89972109999997,938.89972109999997,938.89972109999997,938.89972109999997,null,1095.3830079500001,1095.3830079500001,1095.3830079500001,1095.3830079500001,1095.3830079500001,null,1251.8662948000001,1251.8662948000001,1251.8662948000001,1251.8662948000001,1251.8662948000001,null,1877.7994421999999,1877.7994421999999,1877.7994421999999,1877.7994421999999,1877.7994421999999]
["Diesel O&M (kWh)",1678.901781341001,1537.050918029443,1395.200054717887,1253.3491907153041,1111.4983141446021,null,2069.4474778264448,1927.5440674271661,1785.6406570278821,1643.737246628596,1501.8338362293041,null,2177.350895007944,2035.4474846086471,1893.5440742093499,1751.640663810053,1609.737253410756,null,2416.691783187709,2274.7358257006949,2132.7798682136831,1990.82391072667,1848.8679532396591]
["Fuel cost",32058.65231212354,29350.008151029429,26641.363989935369,23932.71981564612,21224.075401368489,null,39516.127689642359,36806.480141194683,34096.832592746927,31387.185044299109,28677.537495851211,null,41576.544905918483,38866.897357470487,36157.249809022469,33447.602260574473,30737.95471212647,null,46146.762415665413,43436.111479863917,40725.460544062451,38014.809608260977,35304.158672459562]
["REopt LCC",51646.400000000001,48795.8,45945.3,43094.8,40244.199999999997,null,55508.800000000003,52657.3,49805.7,46954.1,44102.5,null,56954.6,54103,51251.4,48399.8,45548.2,null,61807,58954.400000000001,56101.8,53249.1,50396.5]
[]
["TMY_medPVBatt_MedDiesel_36_PB_business",100,95,90,85,80,"TMY_medPVBatt_MedDiesel_36_PB_nrel",100,95,90,85,80,"TMY_medPVBatt_MedDiesel_36_PB_average",100,95,90,85,80,"TMY_medPVBatt_MedDiesel_36_PB_residential",100,95,90,85,80]
["PV kW",33.984000000000002,23.616,18.888999999999999,17.193999999999999,15.765000000000001,null,35.822000000000003,24.393999999999998,19.523,17.689,16.407,null,35.756999999999998,24.398,19.824000000000002,17.852,16.620999999999999,null,36.548000000000002,24.760999999999999,20.890999999999998,18.989000000000001,17.314]
["Battery kW",4.76,4.76,4.76,3.8090000000000002,3.1629999999999998,null,6.077,5.8639999999999999,5.63,4.9039999999999999,4.3460000000000001,null,6.78,6.78,6.3159999999999998,5.5540000000000003,4.8010000000000002,null,10.62,10.62,9.4450000000000003,7.8029999999999999,6.8259999999999996]
["Battery kWh",132.20099999999999,33.506999999999998,32.302,29.393000000000001,26.082000000000001,null,146.965,48.542999999999999,47.798000000000002,44.957999999999998,41.106000000000002,null,149.62700000000001,50.686,49.651000000000003,46.898000000000003,43.015000000000001,null,158.452,58.228999999999999,56.177,53.003999999999998,49.695]
["Generator kW",0,0,0,0,0,null,0,0,0,0,0,null,0,0,0,0,0,null,0,0,0,0,0]
["PV capital cost",61170.66,42508.44,34000.019999999997,30949.200000000001,28377,null,64480.14,43909.919999999998,35142.120000000003,31839.66,29533.5,null,64361.7,43916.04,35683.019999999997,32132.880000000001,29917.8,null,65785.86,44569.98,37603.800000000003,34181.1,31165.74]
["PV O&M",7657.7487484670564,5321.4883280528111,4256.3479060525897,3874.426033102417,3552.4209847539601,null,8072.0513949985261,5496.9348855364406,4399.3235555816973,3985.8997191891772,3697.1993217475801,null,8057.2242906029169,5497.7010277088584,4467.0370034674288,4022.6069426853019,3745.3085434567438,null,8235.5100808431525,5579.5655721910098,4707.4929776400231,4279.0167009188272,3901.5339458500148]
["Battery capital cost",84515.813792951987,24962.987934951991,24235.637520952001,21532.273940432751,18890.22978246901,null,94737.185330398381,35135.854152838263,34452.780089090418,32016.57389787136,29135.399066811111,null,97044.219842355989,37342.050009355997,36254.983936194112,33834.178235188287,30740.557083163101,null,106196.734981124,45720.933187123999,43311.396335559431,39760.004812130523,36789.5019373291]
["Battery O&M",20687.24700485685,5243.3167891403191,5054.6918351713293,4599.497602053365,4081.3657909643298,null,22997.566251910252,7596.1525452308642,7479.5411998702439,7035.2382035170394,6432.480230899524,null,23414.124761504951,7931.4649322930454,7769.5986203754046,7338.6749450478746,6731.1442321814338,null,24795.0897679562,9111.8027166739084,8790.7303087150794,8294.193191211345,7776.4056433533806]
["Diesel capital cost",0,0,0,0,0,null,0,0,0,0,0,null,0,0,0,0,0,null,0,0,0,0,0]
["Diesel O&M (kW)",0,0,0,0,0,null,0,0,0,0,0,null,0,0,0,0,0,null,0,0,0,0,0]
["Diesel O&M (kWh)",0,0,0,0,0,null,0,0,0,0,0,null,0,0,0,0,0,null,0,0,0,0,0]
["Fuel cost",0,0,0,0,0,null,0,0,0,0,0,null,0,0,0,0,0,null,0,0,0,0,0]
["REopt LCC",174030,78035.399999999994,67545.899999999994,60954.8,54900.4,null,190286,92138,81473.100000000006,74876.7,68798.100000000006,null,192876,94686.399999999994,84173.9,77327.600000000006,71134.100000000006,null,205012,104981,94412.7,86513.7,79632.7]
[]
["TMY_medPVBatt_MedDiesel_36_D_business",100,95,90,85,80,"TMY_medPVBatt_MedDiesel_36_D_nrel",100,95,90,85,80,"TMY_medPVBatt_MedDiesel_36_D_average",100,95,90,85,80,"TMY_medPVBatt_MedDiesel_36_D_residential",100,95,90,85,80]
["PV kW",0,0,0,0,0,null,0,0,0,0,0,null,0,0,0,0,0,null,0,0,0,0,0]
["Battery kW",0,0,0,0,0,null,0,0,0,0,0,null,0,0,0,0,0,null,0,0,0,0,0]
["Battery kWh",0,0,0,0,0,null,0,0,0,0,0,null,0,0,0,0,0,null,0,0,0,0,0]
["Generator kW",6,6,6,6,6,null,7,7,7,7,7,null,8,8,8,8,8,null,12,12,12,12,12]
["PV capital cost",0,0,0,0,0,null,0,0,0,0,0,null,0,0,0,0,0,null,0,0,0,0,0]
["PV O&M",0,0,0,0,0,null,0,0,0,0,0,null,0,0,0,0,0,null,0,0,0,0,0]
["Battery capital cost",0,0,0,0,0,null,0,0,0,0,0,null,0,0,0,0,0,null,0,0,0,0,0]
["Battery O&M",0,0,0,0,0,null,0,0,0,0,0,null,0,0,0,0,0,null,0,0,0,0,0]
["Diesel capital cost",2993.22,2993.22,2993.22,2993.22,2993.22,null,3492.09,3492.09,3492.09,3492.09,3492.09,null,3990.96,3990.96,3990.96,3990.96,3990.96,null,5986.4400000000014,5986.4400000000014,5986.4400000000014,5986.4400000000014,5986.4400000000014]
["Diesel O&M (kW)",938.89972109999997,938.89972109999997,938.89972109999997,938.89972109999997,938.89972109999997,null,1095.3830079500001,1095.3830079500001,1095.3830079500001,1095.3830079500001,1095.3830079500001,null,1251.8662948000001,1251.8662948000001,1251.8662948000001,1251.8662948000001,1251.8662948000001,null,1877.7994421999999,1877.7994421999999,1877.7994421999999,1877.7994421999999,1877.7994421999999]
["Diesel O&M (kWh)",2837.0172662311311,2695.166402919599,2553.3155396080369,2411.464676296484,2269.6138129849369,null,2838.0682079856738,2696.1647975864098,2554.2613871871422,2412.3579767878668,2270.4545663885879,null,2838.0682079856829,2696.1647975864062,2554.2613871871208,2412.3579767878368,2270.4545663885492,null,2839.119149740191,2697.1631922531901,2555.2072347661801,2413.2512772791752,2271.2953197921629]
["Fuel cost",54172.883221881602,51464.239060787979,48755.594899693802,46046.950738599808,43338.3065775059,null,54192.950968955091,51483.303420507713,48773.655872060262,46064.008323612688,43354.360775165012,null,54192.950968955258,51483.303420507633,48773.655872059862,46064.008323612099,43354.360775164263,null,54213.018716028098,51502.367780226843,48791.716844425428,46081.065908624128,43370.414972822691]
["REopt LCC",60942.8,58092.3,55241.8,52391.199999999997,49540.7,null,61619.3,58767.7,55916.1,53064.6,50213,null,62274.7,59423.1,56571.5,53719.9,50868.3,null,64917.3,62064.6,59212,56359.4,53506.7]
[]
["TMY_medPVBatt_MedDiesel_32_PBD_business",100,95,90,85,80,"TMY_medPVBatt_MedDiesel_32_PBD_nrel",100,95,90,85,80,"TMY_medPVBatt_MedDiesel_32_PBD_average",100,95,90,85,80,"TMY_medPVBatt_MedDiesel_32_PBD_residential",100,95,90,85,80]
["PV kW",6.734,6.734,6.734,6.734,6.734,null,4.42,4.42,4.42,4.42,4.42,null,3.802,3.802,3.802,3.802,3.802,null,2.2570000000000001,2.2570000000000001,2.2570000000000001,2.2570000000000001,2.2570000000000001]
["Battery kW",0,0,0,0,0,null,0,0,0,0,0,null,0,0,0,0,0,null,0,0,0,0,0]
["Battery kWh",0,0,0,0,0,null,0,0,0,0,0,null,0,0,0,0,0,null,0,0,0,0,0]
["Generator kW",6,6,6,6,6,null,7,7,7,7,7,null,8,8,8,8,8,null,12,12,12,12,12]
["PV capital cost",12120.498,12120.498,12120.498,12120.498,12120.498,null,7955.8020000000006,7955.8020000000006,7955.8020000000006,7955.8020000000006,7955.8020000000006,null,6844.445999999999,6844.445999999999,6844.445999999999,6844.445999999999,6844.445999999999,null,4062.15,4062.15,4062.15,4062.15,4062.15]
["PV O&M",1517.3242922390809,1517.3242922390809,1517.3242922390809,1517.3242922390809,1517.3242922390809,null,995.96003719024304,995.96003719024304,995.96003719024304,995.96003719024304,995.96003719024304,null,856.83312539786789,856.83312539786789,856.83312539786789,856.83312539786789,856.83312539786789,null,508.52686694218193,508.52686694218193,508.52686694218193,508.52686694218193,508.52686694218193]
["Battery capital cost",0,0,0,0,0,null,0,0,0,0,0,null,0,0,0,0,0,null,0,0,0,0,0]
["Battery O&M",0,0,0,0,0,null,0,0,0,0,0,null,0,0,0,0,0,null,0,0,0,0,0]
["Diesel capital cost",2993.22,2993.22,2993.22,2993.22,2993.22,null,3492.09,3492.09,3492.09,3492.09,3492.09,null,3990.96,3990.96,3990.96,3990.96,3990.96,null,5986.4400000000014,5986.4400000000014,5986.4400000000014,5986.4400000000014,5986.4400000000014]
["Diesel O&M (kW)",938.89972109999997,938.89972109999997,938.89972109999997,938.89972109999997,938.89972109999997,null,1095.3830079500001,1095.3830079500001,1095.3830079500001,1095.3830079500001,1095.3830079500001,null,1251.8662948000001,1251.8662948000001,1251.8662948000001,1251.8662948000001,1251.8662948000001,null,1877.7994421999999,1877.7994421999999,1877.7994421999999,1877.7994421999999,1877.7994421999999]
["Diesel O&M (kWh)",1696.742830984703,1554.891967701943,1413.0411043615979,1271.1902407621151,1129.3393853254231,null,2089.849854999552,1947.946444600273,1806.0430342009911,1664.1396238017039,1522.2362134024129,null,2190.783256707693,2048.8798463083981,1906.9764359091009,1765.0730255098049,1623.1696151105091,null,2458.7818373581531,2316.825879871139,2174.8699223841259,2032.913964897112,1890.9580074101]
["Fuel cost",28799.40213095957,26391.718432698039,23984.034733459099,21576.35102982173,19168.667464734241,null,35471.743430046183,33063.167831426043,30654.59223280584,28246.016634185551,25837.441035565222,null,37184.920919973432,34776.345321353008,32367.76972273257,29959.194124112139,27550.618525491689,null,41733.753396960972,39324.285898470771,36914.81839998057,34505.350901490339,32095.883403000171]
["REopt LCC",48066.400000000001,45516.800000000003,42967.199999999997,40417.699999999997,37868.1,null,51101.3,48550.8,46000.3,43449.8,40899.300000000003,null,52320.3,49769.8,47219.3,44668.800000000003,42118.3,null,56628.2,54076.7,51525.3,48973.8,46422.3]
[]
["TMY_medPVBatt_MedDiesel_32_PB_business",100,95,90,85,80,"TMY_medPVBatt_MedDiesel_32_PB_nrel",100,95,90,85,80,"TMY_medPVBatt_MedDiesel_32_PB_average",100,95,90,85,80,"TMY_medPVBatt_MedDiesel_32_PB_residential",100,95,90,85,80]
["PV kW",33.984000000000002,23.616,18.888999999999999,17.193999999999999,15.765000000000001,null,35.822000000000003,24.393999999999998,19.523,17.689,16.407,null,35.756999999999998,24.398,19.824000000000002,17.852,16.620999999999999,null,36.548000000000002,24.760999999999999,20.890999999999998,18.989000000000001,17.314]
["Battery kW",4.76,4.76,4.76,3.8090000000000002,3.1629999999999998,null,6.077,5.8639999999999999,5.63,4.9039999999999999,4.3460000000000001,null,6.78,6.78,6.3159999999999998,5.5540000000000003,4.8010000000000002,null,10.62,10.62,9.4450000000000003,7.8029999999999999,6.8259999999999996]
["Battery kWh",132.20099999999999,33.506999999999998,32.302,29.393000000000001,26.082000000000001,null,146.965,48.542999999999999,47.798000000000002,44.957999999999998,41.106000000000002,null,149.62700000000001,50.686,49.651000000000003,46.898000000000003,43.015000000000001,null,158.452,58.228999999999999,56.177,53.003999999999998,49.695]
["Generator kW",0,0,0,0,0,null,0,0,0,0,0,null,0,0,0,0,0,null,0,0,0,0,0]
["PV capital cost",61170.66,42508.44,34000.019999999997,30949.200000000001,28377,null,64480.14,43909.919999999998,35142.120000000003,31839.66,29533.5,null,64361.7,43916.04,35683.019999999997,32132.880000000001,29917.8,null,65785.86,44569.98,37603.800000000003,34181.1,31165.74]
["PV O&M",7657.7487484670564,5321.4883280528111,4256.3479060525897,3874.426033102417,3552.4209847539601,null,8072.0513949985261,5496.9348855364406,4399.3235555816973,3985.8997191891772,3697.1993217475801,null,8057.2242906029169,5497.7010277088584,4467.0370034674288,4022.6069426853019,3745.3085434567438,null,8235.5100808431525,5579.5655721910098,4707.4929776400231,4279.0167009188272,3901.5339458500148]
["Battery capital cost",84515.813792951987,24962.987934951991,24235.637520952001,21532.273940432751,18890.22978246901,null,94737.185330398381,35135.854152838263,34452.780089090418,32016.57389787136,29135.399066811111,null,97044.219842355989,37342.050009355997,36254.983936194112,33834.178235188287,30740.557083163101,null,106196.734981124,45720.933187123999,43311.396335559431,39760.004812130523,36789.5019373291]
["Battery O&M",20687.24700485685,5243.3167891403191,5054.6918351713293,4599.497602053365,4081.3657909643298,null,22997.566251910252,7596.1525452308642,7479.5411998702439,7035.2382035170394,6432.480230899524,null,23414.124761504951,7931.4649322930454,7769.5986203754046,7338.6749450478746,6731.1442321814338,null,24795.0897679562,9111.8027166739084,8790.7303087150794,8294.193191211345,7776.4056433533806]
["Diesel capital cost",0,0,0,0,0,null,0,0,0,0,0,null,0,0,0,0,0,null,0,0,0,0,0]
["Diesel O&M (kW)",0,0,0,0,0,null,0,0,0,0,0,null,0,0,0,0,0,null,0,0,0,0,0]
["Diesel O&M (kWh)",0,0,0,0,0,null,0,0,0,0,0,null,0,0,0,0,0,null,0,0,0,0,0]
["Fuel cost",0,0,0,0,0,null,0,0,0,0,0,null,0,0,0,0,0,null,0,0,0,0,0]
["REopt LCC",174030,78035.399999999994,67545.899999999994,60954.8,54900.4,null,190286,92138,81473.100000000006,74876.7,68798.100000000006,null,192876,94686.399999999994,84173.9,77327.600000000006,71134.100000000006,null,205012,104981,94412.7,86513.7,79632.7]
[]
["TMY_medPVBatt_MedDiesel_32_D_business",100,95,90,85,80,"TMY_medPVBatt_MedDiesel_32_D_nrel",100,95,90,85,80,"TMY_medPVBatt_MedDiesel_32_D_average",100,95,90,85,80,"TMY_medPVBatt_MedDiesel_32_D_residential",100,95,90,85,80]
["PV kW",0,0,0,0,0,null,0,0,0,0,0,null,0,0,0,0,0,null,0,0,0,0,0]
["Battery kW",0,0,0,0,0,null,0,0,0,0,0,null,0,0,0,0,0,null,0,0,0,0,0]
["Battery kWh",0,0,0,0,0,null,0,0,0,0,0,null,0,0,0,0,0,null,0,0,0,0,0]
["Generator kW",6,6,6,6,6,null,7,7,7,7,7,null,8,8,8,8,8,null,12,12,12,12,12]
["PV capital cost",0,0,0,0,0,null,0,0,0,0,0,null,0,0,0,0,0,null,0,0,0,0,0]
["PV O&M",0,0,0,0,0,null,0,0,0,0,0,null,0,0,0,0,0,null,0,0,0,0,0]
["Battery capital cost",0,0,0,0,0,null,0,0,0,0,0,null,0,0,0,0,0,null,0,0,0,0,0]
["Battery O&M",0,0,0,0,0,null,0,0,0,0,0,null,0,0,0,0,0,null,0,0,0,0,0]
["Diesel capital cost",2993.22,2993.22,2993.22,2993.22,2993.22,null,3492.09,3492.09,3492.09,3492.09,3492.09,null,3990.96,3990.96,3990.96,3990.96,3990.96,null,5986.4400000000014,5986.4400000000014,5986.4400000000014,5986.4400000000014,5986.4400000000014]
["Diesel O&M (kW)",938.89972109999997,938.89972109999997,938.89972109999997,938.89972109999997,938.89972109999997,null,1095.3830079500001,1095.3830079500001,1095.3830079500001,1095.3830079500001,1095.3830079500001,null,1251.8662948000001,1251.8662948000001,1251.8662948000001,1251.8662948000001,1251.8662948000001,null,1877.7994421999999,1877.7994421999999,1877.7994421999999,1877.7994421999999,1877.7994421999999]
["Diesel O&M (kWh)",2837.0172662311311,2695.166402919599,2553.3155396080379,2411.4646762964858,2269.613812984936,null,2838.0682079856738,2696.164797586418,2554.2613871871408,2412.3579767878659,2270.4545663885879,null,2838.0682079856829,2696.1647975864062,2554.2613871871208,2412.3579767878368,2270.4545663885492,null,2839.119149740191,2697.163192253191,2555.2072347661801,2413.2512772791752,2271.2953197921629]
["Fuel cost",48153.673975005862,45745.99027625598,43338.306577505617,40930.622878755406,38522.939180005233,null,48171.511972404529,45762.93637378476,43354.360775164663,40945.785176544581,38537.209577924463,null,48171.511972404667,45762.936373784578,43354.360775164321,40945.785176544101,38537.209577923793,null,48189.349969802759,45779.882471312769,43370.414972822597,40960.947474332548,38551.479975842383]
["REopt LCC",54923.6,52374,49824.5,47274.9,44725.3,null,55597.9,53047.4,50496.800000000003,47946.3,45395.8,null,56253.2,53702.7,51152.2,48601.7,46051.199999999997,null,58893.599999999999,56342.1,53790.7,51239.199999999997,48687.8]
[]
["TMY_medPVBatt_LowDiesel_44_PBD_business",100,95,90,85,80,"TMY_medPVBatt_LowDiesel_44_PBD_nrel",100,95,90,85,80,"TMY_medPVBatt_LowDiesel_44_PBD_average",100,95,90,85,80,"TMY_medPVBatt_LowDiesel_44_PBD_residential",100,95,90,85,80]
["PV kW",6.87,6.87,6.87,6.87,6.87,null,4.5890000000000004,4.5890000000000004,4.5890000000000004,4.5890000000000004,4.5890000000000004,null,3.9020000000000001,3.9020000000000001,3.9020000000000001,3.9020000000000001,3.9020000000000001,null,2.5550000000000002,2.5550000000000002,2.5550000000000002,2.5550000000000002,2.5550000000000002]
["Battery kW",0,0,0,0,0,null,0,0,0,0,0,null,0,0,0,0,0,null,0,0,0,0,0]
["Battery kWh",0,0,0,0,0,null,0,0,0,0,0,null,0,0,0,0,0,null,0,0,0,0,0]
["Generator kW",6,6,6,6,6,null,7,7,7,7,7,null,8,8,8,8,8,null,12,12,12,12,12]
["PV capital cost",12365.46,12365.46,12365.46,12365.46,12365.46,null,8259.8040000000001,8259.8040000000001,8259.8040000000001,8259.8040000000001,8259.8040000000001,null,7023.3119999999999,7023.3119999999999,7023.3119999999999,7023.3119999999999,7023.3119999999999,null,4599.5940000000001,4599.5940000000001,4599.5940000000001,4599.5940000000001,4599.5940000000001]
["PV O&M",1547.9902593697609,1547.9902593697609,1547.9902593697609,1547.9902593697609,1547.9902593697609,null,1034.017022925422,1034.017022925422,1034.017022925422,1034.017022925422,1034.017022925422,null,879.22475706643775,879.22475706643775,879.22475706643775,879.22475706643775,879.22475706643775,null,575.80766983643116,575.80766983643116,575.80766983643116,575.80766983643116,575.80766983643116]
["Battery capital cost",0,0,0,0,0,null,0,0,0,0,0,null,0,0,0,0,0,null,0,0,0,0,0]
["Battery O&M",0,0,0,0,0,null,0,0,0,0,0,null,0,0,0,0,0,null,0,0,0,0,0]
["Diesel capital cost",2244.96,2244.96,2244.96,2244.96,2244.96,null,2619.12,2619.12,2619.12,2619.12,2619.12,null,2993.28,2993.28,2993.28,2993.28,2993.28,null,4489.92,4489.92,4489.92,4489.92,4489.92]
["Diesel O&M (kW)",938.89972109999997,938.89972109999997,938.89972109999997,938.89972109999997,938.89972109999997,null,1095.3830079500001,1095.3830079500001,1095.3830079500001,1095.3830079500001,1095.3830079500001,null,1251.8662948000001,1251.8662948000001,1251.8662948000001,1251.8662948000001,1251.8662948000001,null,1877.7994421999999,1877.7994421999999,1877.7994421999999,1877.7994421999999,1877.7994421999999]
["Diesel O&M (kWh)",1682.069565601842,1540.218702290287,1398.367838978734,1256.51697655976,1114.6661117365711,null,2071.5362687056299,1929.6328583063521,1787.729447907069,1645.8260375077789,1503.9226271084899,null,2180.1023575356298,2038.1989471363361,1896.29553673704,1754.392126337744,1612.4887159384471,null,2426.9142808383008,2284.9583233512849,2143.0023658642708,2001.046408377257,1859.090450890244]
["Fuel cost",31405.38250236338,28756.930433738071,26108.47836511282,23460.026313152641,20811.5742163041,null,38676.990664735968,36027.557506253797,33378.124347771569,30728.69118928922,28079.25803080685,null,40703.993362018417,38054.560203536013,35405.127045053523,32755.693886571022,30106.26072808855,null,45312.139788287663,42661.725539948377,40011.311291609163,37360.897043269921,34710.482794930722]
["REopt LCC",50185,47394.7,44604.4,41814,39023.699999999997,null,53757.3,50965.9,48174.6,45383.199999999997,42591.8,null,55032.3,52240.9,49449.599999999999,46658.2,43866.8,null,59282.9,56490.5,53698.1,50905.7,48113.3]
[]
["TMY_medPVBatt_LowDiesel_44_PB_business",100,95,90,85,80,"TMY_medPVBatt_LowDiesel_44_PB_nrel",100,95,90,85,80,"TMY_medPVBatt_LowDiesel_44_PB_average",100,95,90,85,80,"TMY_medPVBatt_LowDiesel_44_PB_residential",100,95,90,85,80]
["PV kW",33.984000000000002,23.616,18.888999999999999,17.193999999999999,15.765000000000001,null,35.822000000000003,24.393999999999998,19.523,17.689,16.407,null,35.756999999999998,24.398,19.824000000000002,17.852,16.620999999999999,null,36.548000000000002,24.760999999999999,20.890999999999998,18.989000000000001,17.314]
["Battery kW",4.76,4.76,4.76,3.8090000000000002,3.1629999999999998,null,6.077,5.8639999999999999,5.63,4.9039999999999999,4.3460000000000001,null,6.78,6.78,6.3159999999999998,5.5540000000000003,4.8010000000000002,null,10.62,10.62,9.4450000000000003,7.8029999999999999,6.8259999999999996]
["Battery kWh",132.20099999999999,33.506999999999998,32.302,29.393000000000001,26.082000000000001,null,146.965,48.542999999999999,47.798000000000002,44.957999999999998,41.106000000000002,null,149.62700000000001,50.686,49.651000000000003,46.898000000000003,43.015000000000001,null,158.452,58.228999999999999,56.177,53.003999999999998,49.695]
["Generator kW",0,0,0,0,0,null,0,0,0,0,0,null,0,0,0,0,0,null,0,0,0,0,0]
["PV capital cost",61170.66,42508.44,34000.019999999997,30949.200000000001,28377,null,64480.14,43909.919999999998,35142.120000000003,31839.66,29533.5,null,64361.7,43916.04,35683.019999999997,32132.880000000001,29917.8,null,65785.86,44569.98,37603.800000000003,34181.1,31165.74]
["PV O&M",7657.7487484670564,5321.4883280528111,4256.3479060525897,3874.426033102417,3552.4209847539601,null,8072.0513949985261,5496.9348855364406,4399.3235555816973,3985.8997191891772,3697.1993217475801,null,8057.2242906029169,5497.7010277088584,4467.0370034674288,4022.6069426853019,3745.3085434567438,null,8235.5100808431525,5579.5655721910098,4707.4929776400231,4279.0167009188272,3901.5339458500148]
["Battery capital cost",84515.813792951987,24962.987934951991,24235.637520952001,21532.273940432751,18890.22978246901,null,94737.185330398381,35135.854152838263,34452.780089090418,32016.57389787136,29135.399066811111,null,97044.219842355989,37342.050009355997,36254.983936194112,33834.178235188287,30740.557083163101,null,106196.734981124,45720.933187123999,43311.396335559431,39760.004812130523,36789.5019373291]
["Battery O&M",20687.24700485685,5243.3167891403191,5054.6918351713293,4599.497602053365,4081.3657909643298,null,22997.566251910252,7596.1525452308642,7479.5411998702439,7035.2382035170394,6432.480230899524,null,23414.124761504951,7931.4649322930454,7769.5986203754046,7338.6749450478746,6731.1442321814338,null,24795.0897679562,9111.8027166739084,8790.7303087150794,8294.193191211345,7776.4056433533806]
["Diesel capital cost",0,0,0,0,0,null,0,0,0,0,0,null,0,0,0,0,0,null,0,0,0,0,0]
["Diesel O&M (kW)",0,0,0,0,0,null,0,0,0,0,0,null,0,0,0,0,0,null,0,0,0,0,0]
["Diesel O&M (kWh)",0,0,0,0,0,null,0,0,0,0,0,null,0,0,0,0,0,null,0,0,0,0,0]
["Fuel cost",0,0,0,0,0,null,0,0,0,0,0,null,0,0,0,0,0,null,0,0,0,0,0]
["REopt LCC",174030,78035.399999999994,67545.899999999994,60954.8,54900.4,null,190286,92138,81473.100000000006,74876.7,68798.100000000006,null,192876,94686.399999999994,84173.9,77327.600000000006,71134.100000000006,null,205012,104981,94412.7,86513.7,79632.7]
[]
["TMY_medPVBatt_LowDiesel_44_D_business",100,95,90,85,80,"TMY_medPVBatt_LowDiesel_44_D_nrel",100,95,90,85,80,"TMY_medPVBatt_LowDiesel_44_D_average",100,95,90,85,80,"TMY_medPVBatt_LowDiesel_44_D_residential",100,95,90,85,80]
["PV kW",0,0,0,0,0,null,0,0,0,0,0,null,0,0,0,0,0,null,0,0,0,0,0]
["Battery kW",0,0,0,0,0,null,0,0,0,0,0,null,0,0,0,0,0,null,0,0,0,0,0]
["Battery kWh",0,0,0,0,0,null,0,0,0,0,0,null,0,0,0,0,0,null,0,0,0,0,0]
["Generator kW",6,6,6,6,6,null,7,7,7,7,7,null,8,8,8,8,8,null,12,12,12,12,12]
["PV capital cost",0,0,0,0,0,null,0,0,0,0,0,null,0,0,0,0,0,null,0,0,0,0,0]
["PV O&M",0,0,0,0,0,null,0,0,0,0,0,null,0,0,0,0,0,null,0,0,0,0,0]
["Battery capital cost",0,0,0,0,0,null,0,0,0,0,0,null,0,0,0,0,0,null,0,0,0,0,0]
["Battery O&M",0,0,0,0,0,null,0,0,0,0,0,null,0,0,0,0,0,null,0,0,0,0,0]
["Diesel capital cost",2244.96,2244.96,2244.96,2244.96,2244.96,null,2619.12,2619.12,2619.12,2619.12,2619.12,null,2993.28,2993.28,2993.28,2993.28,2993.28,null,4489.92,4489.92,4489.92,4489.92,4489.92]
["Diesel O&M (kW)",938.89972109999997,938.89972109999997,938.89972109999997,938.89972109999997,938.89972109999997,null,1095.3830079500001,1095.3830079500001,1095.3830079500001,1095.3830079500001,1095.3830079500001,null,1251.8662948000001,1251.8662948000001,1251.8662948000001,1251.8662948000001,1251.8662948000001,null,1877.7994421999999,1877.7994421999999,1877.7994421999999,1877.7994421999999,1877.7994421999999]
["Diesel O&M (kWh)",2837.0172662311311,2695.166402919594,2553.3155396080292,2411.464676296484,2269.6138129849351,null,2838.0682079856738,2696.164797586418,2554.2613871871408,2412.3579767878659,2270.4545663885879,null,2838.0682079856829,2696.1647975864062,2554.2613871871208,2412.3579767878368,2270.4545663885478,null,2839.119149740191,2697.1631922531901,2555.2072347661801,2413.2512772791752,2271.2953197921629]
["Fuel cost",52969.041372506457,50320.58930388149,47672.137235256021,45023.685166630923,42375.23309800573,null,52988.663169644977,50339.230011163243,47689.796852681131,45040.363694199048,42390.930535716892,null,52988.663169645137,50339.230011163017,47689.796852680753,45040.363694198502,42390.930535716157,null,53008.284966783038,50357.870718444028,47707.456470104888,45057.042221765798,42406.627973426621]
["REopt LCC",58990.7,56200.4,53410,50619.7,47829.4,null,59542,56750.7,53959.3,51167.9,48376.6,null,60072.7,57281.3,54490,51698.6,48907.199999999997,null,62216,59423.6,56631.199999999997,53838.8,51046.400000000001]
[]
["TMY_medPVBatt_LowDiesel_36_PBD_business",100,95,90,85,80,"TMY_medPVBatt_LowDiesel_36_PBD_nrel",100,95,90,85,80,"TMY_medPVBatt_LowDiesel_36_PBD_average",100,95,90,85,80,"TMY_medPVBatt_LowDiesel_36_PBD_residential",100,95,90,85,80]
["PV kW",6.56,6.56,6.56,6.56,6.56,null,4.2850000000000001,4.2850000000000001,4.2850000000000001,4.2850000000000001,4.2850000000000001,null,3.718,3.718,3.718,3.718,3.718,null,2.1709999999999998,2.1709999999999998,2.1709999999999998,2.1709999999999998,2.1709999999999998]
["Battery kW",0,0,0,0,0,null,0,0,0,0,0,null,0,0,0,0,0,null,0,0,0,0,0]
["Battery kWh",0,0,0,0,0,null,0,0,0,0,0,null,0,0,0,0,0,null,0,0,0,0,0]
["Generator kW",6,6,6,6,6,null,7,7,7,7,7,null,8,8,8,8,8,null,12,12,12,12,12]
["PV capital cost",11807.657999999999,11807.657999999999,11807.657999999999,11807.657999999999,11807.657999999999,null,7712.7480000000014,7712.7480000000014,7712.7480000000014,7712.7480000000014,7712.7480000000014,null,6692.5079999999998,6692.5079999999998,6692.5079999999998,6692.5079999999998,6692.5079999999998,null,3907.422,3907.422,3907.422,3907.422,3907.422]
["PV O&M",1478.1609070725581,1478.1609070725581,1478.1609070725581,1478.1609070725581,1478.1609070725581,null,965.53292614861107,965.53292614861107,965.53292614861107,965.53292614861107,965.53292614861107,null,837.81251928793574,837.81251928793574,837.81251928793574,837.81251928793574,837.81251928793574,null,489.15699013600062,489.15699013600062,489.15699013600062,489.15699013600062,489.15699013600062]
["Battery capital cost",0,0,0,0,0,null,0,0,0,0,0,null,0,0,0,0,0,null,0,0,0,0,0]
["Battery O&M",0,0,0,0,0,null,0,0,0,0,0,null,0,0,0,0,0,null,0,0,0,0,0]
["Diesel capital cost",2244.96,2244.96,2244.96,2244.96,2244.96,null,2619.12,2619.12,2619.12,2619.12,2619.12,null,2993.28,2993.28,2993.28,2993.28,2993.28,null,4489.92,4489.92,4489.92,4489.92,4489.92]
["Diesel O&M (kW)",938.89972109999997,938.89972109999997,938.89972109999997,938.89972109999997,938.89972109999997,null,1095.3830079500001,1095.3830079500001,1095.3830079500001,1095.3830079500001,1095.3830079500001,null,1251.8662948000001,1251.8662948000001,1251.8662948000001,1251.8662948000001,1251.8662948000001,null,1877.7994421999999,1877.7994421999999,1877.7994421999999,1877.7994421999999,1877.7994421999999]
["Diesel O&M (kWh)",1717.378506341872,1575.527643030317,1433.67677856705,1291.825916407211,1149.975045710273,null,2105.759300066044,1963.855889666763,1821.952479267484,1680.0490688681959,1538.145658468906,null,2200.7863478750569,2058.8829374757611,1916.979527076466,1775.0761166771699,1633.172706277873,null,2468.9947623463172,2327.0388048593072,2185.0828473722918,2043.1268898852779,1901.1709323982659]
["Fuel cost",26234.692718785351,24067.777389910108,21900.862043441299,19733.946732159689,17567.031290465249,null,32167.601942701829,29999.883903943672,27832.165865185529,25664.447826427258,23496.729787668959,null,33619.236157312458,31451.51811855406,29283.800079795699,27116.082041037309,24948.3640022789,null,37716.390810327233,35547.870061686088,33379.349313044877,31210.828564403681,29042.307815762539]
["REopt LCC",44422,42113.2,39804.400000000001,37495.599999999999,35186.9,null,46666.6,44357,42047.3,39737.699999999997,37428,null,47596,45286.400000000001,42976.7,40667.1,38357.4,null,50950.400000000001,48639.9,46329.4,44018.9,41708.400000000001]
[]
["TMY_medPVBatt_LowDiesel_36_PB_business",100,95,90,85,80,"TMY_medPVBatt_LowDiesel_36_PB_nrel",100,95,90,85,80,"TMY_medPVBatt_LowDiesel_36_PB_average",100,95,90,85,80,"TMY_medPVBatt_LowDiesel_36_PB_residential",100,95,90,85,80]
["PV kW",33.984000000000002,23.616,18.888999999999999,17.193999999999999,15.765000000000001,null,35.822000000000003,24.393999999999998,19.523,17.689,16.407,null,35.756999999999998,24.398,19.824000000000002,17.852,16.620999999999999,null,36.548000000000002,24.760999999999999,20.890999999999998,18.989000000000001,17.314]
["Battery kW",4.76,4.76,4.76,3.8090000000000002,3.1629999999999998,null,6.077,5.8639999999999999,5.63,4.9039999999999999,4.3460000000000001,null,6.78,6.78,6.3159999999999998,5.5540000000000003,4.8010000000000002,null,10.62,10.62,9.4450000000000003,7.8029999999999999,6.8259999999999996]
["Battery kWh",132.20099999999999,33.506999999999998,32.302,29.393000000000001,26.082000000000001,null,146.965,48.542999999999999,47.798000000000002,44.957999999999998,41.106000000000002,null,149.62700000000001,50.686,49.651000000000003,46.898000000000003,43.015000000000001,null,158.452,58.228999999999999,56.177,53.003999999999998,49.695]
["Generator kW",0,0,0,0,0,null,0,0,0,0,0,null,0,0,0,0,0,null,0,0,0,0,0]
["PV capital cost",61170.66,42508.44,34000.019999999997,30949.200000000001,28377,null,64480.14,43909.919999999998,35142.120000000003,31839.66,29533.5,null,64361.7,43916.04,35683.019999999997,32132.880000000001,29917.8,null,65785.86,44569.98,37603.800000000003,34181.1,31165.74]
["PV O&M",7657.7487484670564,5321.4883280528111,4256.3479060525897,3874.426033102417,3552.4209847539601,null,8072.0513949985261,5496.9348855364406,4399.3235555816973,3985.8997191891772,3697.1993217475801,null,8057.2242906029169,5497.7010277088584,4467.0370034674288,4022.6069426853019,3745.3085434567438,null,8235.5100808431525,5579.5655721910098,4707.4929776400231,4279.0167009188272,3901.5339458500148]
["Battery capital cost",84515.813792951987,24962.987934951991,24235.637520952001,21532.273940432751,18890.22978246901,null,94737.185330398381,35135.854152838263,34452.780089090418,32016.57389787136,29135.399066811111,null,97044.219842355989,37342.050009355997,36254.983936194112,33834.178235188287,30740.557083163101,null,106196.734981124,45720.933187123999,43311.396335559431,39760.004812130523,36789.5019373291]
["Battery O&M",20687.24700485685,5243.3167891403191,5054.6918351713293,4599.497602053365,4081.3657909643298,null,22997.566251910252,7596.1525452308642,7479.5411998702439,7035.2382035170394,6432.480230899524,null,23414.124761504951,7931.4649322930454,7769.5986203754046,7338.6749450478746,6731.1442321814338,null,24795.0897679562,9111.8027166739084,8790.7303087150794,8294.193191211345,7776.4056433533806]
["Diesel capital cost",0,0,0,0,0,null,0,0,0,0,0,null,0,0,0,0,0,null,0,0,0,0,0]
["Diesel O&M (kW)",0,0,0,0,0,null,0,0,0,0,0,null,0,0,0,0,0,null,0,0,0,0,0]
["Diesel O&M (kWh)",0,0,0,0,0,null,0,0,0,0,0,null,0,0,0,0,0,null,0,0,0,0,0]
["Fuel cost",0,0,0,0,0,null,0,0,0,0,0,null,0,0,0,0,0,null,0,0,0,0,0]
["REopt LCC",174030,78035.399999999994,67545.899999999994,60954.8,54900.4,null,190286,92138,81473.100000000006,74876.7,68798.100000000006,null,192876,94686.399999999994,84173.9,77327.600000000006,71134.100000000006,null,205012,104981,94412.7,86513.7,79632.7]
[]
["TMY_medPVBatt_LowDiesel_36_D_business",100,95,90,85,80,"TMY_medPVBatt_LowDiesel_36_D_nrel",100,95,90,85,80,"TMY_medPVBatt_LowDiesel_36_D_average",100,95,90,85,80,"TMY_medPVBatt_LowDiesel_36_D_residential",100,95,90,85,80]
["PV kW",0,0,0,0,0,null,0,0,0,0,0,null,0,0,0,0,0,null,0,0,0,0,0]
["Battery kW",0,0,0,0,0,null,0,0,0,0,0,null,0,0,0,0,0,null,0,0,0,0,0]
["Battery kWh",0,0,0,0,0,null,0,0,0,0,0,null,0,0,0,0,0,null,0,0,0,0,0]
["Generator kW",6,6,6,6,6,null,7,7,7,7,7,null,8,8,8,8,8,null,12,12,12,12,12]
["PV capital cost",0,0,0,0,0,null,0,0,0,0,0,null,0,0,0,0,0,null,0,0,0,0,0]
["PV O&M",0,0,0,0,0,null,0,0,0,0,0,null,0,0,0,0,0,null,0,0,0,0,0]
["Battery capital cost",0,0,0,0,0,null,0,0,0,0,0,null,0,0,0,0,0,null,0,0,0,0,0]
["Battery O&M",0,0,0,0,0,null,0,0,0,0,0,null,0,0,0,0,0,null,0,0,0,0,0]
["Diesel capital cost",2244.96,2244.96,2244.96,2244.96,2244.96,null,2619.12,2619.12,2619.12,2619.12,2619.12,null,2993.28,2993.28,2993.28,2993.28,2993.28,null,4489.92,4489.92,4489.92,4489.92,4489.92]
["Diesel O&M (kW)",938.89972109999997,938.89972109999997,938.89972109999997,938.89972109999997,938.89972109999997,null,1095.3830079500001,1095.3830079500001,1095.3830079500001,1095.3830079500001,1095.3830079500001,null,1251.8662948000001,1251.8662948000001,1251.8662948000001,1251.8662948000001,1251.8662948000001,null,1877.7994421999999,1877.7994421999999,1877.7994421999999,1877.7994421999999,1877.7994421999999]
["Diesel O&M (kWh)",2837.0172662311311,2695.166402919599,2553.3155396080329,2411.464676296484,2269.6138129849278,null,2838.0682079856738,2696.164797586418,2554.2613871871408,2412.3579767878659,2270.4545663885879,null,2838.0682079856829,2696.1647975864062,2554.2613871871208,2412.3579767878368,2270.4545663885492,null,2839.119149740191,2697.163192253191,2555.2072347661801,2413.2512772791752,2271.2953197921629]
["Fuel cost",43338.306577505289,41171.391248630367,39004.475919754987,36837.560590879839,34670.645262004567,null,43354.360775164059,41186.642736406291,39018.924697648203,36851.206658890122,34683.488620131997,null,43354.360775164198,41186.642736406109,39018.92469764789,36851.206658889692,34683.488620131408,null,43370.414972822473,41201.894224181488,39033.373475540349,36864.852726899277,34696.331978258131]
["REopt LCC",49360,47051.199999999997,44742.400000000001,42433.599999999999,40124.800000000003,null,49907.7,47598.1,45288.4,42978.8,40669.1,null,50438.400000000001,48128.800000000003,45819.1,43509.4,41199.800000000003,null,52578.2,50267.6,47957.1,45646.6,43336.1]
[]
["TMY_medPVBatt_LowDiesel_32_PBD_business",100,95,90,85,80,"TMY_medPVBatt_LowDiesel_32_PBD_nrel",100,95,90,85,80,"TMY_medPVBatt_LowDiesel_32_PBD_average",100,95,90,85,80,"TMY_medPVBatt_LowDiesel_32_PBD_residential",100,95,90,85,80]
["PV kW",6.4080000000000004,6.4080000000000004,6.4080000000000004,6.4080000000000004,6.4080000000000004,null,4.1559999999999997,4.1559999999999997,4.1559999999999997,4.1559999999999997,4.1559999999999997,null,3.5939999999999999,3.5939999999999999,3.5939999999999999,3.5939999999999999,3.5939999999999999,null,2.0750000000000002,2.0750000000000002,2.0750000000000002,2.0750000000000002,2.0750000000000002]
["Battery kW",0,0,0,0,0,null,0,0,0,0,0,null,0,0,0,0,0,null,0,0,0,0,0]
["Battery kWh",0,0,0,0,0,null,0,0,0,0,0,null,0,0,0,0,0,null,0,0,0,0,0]
["Generator kW",6,6,6,6,6,null,7,7,7,7,7,null,8,8,8,8,8,null,12,12,12,12,12]
["PV capital cost",11534.04,11534.04,11534.04,11534.04,11534.04,null,7481.195999999999,7481.195999999999,7481.195999999999,7481.195999999999,7481.195999999999,null,6469.344000000001,6469.344000000001,6469.344000000001,6469.344000000001,6469.344000000001,null,3735.4140000000002,3735.4140000000002,3735.4140000000002,3735.4140000000002,3735.4140000000002]
["PV O&M",1443.9075918874989,1443.9075918874989,1443.9075918874989,1443.9075918874989,1443.9075918874989,null,936.54571171925784,936.54571171925784,936.54571171925784,936.54571171925784,936.54571171925784,null,809.87537030666124,809.87537030666124,809.87537030666124,809.87537030666124,809.87537030666124,null,467.62388837240468,467.62388837240468,467.62388837240468,467.62388837240468,467.62388837240468]
["Battery capital cost",0,0,0,0,0,null,0,0,0,0,0,null,0,0,0,0,0,null,0,0,0,0,0]
["Battery O&M",0,0,0,0,0,null,0,0,0,0,0,null,0,0,0,0,0,null,0,0,0,0,0]
["Diesel capital cost",2244.96,2244.96,2244.96,2244.96,2244.96,null,2619.12,2619.12,2619.12,2619.12,2619.12,null,2993.28,2993.28,2993.28,2993.28,2993.28,null,4489.92,4489.92,4489.92,4489.92,4489.92]
["Diesel O&M (kW)",938.89972109999997,938.89972109999997,938.89972109999997,938.89972109999997,938.89972109999997,null,1095.3830079500001,1095.3830079500001,1095.3830079500001,1095.3830079500001,1095.3830079500001,null,1251.8662948000001,1251.8662948000001,1251.8662948000001,1251.8662948000001,1251.8662948000001,null,1877.7994421999999,1877.7994421999999,1877.7994421999999,1877.7994421999999,1877.7994421999999]
["Diesel O&M (kWh)",1737.3472511227239,1595.4963870769509,1453.6455244996159,1311.794659460485,1169.9437998056319,null,2122.7542248894829,1980.8508144902039,1838.947404090922,1697.0439936916371,1555.1405832923499,null,2217.0281478098791,2075.1247374105819,1933.221327011287,1791.3179166119919,1649.4145062126961,null,2481.4989826544761,2339.543025167467,2197.587067680452,2055.631110193438,1913.675152706425]
["Fuel cost",23590.875983091901,21664.729014121971,19738.582065091508,17812.435082633099,15886.28817328605,null,28824.19253237404,26897.332053477909,24970.471574581759,23043.611095685548,21116.750616789341,null,30104.307617379302,28177.44713848293,26250.586659586599,24323.726180690279,22396.865701793911,null,33695.471480522821,31767.897481730721,29840.323482938529,27912.74948414637,25985.175485354219]
["REopt LCC",41490.300000000003,39422.300000000003,37354.300000000003,35286.199999999997,33218.199999999997,null,43079.7,41010.9,38942.1,36873.300000000003,34804.5,null,43846.3,41777.5,39708.699999999997,37639.9,35571.1,null,46748.5,44678.9,42609.3,40539.800000000003,38470.199999999997]
[]
["TMY_medPVBatt_LowDiesel_32_PB_business",100,95,90,85,80,"TMY_medPVBatt_LowDiesel_32_PB_nrel",100,95,90,85,80,"TMY_medPVBatt_LowDiesel_32_PB_average",100,95,90,85,80,"TMY_medPVBatt_LowDiesel_32_PB_residential",100,95,90,85,80]
["PV kW",33.984000000000002,23.616,18.888999999999999,17.193999999999999,15.765000000000001,null,35.822000000000003,24.393999999999998,19.523,17.689,16.407,null,35.756999999999998,24.398,19.824000000000002,17.852,16.620999999999999,null,36.548000000000002,24.760999999999999,20.890999999999998,18.989000000000001,17.314]
["Battery kW",4.76,4.76,4.76,3.8090000000000002,3.1629999999999998,null,6.077,5.8639999999999999,5.63,4.9039999999999999,4.3460000000000001,null,6.78,6.78,6.3159999999999998,5.5540000000000003,4.8010000000000002,null,10.62,10.62,9.4450000000000003,7.8029999999999999,6.8259999999999996]
["Battery kWh",132.20099999999999,33.506999999999998,32.302,29.393000000000001,26.082000000000001,null,146.965,48.542999999999999,47.798000000000002,44.957999999999998,41.106000000000002,null,149.62700000000001,50.686,49.651000000000003,46.898000000000003,43.015000000000001,null,158.452,58.228999999999999,56.177,53.003999999999998,49.695]
["Generator kW",0,0,0,0,0,null,0,0,0,0,0,null,0,0,0,0,0,null,0,0,0,0,0]
["PV capital cost",61170.66,42508.44,34000.019999999997,30949.200000000001,28377,null,64480.14,43909.919999999998,35142.120000000003,31839.66,29533.5,null,64361.7,43916.04,35683.019999999997,32132.880000000001,29917.8,null,65785.86,44569.98,37603.800000000003,34181.1,31165.74]
["PV O&M",7657.7487484670564,5321.4883280528111,4256.3479060525897,3874.426033102417,3552.4209847539601,null,8072.0513949985261,5496.9348855364406,4399.3235555816973,3985.8997191891772,3697.1993217475801,null,8057.2242906029169,5497.7010277088584,4467.0370034674288,4022.6069426853019,3745.3085434567438,null,8235.5100808431525,5579.5655721910098,4707.4929776400231,4279.0167009188272,3901.5339458500148]
["Battery capital cost",84515.813792951987,24962.987934951991,24235.637520952001,21532.273940432751,18890.22978246901,null,94737.185330398381,35135.854152838263,34452.780089090418,32016.57389787136,29135.399066811111,null,97044.219842355989,37342.050009355997,36254.983936194112,33834.178235188287,30740.557083163101,null,106196.734981124,45720.933187123999,43311.396335559431,39760.004812130523,36789.5019373291]
["Battery O&M",20687.24700485685,5243.3167891403191,5054.6918351713293,4599.497602053365,4081.3657909643298,null,22997.566251910252,7596.1525452308642,7479.5411998702439,7035.2382035170394,6432.480230899524,null,23414.124761504951,7931.4649322930454,7769.5986203754046,7338.6749450478746,6731.1442321814338,null,24795.0897679562,9111.8027166739084,8790.7303087150794,8294.193191211345,7776.4056433533806]
["Diesel capital cost",0,0,0,0,0,null,0,0,0,0,0,null,0,0,0,0,0,null,0,0,0,0,0]
["Diesel O&M (kW)",0,0,0,0,0,null,0,0,0,0,0,null,0,0,0,0,0,null,0,0,0,0,0]
["Diesel O&M (kWh)",0,0,0,0,0,null,0,0,0,0,0,null,0,0,0,0,0,null,0,0,0,0,0]
["Fuel cost",0,0,0,0,0,null,0,0,0,0,0,null,0,0,0,0,0,null,0,0,0,0,0]
["REopt LCC",174030,78035.399999999994,67545.899999999994,60954.8,54900.4,null,190286,92138,81473.100000000006,74876.7,68798.100000000006,null,192876,94686.399999999994,84173.9,77327.600000000006,71134.100000000006,null,205012,104981,94412.7,86513.7,79632.7]
[]
["TMY_medPVBatt_LowDiesel_32_D_business",100,95,90,85,80,"TMY_medPVBatt_LowDiesel_32_D_nrel",100,95,90,85,80,"TMY_medPVBatt_LowDiesel_32_D_average",100,95,90,85,80,"TMY_medPVBatt_LowDiesel_32_D_residential",100,95,90,85,80]
["PV kW",0,0,0,0,0,null,0,0,0,0,0,null,0,0,0,0,0,null,0,0,0,0,0]
["Battery kW",0,0,0,0,0,null,0,0,0,0,0,null,0,0,0,0,0,null,0,0,0,0,0]
["Battery kWh",0,0,0,0,0,null,0,0,0,0,0,null,0,0,0,0,0,null,0,0,0,0,0]
["Generator kW",6,6,6,6,6,null,7,7,7,7,7,null,8,8,8,8,8,null,12,12,12,12,12]
["PV capital cost",0,0,0,0,0,null,0,0,0,0,0,null,0,0,0,0,0,null,0,0,0,0,0]
["PV O&M",0,0,0,0,0,null,0,0,0,0,0,null,0,0,0,0,0,null,0,0,0,0,0]
["Battery capital cost",0,0,0,0,0,null,0,0,0,0,0,null,0,0,0,0,0,null,0,0,0,0,0]
["Battery O&M",0,0,0,0,0,null,0,0,0,0,0,null,0,0,0,0,0,null,0,0,0,0,0]
["Diesel capital cost",2244.96,2244.96,2244.96,2244.96,2244.96,null,2619.12,2619.12,2619.12,2619.12,2619.12,null,2993.28,2993.28,2993.28,2993.28,2993.28,null,4489.92,4489.92,4489.92,4489.92,4489.92]
["Diesel O&M (kW)",938.89972109999997,938.89972109999997,938.89972109999997,938.89972109999997,938.89972109999997,null,1095.3830079500001,1095.3830079500001,1095.3830079500001,1095.3830079500001,1095.3830079500001,null,1251.8662948000001,1251.8662948000001,1251.8662948000001,1251.8662948000001,1251.8662948000001,null,1877.7994421999999,1877.7994421999999,1877.7994421999999,1877.7994421999999,1877.7994421999999]
["Diesel O&M (kWh)",2837.0172662311311,2695.1664029195881,2553.315539608036,2411.4646762964849,2269.613812984926,null,2838.0682079856738,2696.164797586418,2554.2613871871399,2412.3579767878709,2270.4545663885879,null,2838.0682079856829,2696.1647975864062,2554.2613871871222,2412.3579767878368,2270.4545663885492,null,2839.119149740191,2697.1631922531901,2555.2072347661801,2413.2512772791752,2271.2953197921629]
["Fuel cost",38522.939180004709,36596.792221004638,34670.64526200448,32744.498303004319,30818.351344004051,null,38537.209577923619,36610.349099027822,34683.488620131713,32756.628141235749,30829.76766233956,null,38537.209577923742,36610.349099027648,34683.488620131473,32756.62814123528,30829.76766233904,null,38551.479975842187,36623.905977050214,34696.331978258087,32768.757979466041,30841.183980673901]
["REopt LCC",44544.6,42476.6,40408.6,38340.5,36272.5,null,45090.6,43021.8,40953,38884.199999999997,36815.4,null,45621.3,43552.5,41483.699999999997,39414.9,37346.1,null,47759.199999999997,45689.7,43620.1,41550.5,39481]
[]
["TMY_lowPVBatt_HighDiesel_44_PBD_business",100,95,90,85,80,"TMY_lowPVBatt_HighDiesel_44_PBD_nrel",100,95,90,85,80,"TMY_lowPVBatt_HighDiesel_44_PBD_average",100,95,90,85,80,"TMY_lowPVBatt_HighDiesel_44_PBD_residential",100,95,90,85,80]
["PV kW",11.507,11.507,11.507,11.507,11.507,null,6.8689999999999998,6.8689999999999998,6.8689999999999998,6.8689999999999998,6.8689999999999998,null,6.7489999999999997,6.8710000000000004,6.8710000000000004,6.8710000000000004,6.8710000000000004,null,5.0359999999999996,5.0359999999999996,5.0359999999999996,5.0359999999999996,5.0359999999999996]
["Battery kW",1.3839999999999999,1.3839999999999999,1.3839999999999999,1.3839999999999999,1.3839999999999999,null,0.57299999999999995,0.57299999999999995,0.57299999999999995,0.57299999999999995,0.57299999999999995,null,0.79900000000000004,0.82399999999999995,0.82399999999999995,0.82399999999999995,0.82399999999999995,null,0.77400000000000002,0.77400000000000002,0.77400000000000002,0.77400000000000002,0.77400000000000002]
["Battery kWh",11.105,11.105,11.105,11.105,11.105,null,4.5250000000000004,4.5250000000000004,4.5250000000000004,4.5250000000000004,4.5250000000000004,null,6.1639999999999997,6.4489999999999998,6.4489999999999998,6.4489999999999998,6.4489999999999998,null,5.6369999999999996,5.6369999999999996,5.6369999999999996,5.6369999999999996,5.6369999999999996]
["Generator kW",6,6,6,6,6,null,7,7,7,7,7,null,8,8,8,8,8,null,12,12,12,12,12]
["PV capital cost",16110.22,16110.22,16110.22,16110.22,16110.22,null,9616.9079999999994,9616.9079999999994,9616.9079999999994,9616.9079999999994,9616.9079999999994,null,9449.1459999999988,9619.0220000000008,9619.0220000000008,9619.0220000000008,9619.0220000000008,null,7050.0219999999999,7050.0219999999999,7050.0219999999999,7050.0219999999999,7050.0219999999999]
["PV O&M",2016.784141981286,2016.784141981286,2016.784141981286,2016.784141981286,2016.784141981286,null,1203.9082985392481,1203.9082985392481,1203.9082985392481,1203.9082985392481,1203.9082985392481,null,1182.906739204424,1204.172943073969,1204.172943073969,1204.172943073969,1204.172943073969,null,882.56849193984851,882.56849193984851,882.56849193984851,882.56849193984851,882.56849193984851]
["Battery capital cost",5945.4909603918641,5945.4909603918641,5945.4909603918641,5945.4909603918641,5945.4909603918641,null,2429.0664810685971,2429.0664810685971,2429.0664810685971,2429.0664810685971,2429.0664810685971,null,3320.3877075001928,3465.870119322974,3465.870119322974,3465.870119322974,3465.870119322974,null,3064.9853655609818,3064.9853655609818,3064.9853655609818,3064.9853655609818,3064.9853655609818]
["Battery O&M",1390.2475950271919,1390.2475950271919,1390.2475950271919,1390.2475950271919,1390.2475950271919,null,566.51581744990756,566.51581744990756,566.51581744990756,566.51581744990756,566.51581744990756,null,771.67416957432124,807.34860337723683,807.34860337723683,807.34860337723683,807.34860337723683,null,705.63571879103154,705.63571879103154,705.63571879103154,705.63571879103154,705.63571879103154]
["Diesel capital cost",3741.54,3741.54,3741.54,3741.54,3741.54,null,4365.13,4365.13,4365.13,4365.13,4365.13,null,4988.72,4988.72,4988.72,4988.72,4988.72,null,7483.08,7483.08,7483.08,7483.08,7483.08]
["Diesel O&M (kW)",938.89972109999997,938.89972109999997,938.89972109999997,938.89972109999997,938.89972109999997,null,1095.3830079500001,1095.3830079500001,1095.3830079500001,1095.3830079500001,1095.3830079500001,null,1251.8662948000001,1251.8662948000001,1251.8662948000001,1251.8662948000001,1251.8662948000001,null,1877.7994421999999,1877.7994421999999,1877.7994421999999,1877.7994421999999,1877.7994421999999]
["Diesel O&M (kWh)",1114.4809927326701,972.63021118869506,830.77937998124196,688.92856458685515,547.0776644623827,null,1811.3815200757749,1669.478211319848,1527.574847704735,1385.671410553944,1243.7679955017149,null,1841.089775619035,1686.271043828131,1544.3676051210821,1402.4641650693979,1260.5606805743939,null,2117.3149842286211,1975.35902399766,1833.4030780872729,1691.447063732076,1549.491123720205]
["Fuel cost",31212.176877946149,27239.501064992681,23266.823861162859,19294.147100194081,15321.467966272839,null,50729.586925857577,46755.440034760097,42781.291607275132,38807.141120348497,34832.991252314663,null,51561.596922257653,47225.740436425163,43251.589905913948,39277.439337744872,35303.287524895262,null,59297.565615748012,55321.944166392117,51346.323118098517,47370.700152938167,43395.079269838563]
["REopt LCC",62470.7,58356.1,54241.599999999999,50127,46012.4,null,71818.7,67702.600000000006,63586.5,59470.5,55354.400000000001,null,74368.2,70249.8,66133.7,62017.599999999999,57901.5,null,82479.899999999994,78362.3,74244.7,70127,66009.399999999994]
[]
["TMY_lowPVBatt_HighDiesel_44_PB_business",100,95,90,85,80,"TMY_lowPVBatt_HighDiesel_44_PB_nrel",100,95,90,85,80,"TMY_lowPVBatt_HighDiesel_44_PB_average",100,95,90,85,80,"TMY_lowPVBatt_HighDiesel_44_PB_residential",100,95,90,85,80]
["PV kW",33.984000000000002,23.603999999999999,18.875,17.091999999999999,15.646000000000001,null,35.822000000000003,24.372,19.420999999999999,17.533999999999999,16.207000000000001,null,35.756999999999998,24.398,19.733000000000001,17.734999999999999,16.367999999999999,null,36.548000000000002,24.759,20.640999999999998,18.661999999999999,17.196999999999999]
["Battery kW",4.76,4.76,4.76,3.903,3.238,null,6.077,5.9139999999999997,5.71,5.0410000000000004,4.4770000000000003,null,6.78,6.78,6.4109999999999996,5.62,4.9400000000000004,null,10.62,10.62,9.6999999999999993,8.0350000000000001,6.9109999999999996]
["Battery kWh",132.20099999999999,33.539000000000001,32.337000000000003,29.552,26.314,null,146.965,48.542999999999999,47.969000000000001,45.206000000000003,41.484999999999999,null,149.62700000000001,50.686,49.776000000000003,47.128999999999998,43.524000000000001,null,158.452,58.228999999999999,56.530999999999999,53.606000000000002,49.908000000000001]
["Generator kW",0,0,0,0,0,null,0,0,0,0,0,null,0,0,0,0,0,null,0,0,0,0,0]
["PV capital cost",47577.18,33045.46,26425.56,23928.66,21904.12,null,50151.22,34120.379999999997,27188.84,24547.32,22690.36,null,50059.100000000013,34156.92,27626.9,24828.720000000001,22915.34,null,51166.78,34663.300000000003,28896.84,26126.799999999999,24075.66]
["PV O&M",5956.0268043632659,4136.8497570161599,3308.1267885215079,2995.5482933728972,2742.1029545254569,null,6278.2621961099658,4271.4153687768021,3403.6792390710029,3072.9962535669929,2840.529690087812,null,6266.7300038022677,4275.9896882180019,3458.5184939810119,3108.2237711026651,2868.6941779882231,null,6405.3967295446737,4339.3816936540834,3617.4980022228428,3270.7260310980641,3013.950727906456]
["Battery capital cost",62991.823481968,18341.529785967999,17797.597921968001,15968.035502266461,14059.984377075371,null,70548.5035202656,25898.25399652886,25502.867356428,23808.592616292539,21749.46306289659,null,72220.389634904001,27443.514906904002,26786.625246555839,25063.230281415999,22980.116956349051,null,78765.846227415997,33408.744323416002,32029.42944738303,29599.401658595049,27178.251216175751]
["Battery O&M",16549.797603885479,4198.6844407815124,4048.2226308095001,3699.5778677077001,3294.123412147876,null,18398.053001528198,6076.9220361846919,6005.027354874328,5659.2368469246721,5193.4173986295918,null,18731.29980920396,6345.1719458344351,6231.2395943446872,5899.9582167517638,5448.6478988134158,null,19836.071814364961,7289.4421733391282,7076.9629071227237,6710.7794972307756,6247.776748098996]
["Diesel capital cost",0,0,0,0,0,null,0,0,0,0,0,null,0,0,0,0,0,null,0,0,0,0,0]
["Diesel O&M (kW)",0,0,0,0,0,null,0,0,0,0,0,null,0,0,0,0,0,null,0,0,0,0,0]
["Diesel O&M (kWh)",0,0,0,0,0,null,0,0,0,0,0,null,0,0,0,0,0,null,0,0,0,0,0]
["Fuel cost",0,0,0,0,0,null,0,0,0,0,0,null,0,0,0,0,0,null,0,0,0,0,0]
["REopt LCC",133076,59723.5,51580.3,46592.6,42000.9,null,145377,70367.899999999994,62101.2,57088.9,52474.5,null,147279,72222.5,64104.1,58900.800000000003,54213.5,null,156175,79701.8,71621.5,65708.5,60516.4]
[]
["TMY_lowPVBatt_HighDiesel_44_D_business",100,95,90,85,80,"TMY_lowPVBatt_HighDiesel_44_D_nrel",100,95,90,85,80,"TMY_lowPVBatt_HighDiesel_44_D_average",100,95,90,85,80,"TMY_lowPVBatt_HighDiesel_44_D_residential",100,95,90,85,80]
["PV kW",0,0,0,0,0,null,0,0,0,0,0,null,0,0,0,0,0,null,0,0,0,0,0]
["Battery kW",0,0,0,0,0,null,0,0,0,0,0,null,0,0,0,0,0,null,0,0,0,0,0]
["Battery kWh",0,0,0,0,0,null,0,0,0,0,0,null,0,0,0,0,0,null,0,0,0,0,0]
["Generator kW",6,6,6,6,6,null,7,7,7,7,7,null,8,8,8,8,8,null,12,12,12,12,12]
["PV capital cost",0,0,0,0,0,null,0,0,0,0,0,null,0,0,0,0,0,null,0,0,0,0,0]
["PV O&M",0,0,0,0,0,null,0,0,0,0,0,null,0,0,0,0,0,null,0,0,0,0,0]
["Battery capital cost",0,0,0,0,0,null,0,0,0,0,0,null,0,0,0,0,0,null,0,0,0,0,0]
["Battery O&M",0,0,0,0,0,null,0,0,0,0,0,null,0,0,0,0,0,null,0,0,0,0,0]
["Diesel capital cost",3741.54,3741.54,3741.54,3741.54,3741.54,null,4365.13,4365.13,4365.13,4365.13,4365.13,null,4988.72,4988.72,4988.72,4988.72,4988.72,null,7483.08,7483.08,7483.08,7483.08,7483.08]
["Diesel O&M (kW)",938.89972109999997,938.89972109999997,938.89972109999997,938.89972109999997,938.89972109999997,null,1095.3830079500001,1095.3830079500001,1095.3830079500001,1095.3830079500001,1095.3830079500001,null,1251.8662948000001,1251.8662948000001,1251.8662948000001,1251.8662948000001,1251.8662948000001,null,1877.7994421999999,1877.7994421999999,1877.7994421999999,1877.7994421999999,1877.7994421999999]
["Diesel O&M (kWh)",2837.0172662311311,2695.166402919599,2553.3155396080419,2411.4646762964858,2269.6138129849369,null,2838.0682079856738,2696.1647975864089,2554.2613871871422,2412.3579767878691,2270.4545663885879,null,2838.0682079856829,2696.1647975864062,2554.2613871871208,2412.3579767878368,2270.4545663885478,null,2839.119149740191,2697.1631922531901,2555.207234766181,2413.2512772791752,2271.2953197921629]
["Fuel cost",79453.562058759693,75480.883955822384,71508.205852884392,67535.527749946414,63562.849647008647,null,79482.994754467451,75508.845016744599,71534.695279021733,67560.545541298663,63586.395803575353,null,79482.994754467712,75508.845016744526,71534.695279021122,67560.545541297761,63586.395803574247,null,79512.427450174524,75536.806077666057,71561.184705157313,67585.5633326487,63609.941960139899]
["REopt LCC",86971.8,82857.3,78742.7,74628.100000000006,70513.600000000006,null,87782.399999999994,83666.3,79550.2,75434.100000000006,71318,null,88562.5,84446.399999999994,80330.3,76214.2,72098.100000000006,null,91713.3,87595.7,83478.100000000006,79360.5,75242.899999999994]
[]
["TMY_lowPVBatt_HighDiesel_36_PBD_business",100,95,90,85,80,"TMY_lowPVBatt_HighDiesel_36_PBD_nrel",100,95,90,85,80,"TMY_lowPVBatt_HighDiesel_36_PBD_average",100,95,90,85,80,"TMY_lowPVBatt_HighDiesel_36_PBD_residential",100,95,90,85,80]
["PV kW",8.2460000000000004,8.2460000000000004,8.2460000000000004,8.2460000000000004,8.2460000000000004,null,5.4850000000000003,5.4850000000000003,5.4850000000000003,5.4850000000000003,5.4850000000000003,null,4.8369999999999997,4.8369999999999997,4.8369999999999997,4.8369999999999997,4.8369999999999997,null,3.4620000000000002,3.4660000000000002,3.4660000000000002,3.4689999999999999,3.4689999999999999]
["Battery kW",0,0,0,0,0,null,0,0,0,0,0,null,0,0,0,0,0,null,8.8999999999999996E-2,8.8999999999999996E-2,8.7999999999999995E-2,8.7999999999999995E-2,8.7999999999999995E-2]
["Battery kWh",0,0,0,0,0,null,0,0,0,0,0,null,0,0,0,0,0,null,0.42299999999999999,0.42399999999999999,0.42299999999999999,0.42099999999999999,0.42099999999999999]
["Generator kW",6,6,6,6,6,null,7,7,7,7,7,null,8,8,8,8,8,null,12,12,12,12,12]
["PV capital cost",11544.232,11544.232,11544.232,11544.232,11544.232,null,7678.902,7678.902,7678.902,7678.902,7678.902,null,6771.1559999999999,6771.1559999999999,6771.1559999999999,6771.1559999999999,6771.1559999999999,null,4847.1779999999999,4852.134,4852.9739999999993,4856.25,4856.25]
["PV O&M",1445.1834940151591,1445.1834940151591,1445.1834940151591,1445.1834940151591,1445.1834940151591,null,961.29585948723104,961.29585948723104,961.29585948723104,961.29585948723104,961.29585948723104,null,847.65819732327896,847.65819732327896,847.65819732327896,847.65819732327896,847.65819732327896,null,606.80187630960734,607.42230124531022,607.52745801407343,607.93756941225001,607.93756941225001]
["Battery capital cost",0,0,0,0,0,null,0,0,0,0,0,null,-1.6590532807999999E-10,0,0,0,0,null,250.18412485647951,250.75988320390499,250.19786216231711,248.92040263889919,248.92040263889919]
["Battery O&M",0,0,0,0,0,null,0,0,0,0,0,null,-4.5892542060961637E-11,0,0,0,0,null,52.902492565323733,53.067989289496282,52.960203601514003,52.727982403828598,52.727982403828598]
["Diesel capital cost",3741.54,3741.54,3741.54,3741.54,3741.54,null,4365.13,4365.13,4365.13,4365.13,4365.13,null,4988.72,4988.72,4988.72,4988.72,4988.72,null,7483.08,7483.08,7483.08,7483.08,7483.08]
["Diesel O&M (kW)",938.89972109999997,938.89972109999997,938.89972109999997,938.89972109999997,938.89972109999997,null,1095.3830079500001,1095.3830079500001,1095.3830079500001,1095.3830079500001,1095.3830079500001,null,1251.8662948000001,1251.8662948000001,1251.8662948000001,1251.8662948000001,1251.8662948000001,null,1877.7994421999999,1877.7994421999999,1877.7994421999999,1877.7994421999999,1877.7994421999999]
["Diesel O&M (kWh)",1572.9032717566629,1431.052408445109,1289.201545133554,1147.350681822001,1005.499819244647,null,2000.2279513007011,1858.324540901418,1716.4211305021349,1574.5177201028471,1432.614309703556,null,2103.4809892236781,1961.577578824382,1819.674168425086,1677.770758025792,1535.8673476264951,null,2335.4465874969619,2193.2293109303041,2051.2618949583871,1909.2261560066561,1767.2709581461149]
["Fuel cost",36041.531198737757,32791.158205424937,29540.785212112081,26290.412218799251,23040.039242309889,null,45833.255868860862,42581.678810723577,39330.101752586299,36078.524694448897,32826.947636311423,null,48199.197662286773,44947.620604149197,41696.043546011591,38444.466487874037,35192.889429736453,null,53514.46116088915,50255.692168278343,47002.648485406768,43748.039248662462,40495.275531794046]
["REopt LCC",55285.1,51892.800000000003,48500.6,45108.3,41716.1,null,61935,58541.5,55148,51754.5,48361,null,64162.9,60769.4,57375.9,53982.400000000001,50588.9,null,70968.800000000003,67574.100000000006,64179.3,60784.800000000003,57390]
[]
["TMY_lowPVBatt_HighDiesel_36_PB_business",100,95,90,85,80,"TMY_lowPVBatt_HighDiesel_36_PB_nrel",100,95,90,85,80,"TMY_lowPVBatt_HighDiesel_36_PB_average",100,95,90,85,80,"TMY_lowPVBatt_HighDiesel_36_PB_residential",100,95,90,85,80]
["PV kW",33.984000000000002,23.603999999999999,18.875,17.091999999999999,15.646000000000001,null,35.822000000000003,24.372,19.420999999999999,17.533999999999999,16.207000000000001,null,35.756999999999998,24.398,19.733000000000001,17.734999999999999,16.367999999999999,null,36.548000000000002,24.759,20.640999999999998,18.661999999999999,17.196999999999999]
["Battery kW",4.76,4.76,4.76,3.903,3.238,null,6.077,5.9139999999999997,5.71,5.0410000000000004,4.4770000000000003,null,6.78,6.78,6.4109999999999996,5.62,4.9400000000000004,null,10.62,10.62,9.6999999999999993,8.0350000000000001,6.9109999999999996]
["Battery kWh",132.20099999999999,33.539000000000001,32.337000000000003,29.552,26.314,null,146.965,48.542999999999999,47.969000000000001,45.206000000000003,41.484999999999999,null,149.62700000000001,50.686,49.776000000000003,47.128999999999998,43.524000000000001,null,158.452,58.228999999999999,56.530999999999999,53.606000000000002,49.908000000000001]
["Generator kW",0,0,0,0,0,null,0,0,0,0,0,null,0,0,0,0,0,null,0,0,0,0,0]
["PV capital cost",47577.18,33045.46,26425.56,23928.66,21904.12,null,50151.22,34120.379999999997,27188.84,24547.32,22690.36,null,50059.100000000013,34156.92,27626.9,24828.720000000001,22915.34,null,51166.78,34663.300000000003,28896.84,26126.799999999999,24075.66]
["PV O&M",5956.0268043632659,4136.8497570161599,3308.1267885215079,2995.5482933728972,2742.1029545254569,null,6278.2621961099658,4271.4153687768021,3403.6792390710029,3072.9962535669929,2840.529690087812,null,6266.7300038022677,4275.9896882180019,3458.5184939810119,3108.2237711026651,2868.6941779882231,null,6405.3967295446737,4339.3816936540834,3617.4980022228428,3270.7260310980641,3013.950727906456]
["Battery capital cost",62991.823481968,18341.529785967999,17797.597921968001,15968.035502266461,14059.984377075371,null,70548.5035202656,25898.25399652886,25502.867356428,23808.592616292539,21749.46306289659,null,72220.389634904001,27443.514906904002,26786.625246555839,25063.230281415999,22980.116956349051,null,78765.846227415997,33408.744323416002,32029.42944738303,29599.401658595049,27178.251216175751]
["Battery O&M",16549.797603885479,4198.6844407815124,4048.2226308095001,3699.5778677077001,3294.123412147876,null,18398.053001528198,6076.9220361846919,6005.027354874328,5659.2368469246721,5193.4173986295918,null,18731.29980920396,6345.1719458344351,6231.2395943446872,5899.9582167517638,5448.6478988134158,null,19836.071814364961,7289.4421733391282,7076.9629071227237,6710.7794972307756,6247.776748098996]
["Diesel capital cost",0,0,0,0,0,null,0,0,0,0,0,null,0,0,0,0,0,null,0,0,0,0,0]
["Diesel O&M (kW)",0,0,0,0,0,null,0,0,0,0,0,null,0,0,0,0,0,null,0,0,0,0,0]
["Diesel O&M (kWh)",0,0,0,0,0,null,0,0,0,0,0,null,0,0,0,0,0,null,0,0,0,0,0]
["Fuel cost",0,0,0,0,0,null,0,0,0,0,0,null,0,0,0,0,0,null,0,0,0,0,0]
["REopt LCC",133076,59723.5,51580.3,46592.6,42000.9,null,145377,70367.899999999994,62101.2,57088.9,52474.5,null,147279,72222.5,64104.1,58900.800000000003,54213.5,null,156175,79701.8,71621.5,65708.5,60516.4]
[]
["TMY_lowPVBatt_HighDiesel_36_D_business",100,95,90,85,80,"TMY_lowPVBatt_HighDiesel_36_D_nrel",100,95,90,85,80,"TMY_lowPVBatt_HighDiesel_36_D_average",100,95,90,85,80,"TMY_lowPVBatt_HighDiesel_36_D_residential",100,95,90,85,80]
["PV kW",0,0,0,0,0,null,0,0,0,0,0,null,0,0,0,0,0,null,0,0,0,0,0]
["Battery kW",0,0,0,0,0,null,0,0,0,0,0,null,0,0,0,0,0,null,0,0,0,0,0]
["Battery kWh",0,0,0,0,0,null,0,0,0,0,0,null,0,0,0,0,0,null,0,0,0,0,0]
["Generator kW",6,6,6,6,6,null,7,7,7,7,7,null,8,8,8,8,8,null,12,12,12,12,12]
["PV capital cost",0,0,0,0,0,null,0,0,0,0,0,null,0,0,0,0,0,null,0,0,0,0,0]
["PV O&M",0,0,0,0,0,null,0,0,0,0,0,null,0,0,0,0,0,null,0,0,0,0,0]
["Battery capital cost",0,0,0,0,0,null,0,0,0,0,0,null,0,0,0,0,0,null,0,0,0,0,0]
["Battery O&M",0,0,0,0,0,null,0,0,0,0,0,null,0,0,0,0,0,null,0,0,0,0,0]
["Diesel capital cost",3741.54,3741.54,3741.54,3741.54,3741.54,null,4365.13,4365.13,4365.13,4365.13,4365.13,null,4988.72,4988.72,4988.72,4988.72,4988.72,null,7483.08,7483.08,7483.08,7483.08,7483.08]
["Diesel O&M (kW)",938.89972109999997,938.89972109999997,938.89972109999997,938.89972109999997,938.89972109999997,null,1095.3830079500001,1095.3830079500001,1095.3830079500001,1095.3830079500001,1095.3830079500001,null,1251.8662948000001,1251.8662948000001,1251.8662948000001,1251.8662948000001,1251.8662948000001,null,1877.7994421999999,1877.7994421999999,1877.7994421999999,1877.7994421999999,1877.7994421999999]
["Diesel O&M (kWh)",2837.0172662311311,2695.166402919599,2553.3155396080429,2411.4646762964858,2269.6138129849369,null,2838.0682079856738,2696.1647975864089,2554.2613871871422,2412.3579767878682,2270.4545663885879,null,2838.0682079856829,2696.1647975864062,2554.2613871871208,2412.3579767878368,2270.4545663885492,null,2839.119149740191,2697.1631922531901,2555.2072347661801,2413.2512772791761,2271.2953197921629]
["Fuel cost",65007.45986625793,61757.086872945598,58506.713879632713,55256.340886319798,52005.96789300708,null,65031.5411627461,61779.964104609222,58528.387046472308,55276.809988335219,52025.232930197999,null,65031.541162746304,61779.964104609149,58528.38704647182,55276.809988334513,52025.232930197111,null,65055.622459233709,61802.841336272213,58550.06021331052,55297.279090348973,52044.4979673872]
["REopt LCC",72525.7,69133.5,65741.2,62348.9,58956.7,null,73330.899999999994,69937.399999999994,66543.899999999994,63150.400000000001,59756.9,null,74111,70717.5,67324,63930.5,60537,null,77256.5,73861.7,70467,67072.2,63677.4]
[]
["TMY_lowPVBatt_HighDiesel_32_PBD_business",100,95,90,85,80,"TMY_lowPVBatt_HighDiesel_32_PBD_nrel",100,95,90,85,80,"TMY_lowPVBatt_HighDiesel_32_PBD_average",100,95,90,85,80,"TMY_lowPVBatt_HighDiesel_32_PBD_residential",100,95,90,85,80]
["PV kW",7.7919999999999998,7.7919999999999998,7.7919999999999998,7.7919999999999998,7.7919999999999998,null,5.1580000000000004,5.1580000000000004,5.1580000000000004,5.1580000000000004,5.1580000000000004,null,4.57,4.57,4.57,4.57,4.57,null,3.222,3.29,3.29,3.29,3.29]
["Battery kW",0,0,0,0,0,null,0,0,0,0,0,null,0,0,0,0,0,null,0,3.9E-2,3.9E-2,3.9E-2,3.9E-2]
["Battery kWh",0,0,0,0,0,null,0,0,0,0,0,null,0,0,0,0,0,null,0,0.14499999999999999,0.14499999999999999,0.14499999999999999,0.14499999999999999]
["Generator kW",6,6,6,6,6,null,7,7,7,7,7,null,8,8,8,8,8,null,12,12,12,12,12]
["PV capital cost",10908.548000000001,10908.548000000001,10908.548000000001,10908.548000000001,10908.548000000001,null,7221.5360000000001,7221.5360000000001,7221.5360000000001,7221.5360000000001,7221.5360000000001,null,6397.8459999999995,6397.8459999999995,6397.8459999999995,6397.8459999999995,6397.8459999999995,null,4511.1080000000002,4606.0420000000004,4606.0420000000004,4606.0420000000004,4606.0420000000004]
["PV O&M",1365.604356640795,1365.604356640795,1365.604356640795,1365.604356640795,1365.604356640795,null,904.03975150848123,904.03975150848123,904.03975150848123,904.03975150848123,904.03975150848123,null,800.92477667210005,800.92477667210005,800.92477667210005,800.92477667210005,800.92477667210005,null,564.73040574026379,576.61487322331811,576.61487322331811,576.61487322331811,576.61487322331811]
["Battery capital cost",9.8294221760000006E-10,0,0,0,0,null,0,0,0,0,0,null,2.4908766631999999E-9,0,0,0,0,null,0,91.656058468047149,91.656058468047149,91.656058468047149,91.656058468047149]
["Battery O&M",2.7190035176538077E-10,0,0,0,0,null,0,0,0,0,0,null,6.8902345305903543E-10,0,0,0,0,null,0,18.134034399954881,18.134034399954881,18.134034399954881,18.134034399954881]
["Diesel capital cost",3741.54,3741.54,3741.54,3741.54,3741.54,null,4365.13,4365.13,4365.13,4365.13,4365.13,null,4988.72,4988.72,4988.72,4988.72,4988.72,null,7483.08,7483.08,7483.08,7483.08,7483.08]
["Diesel O&M (kW)",938.89972109999997,938.89972109999997,938.89972109999997,938.89972109999997,938.89972109999997,null,1095.3830079500001,1095.3830079500001,1095.3830079500001,1095.3830079500001,1095.3830079500001,null,1251.8662948000001,1251.8662948000001,1251.8662948000001,1251.8662948000001,1251.8662948000001,null,1877.7994421999999,1877.7994421999999,1877.7994421999999,1877.7994421999999,1877.7994421999999]
["Diesel O&M (kWh)",1604.3597679499419,1462.5089046383889,1320.658041326835,1178.8071780152841,1036.9563105719269,null,2022.816760837323,1880.91335043804,1739.009940038753,1597.1065296394629,1455.203119240173,null,2122.1634909865652,1980.2600805872839,1838.3566701879879,1696.453259788691,1554.549849389394,null,2366.49547574192,2214.2513645443751,2072.295429721712,1930.339491351767,1788.3835151623091]
["Fuel cost",32677.62299118143,29788.402552681149,26899.18211418084,24009.96167568061,21120.74115302369,null,41200.761083250552,38310.470364906287,35420.179646561963,32529.888928217541,29639.598209873158,null,43224.256721870217,40333.966003526009,37443.675285181482,34553.384566836947,31663.09384849239,null,48200.814126276317,45099.903864298183,42208.543327737752,39317.182718926248,36425.821339806338]
["REopt LCC",51237.4,48206.3,45175.199999999997,42144.1,39113,null,56810.5,53778.2,50746,47713.8,44681.599999999999,null,58786.6,55754.400000000001,52722.2,49689.9,46657.7,null,65004.9,61968.4,58935,55901.7,52868.3]
[]
["TMY_lowPVBatt_HighDiesel_32_PB_business",100,95,90,85,80,"TMY_lowPVBatt_HighDiesel_32_PB_nrel",100,95,90,85,80,"TMY_lowPVBatt_HighDiesel_32_PB_average",100,95,90,85,80,"TMY_lowPVBatt_HighDiesel_32_PB_residential",100,95,90,85,80]
["PV kW",33.984000000000002,23.603999999999999,18.875,17.091999999999999,15.646000000000001,null,35.822000000000003,24.372,19.420999999999999,17.533999999999999,16.207000000000001,null,35.756999999999998,24.398,19.733000000000001,17.734999999999999,16.367999999999999,null,36.548000000000002,24.759,20.640999999999998,18.661999999999999,17.196999999999999]
["Battery kW",4.76,4.76,4.76,3.903,3.238,null,6.077,5.9139999999999997,5.71,5.0410000000000004,4.4770000000000003,null,6.78,6.78,6.4109999999999996,5.62,4.9400000000000004,null,10.62,10.62,9.6999999999999993,8.0350000000000001,6.9109999999999996]
["Battery kWh",132.20099999999999,33.539000000000001,32.337000000000003,29.552,26.314,null,146.965,48.542999999999999,47.969000000000001,45.206000000000003,41.484999999999999,null,149.62700000000001,50.686,49.776000000000003,47.128999999999998,43.524000000000001,null,158.452,58.228999999999999,56.530999999999999,53.606000000000002,49.908000000000001]
["Generator kW",0,0,0,0,0,null,0,0,0,0,0,null,0,0,0,0,0,null,0,0,0,0,0]
["PV capital cost",47577.18,33045.46,26425.56,23928.66,21904.12,null,50151.22,34120.379999999997,27188.84,24547.32,22690.36,null,50059.100000000013,34156.92,27626.9,24828.720000000001,22915.34,null,51166.78,34663.300000000003,28896.84,26126.799999999999,24075.66]
["PV O&M",5956.0268043632659,4136.8497570161599,3308.1267885215079,2995.5482933728972,2742.1029545254569,null,6278.2621961099658,4271.4153687768021,3403.6792390710029,3072.9962535669929,2840.529690087812,null,6266.7300038022677,4275.9896882180019,3458.5184939810119,3108.2237711026651,2868.6941779882231,null,6405.3967295446737,4339.3816936540834,3617.4980022228428,3270.7260310980641,3013.950727906456]
["Battery capital cost",62991.823481968,18341.529785967999,17797.597921968001,15968.035502266461,14059.984377075371,null,70548.5035202656,25898.25399652886,25502.867356428,23808.592616292539,21749.46306289659,null,72220.389634904001,27443.514906904002,26786.625246555839,25063.230281415999,22980.116956349051,null,78765.846227415997,33408.744323416002,32029.42944738303,29599.401658595049,27178.251216175751]
["Battery O&M",16549.797603885479,4198.6844407815124,4048.2226308095001,3699.5778677077001,3294.123412147876,null,18398.053001528198,6076.9220361846919,6005.027354874328,5659.2368469246721,5193.4173986295918,null,18731.29980920396,6345.1719458344351,6231.2395943446872,5899.9582167517638,5448.6478988134158,null,19836.071814364961,7289.4421733391282,7076.9629071227237,6710.7794972307756,6247.776748098996]
["Diesel capital cost",0,0,0,0,0,null,0,0,0,0,0,null,0,0,0,0,0,null,0,0,0,0,0]
["Diesel O&M (kW)",0,0,0,0,0,null,0,0,0,0,0,null,0,0,0,0,0,null,0,0,0,0,0]
["Diesel O&M (kWh)",0,0,0,0,0,null,0,0,0,0,0,null,0,0,0,0,0,null,0,0,0,0,0]
["Fuel cost",0,0,0,0,0,null,0,0,0,0,0,null,0,0,0,0,0,null,0,0,0,0,0]
["REopt LCC",133076,59723.5,51580.3,46592.6,42000.9,null,145377,70367.899999999994,62101.2,57088.9,52474.5,null,147279,72222.5,64104.1,58900.800000000003,54213.5,null,156175,79701.8,71621.5,65708.5,60516.4]
[]
["TMY_lowPVBatt_HighDiesel_32_D_business",100,95,90,85,80,"TMY_lowPVBatt_HighDiesel_32_D_nrel",100,95,90,85,80,"TMY_lowPVBatt_HighDiesel_32_D_average",100,95,90,85,80,"TMY_lowPVBatt_HighDiesel_32_D_residential",100,95,90,85,80]
["PV kW",0,0,0,0,0,null,0,0,0,0,0,null,0,0,0,0,0,null,0,0,0,0,0]
["Battery kW",0,0,0,0,0,null,0,0,0,0,0,null,0,0,0,0,0,null,0,0,0,0,0]
["Battery kWh",0,0,0,0,0,null,0,0,0,0,0,null,0,0,0,0,0,null,0,0,0,0,0]
["Generator kW",6,6,6,6,6,null,7,7,7,7,7,null,8,8,8,8,8,null,12,12,12,12,12]
["PV capital cost",0,0,0,0,0,null,0,0,0,0,0,null,0,0,0,0,0,null,0,0,0,0,0]
["PV O&M",0,0,0,0,0,null,0,0,0,0,0,null,0,0,0,0,0,null,0,0,0,0,0]
["Battery capital cost",0,0,0,0,0,null,0,0,0,0,0,null,0,0,0,0,0,null,0,0,0,0,0]
["Battery O&M",0,0,0,0,0,null,0,0,0,0,0,null,0,0,0,0,0,null,0,0,0,0,0]
["Diesel capital cost",3741.54,3741.54,3741.54,3741.54,3741.54,null,4365.13,4365.13,4365.13,4365.13,4365.13,null,4988.72,4988.72,4988.72,4988.72,4988.72,null,7483.08,7483.08,7483.08,7483.08,7483.08]
["Diesel O&M (kW)",938.89972109999997,938.89972109999997,938.89972109999997,938.89972109999997,938.89972109999997,null,1095.3830079500001,1095.3830079500001,1095.3830079500001,1095.3830079500001,1095.3830079500001,null,1251.8662948000001,1251.8662948000001,1251.8662948000001,1251.8662948000001,1251.8662948000001,null,1877.7994421999999,1877.7994421999999,1877.7994421999999,1877.7994421999999,1877.7994421999999]
["Diesel O&M (kWh)",2837.0172662311311,2695.166402919599,2553.3155396080419,2411.4646762964858,2269.613812984936,null,2838.0682079856738,2696.1647975864089,2554.2613871871422,2412.3579767878682,2270.4545663885879,null,2838.0682079856829,2696.1647975864062,2554.2613871871208,2412.3579767878368,2270.4545663885492,null,2839.119149740191,2697.1631922531901,2555.2072347661801,2413.2512772791752,2271.2953197921629]
["Fuel cost",57784.408770007038,54895.188331507183,52005.967893006833,49116.747454506462,46227.527016006286,null,57805.814366885417,54915.523648541537,52025.232930197613,49134.942211853522,46244.651493509336,null,57805.814366885606,54915.523648541479,52025.232930197177,49134.942211852896,46244.651493508543,null,57827.219963763288,54935.858965575302,52044.497967387128,49153.136969199048,46261.775971010837]
["REopt LCC",65302.7,62271.6,59240.5,56209.4,53178.2,null,66105.2,63073,60040.800000000003,57008.5,53976.3,null,66885.3,63853.1,60820.800000000003,57788.6,54756.4,null,70028.100000000006,66994.8,63961.4,60928.1,57894.7]
[]
["TMY_lowPVBatt_MedDiesel_44_PBD_business",100,95,90,85,80,"TMY_lowPVBatt_MedDiesel_44_PBD_nrel",100,95,90,85,80,"TMY_lowPVBatt_MedDiesel_44_PBD_average",100,95,90,85,80,"TMY_lowPVBatt_MedDiesel_44_PBD_residential",100,95,90,85,80]
["PV kW",8.3330000000000002,8.3330000000000002,8.3330000000000002,8.3330000000000002,8.3330000000000002,null,5.5309999999999997,5.5309999999999997,5.5309999999999997,5.5309999999999997,5.5309999999999997,null,4.8730000000000002,4.8730000000000002,4.8730000000000002,4.8730000000000002,4.8730000000000002,null,3.4870000000000001,3.4889999999999999,3.4889999999999999,3.4889999999999999,3.4870000000000001]
["Battery kW",0,0,0,0,0,null,0,0,0,0,0,null,0,0,0,0,0,null,9.7000000000000003E-2,9.7000000000000003E-2,9.7000000000000003E-2,9.7000000000000003E-2,9.7000000000000003E-2]
["Battery kWh",0,0,0,0,0,null,0,0,0,0,0,null,0,0,0,0,0,null,0.49399999999999999,0.496,0.496,0.496,0.49399999999999999]
["Generator kW",6,6,6,6,6,null,7,7,7,7,7,null,8,8,8,8,8,null,12,12,12,12,12]
["PV capital cost",11666.662,11666.662,11666.662,11666.662,11666.662,null,7744.0020000000004,7744.0020000000004,7744.0020000000004,7744.0020000000004,7744.0020000000004,null,6822.4940000000006,6822.4940000000006,6822.4940000000006,6822.4940000000006,6822.4940000000006,null,4882.3180000000002,4884.18,4884.18,4884.18,4882.3180000000002]
["PV O&M",1460.510093062396,1460.510093062396,1460.510093062396,1460.510093062396,1460.510093062396,null,969.44550906637892,969.44550906637892,969.44550906637892,969.44550906637892,969.44550906637892,null,854.08502850752313,854.08502850752313,854.08502850752313,854.08502850752313,854.08502850752313,null,611.20093446953467,611.43403197362636,611.43403197362636,611.43403197362636,611.20093446953467]
["Battery capital cost",1.3935499056E-10,0,0,0,0,null,0,0,0,0,0,null,0,0,0,0,0,null,287.76203756467942,289.13216419488322,289.13216419488322,289.13216419488322,287.76203756467942]
["Battery O&M",3.854821806925848E-11,0,0,0,0,null,0,0,0,0,0,null,0,0,0,0,0,null,61.790242511885801,62.11334920257368,62.11334920257368,62.11334920257368,61.790242511885801]
["Diesel capital cost",2993.22,2993.22,2993.22,2993.22,2993.22,null,3492.09,3492.09,3492.09,3492.09,3492.09,null,3990.96,3990.96,3990.96,3990.96,3990.96,null,5986.4400000000014,5986.4400000000014,5986.4400000000014,5986.4400000000014,5986.4400000000014]
["Diesel O&M (kW)",938.89972109999997,938.89972109999997,938.89972109999997,938.89972109999997,938.89972109999997,null,1095.3830079500001,1095.3830079500001,1095.3830079500001,1095.3830079500001,1095.3830079500001,null,1251.8662948000001,1251.8662948000001,1251.8662948000001,1251.8662948000001,1251.8662948000001,null,1877.7994421999999,1877.7994421999999,1877.7994421999999,1877.7994421999999,1877.7994421999999]
["Diesel O&M (kWh)",1567.197930518583,1425.34706720703,1283.4962047016791,1141.64534058392,999.79448101110847,null,1997.191485800254,1855.288075400973,1713.3846650016901,1571.4812546024009,1429.577844203111,null,2101.0836953895669,1959.180284990271,1817.276874590973,1675.3734641916769,1533.47005379238,null,2331.8929829886661,2189.7845619223058,2047.828604737623,1905.872663835341,1764.069153119827]
["Fuel cost",36575.813711395247,33265.248625613684,29954.683558647521,26644.118454050429,23333.553455524921,null,46611.153772033773,43299.362323931011,39987.57087582822,36675.779427725298,33363.987979622332,null,49035.826514389017,45724.035066285913,42412.243618182772,39100.452170079647,35788.660721976543,null,54422.534435379603,51105.958376589231,47792.940573221102,44479.92314985735,41170.463195532197]
["REopt LCC",55203.1,51750.7,48298.2,44845.8,41393.300000000003,null,61910.1,58456.4,55002.6,51548.9,48095.199999999997,null,64057.2,60603.4,57149.7,53696,50242.2,null,70462.600000000006,67007.7,63552.7,60097.7,56642.6]
[]
["TMY_lowPVBatt_MedDiesel_44_PB_business",100,95,90,85,80,"TMY_lowPVBatt_MedDiesel_44_PB_nrel",100,95,90,85,80,"TMY_lowPVBatt_MedDiesel_44_PB_average",100,95,90,85,80,"TMY_lowPVBatt_MedDiesel_44_PB_residential",100,95,90,85,80]
["PV kW",33.984000000000002,23.603999999999999,18.875,17.091999999999999,15.646000000000001,null,35.822000000000003,24.372,19.420999999999999,17.533999999999999,16.207000000000001,null,35.756999999999998,24.398,19.733000000000001,17.734999999999999,16.367999999999999,null,36.548000000000002,24.759,20.640999999999998,18.661999999999999,17.196999999999999]
["Battery kW",4.76,4.76,4.76,3.903,3.238,null,6.077,5.9139999999999997,5.71,5.0410000000000004,4.4770000000000003,null,6.78,6.78,6.4109999999999996,5.62,4.9400000000000004,null,10.62,10.62,9.6999999999999993,8.0350000000000001,6.9109999999999996]
["Battery kWh",132.20099999999999,33.539000000000001,32.337000000000003,29.552,26.314,null,146.965,48.542999999999999,47.969000000000001,45.206000000000003,41.484999999999999,null,149.62700000000001,50.686,49.776000000000003,47.128999999999998,43.524000000000001,null,158.452,58.228999999999999,56.530999999999999,53.606000000000002,49.908000000000001]
["Generator kW",0,0,0,0,0,null,0,0,0,0,0,null,0,0,0,0,0,null,0,0,0,0,0]
["PV capital cost",47577.18,33045.46,26425.56,23928.66,21904.12,null,50151.22,34120.379999999997,27188.84,24547.32,22690.36,null,50059.100000000013,34156.92,27626.9,24828.720000000001,22915.34,null,51166.78,34663.300000000003,28896.84,26126.799999999999,24075.66]
["PV O&M",5956.0268043632659,4136.8497570161599,3308.1267885215079,2995.5482933728972,2742.1029545254569,null,6278.2621961099658,4271.4153687768021,3403.6792390710029,3072.9962535669929,2840.529690087812,null,6266.7300038022677,4275.9896882180019,3458.5184939810119,3108.2237711026651,2868.6941779882231,null,6405.3967295446737,4339.3816936540834,3617.4980022228428,3270.7260310980641,3013.950727906456]
["Battery capital cost",62991.823481968,18341.529785967999,17797.597921968001,15968.035502266461,14059.984377075371,null,70548.5035202656,25898.25399652886,25502.867356428,23808.592616292539,21749.46306289659,null,72220.389634904001,27443.514906904002,26786.625246555839,25063.230281415999,22980.116956349051,null,78765.846227415997,33408.744323416002,32029.42944738303,29599.401658595049,27178.251216175751]
["Battery O&M",16549.797603885479,4198.6844407815124,4048.2226308095001,3699.5778677077001,3294.123412147876,null,18398.053001528198,6076.9220361846919,6005.027354874328,5659.2368469246721,5193.4173986295918,null,18731.29980920396,6345.1719458344351,6231.2395943446872,5899.9582167517638,5448.6478988134158,null,19836.071814364961,7289.4421733391282,7076.9629071227237,6710.7794972307756,6247.776748098996]
["Diesel capital cost",0,0,0,0,0,null,0,0,0,0,0,null,0,0,0,0,0,null,0,0,0,0,0]
["Diesel O&M (kW)",0,0,0,0,0,null,0,0,0,0,0,null,0,0,0,0,0,null,0,0,0,0,0]
["Diesel O&M (kWh)",0,0,0,0,0,null,0,0,0,0,0,null,0,0,0,0,0,null,0,0,0,0,0]
["Fuel cost",0,0,0,0,0,null,0,0,0,0,0,null,0,0,0,0,0,null,0,0,0,0,0]
["REopt LCC",133076,59723.5,51580.3,46592.6,42000.9,null,145377,70367.899999999994,62101.2,57088.9,52474.5,null,147279,72222.5,64104.1,58900.800000000003,54213.5,null,156175,79701.8,71621.5,65708.5,60516.4]
[]
["TMY_lowPVBatt_MedDiesel_44_D_business",100,95,90,85,80,"TMY_lowPVBatt_MedDiesel_44_D_nrel",100,95,90,85,80,"TMY_lowPVBatt_MedDiesel_44_D_average",100,95,90,85,80,"TMY_lowPVBatt_MedDiesel_44_D_residential",100,95,90,85,80]
["PV kW",0,0,0,0,0,null,0,0,0,0,0,null,0,0,0,0,0,null,0,0,0,0,0]
["Battery kW",0,0,0,0,0,null,0,0,0,0,0,null,0,0,0,0,0,null,0,0,0,0,0]
["Battery kWh",0,0,0,0,0,null,0,0,0,0,0,null,0,0,0,0,0,null,0,0,0,0,0]
["Generator kW",6,6,6,6,6,null,7,7,7,7,7,null,8,8,8,8,8,null,12,12,12,12,12]
["PV capital cost",0,0,0,0,0,null,0,0,0,0,0,null,0,0,0,0,0,null,0,0,0,0,0]
["PV O&M",0,0,0,0,0,null,0,0,0,0,0,null,0,0,0,0,0,null,0,0,0,0,0]
["Battery capital cost",0,0,0,0,0,null,0,0,0,0,0,null,0,0,0,0,0,null,0,0,0,0,0]
["Battery O&M",0,0,0,0,0,null,0,0,0,0,0,null,0,0,0,0,0,null,0,0,0,0,0]
["Diesel capital cost",2993.22,2993.22,2993.22,2993.22,2993.22,null,3492.09,3492.09,3492.09,3492.09,3492.09,null,3990.96,3990.96,3990.96,3990.96,3990.96,null,5986.4400000000014,5986.4400000000014,5986.4400000000014,5986.4400000000014,5986.4400000000014]
["Diesel O&M (kW)",938.89972109999997,938.89972109999997,938.89972109999997,938.89972109999997,938.89972109999997,null,1095.3830079500001,1095.3830079500001,1095.3830079500001,1095.3830079500001,1095.3830079500001,null,1251.8662948000001,1251.8662948000001,1251.8662948000001,1251.8662948000001,1251.8662948000001,null,1877.7994421999999,1877.7994421999999,1877.7994421999999,1877.7994421999999,1877.7994421999999]
["Diesel O&M (kWh)",2837.0172662311311,2695.166402919599,2553.3155396080429,2411.4646762964858,2269.6138129849369,null,2838.0682079856738,2696.1647975864089,2554.2613871871422,2412.3579767878682,2270.4545663885879,null,2838.0682079856829,2696.1647975864062,2554.2613871871222,2412.3579767878368,2270.4545663885492,null,2839.119149740191,2697.163192253191,2555.207234766181,2413.2512772791752,2271.2953197921629]
["Fuel cost",66211.30171563309,62900.736629851999,59590.171544070348,56279.606458288697,52969.041372507207,null,66235.828962056228,62924.037513953837,59612.246065851446,56300.454617748859,52988.663169646119,null,66235.828962056432,62924.037513953786,59612.246065850974,56300.454617748117,52988.663169645217,null,66260.356208478785,62947.338398055057,59634.320587631097,56321.302777207253,53008.284966783263]
["REopt LCC",72981.2,69528.800000000003,66076.3,62623.9,59171.4,null,73662.2,70208.5,66754.7,63301,59847.3,null,74317.600000000006,70863.8,67410.100000000006,63956.4,60502.6,null,76964.600000000006,73509.600000000006,70054.600000000006,66599.600000000006,63144.6]
[]
["TMY_lowPVBatt_MedDiesel_36_PBD_business",100,95,90,85,80,"TMY_lowPVBatt_MedDiesel_36_PBD_nrel",100,95,90,85,80,"TMY_lowPVBatt_MedDiesel_36_PBD_average",100,95,90,85,80,"TMY_lowPVBatt_MedDiesel_36_PBD_residential",100,95,90,85,80]
["PV kW",7.5330000000000004,7.5330000000000004,7.5330000000000004,7.5330000000000004,7.5330000000000004,null,5.0330000000000004,5.0330000000000004,5.0330000000000004,5.0330000000000004,5.0330000000000004,null,4.444,4.444,4.444,4.444,4.444,null,3.1509999999999998,3.1509999999999998,3.1509999999999998,3.1509999999999998,3.1509999999999998]
["Battery kW",0,0,0,0,0,null,0,0,0,0,0,null,0,0,0,0,0,null,0,0,0,0,0]
["Battery kWh",0,0,0,0,0,null,0,0,0,0,0,null,0,0,0,0,0,null,0,0,0,0,0]
["Generator kW",6,6,6,6,6,null,7,7,7,7,7,null,8,8,8,8,8,null,12,12,12,12,12]
["PV capital cost",10546.69,10546.69,10546.69,10546.69,10546.69,null,7046.5920000000006,7046.5920000000006,7046.5920000000006,7046.5920000000006,7046.5920000000006,null,6220.942,6220.942,6220.942,6220.942,6220.942,null,4411.442,4411.442,4411.442,4411.442,4411.442]
["PV O&M",1320.3045732704211,1320.3045732704211,1320.3045732704211,1320.3045732704211,1320.3045732704211,null,882.13910180073231,882.13910180073231,882.13910180073231,882.13910180073231,882.13910180073231,null,778.77876117057019,778.77876117057019,778.77876117057019,778.77876117057019,778.77876117057019,null,552.25355512651015,552.25355512651015,552.25355512651015,552.25355512651015,552.25355512651015]
["Battery capital cost",-1.0256638816E-10,0,0,0,0,null,0,0,0,0,0,null,0,0,0,0,0,null,0,0,0,0,0]
["Battery O&M",-2.837179695882928E-11,0,0,0,0,null,0,0,0,0,0,null,0,0,0,0,0,null,0,0,0,0,0]
["Diesel capital cost",2993.22,2993.22,2993.22,2993.22,2993.22,null,3492.09,3492.09,3492.09,3492.09,3492.09,null,3990.96,3990.96,3990.96,3990.96,3990.96,null,5986.4400000000014,5986.4400000000014,5986.4400000000014,5986.4400000000014,5986.4400000000014]
["Diesel O&M (kW)",938.89972109999997,938.89972109999997,938.89972109999997,938.89972109999997,938.89972109999997,null,1095.3830079500001,1095.3830079500001,1095.3830079500001,1095.3830079500001,1095.3830079500001,null,1251.8662948000001,1251.8662948000001,1251.8662948000001,1251.8662948000001,1251.8662948000001,null,1877.7994421999999,1877.7994421999999,1877.7994421999999,1877.7994421999999,1877.7994421999999]
["Diesel O&M (kWh)",1624.082575983427,1482.2317126718731,1340.3808490004069,1198.529986048768,1056.6791069010901,null,2032.351132868424,1890.4477224691441,1748.544312069861,1606.6409016705729,1464.737491271281,null,2131.7687504547762,1989.865340055482,1847.9619296561841,1706.0585192568881,1564.155108857592,null,2371.9060605066129,2229.9501030195988,2087.9941455325861,1946.0381880455741,1804.0822305585609]
["Fuel cost",31011.87884144342,28303.234680349371,25594.59051238282,22885.94635816136,20177.30189467633,null,38807.772478946281,36098.124930498612,33388.477382050864,30678.82983360302,27969.182285155101,null,40706.153236726394,37996.505688278463,35286.858139830423,32577.21059138242,29867.563042934438,null,45291.578432934963,42580.927497133467,39870.276561331993,37159.625625530542,34448.974689729082]
["REopt LCC",48435.9,45585.3,42734.8,39884.300000000003,37033.699999999997,null,53357.1,50505.599999999999,47654,44802.400000000001,41950.8,null,55081.3,52229.7,49378.1,46526.5,43675,null,60492.3,57639.7,54787,51934.400000000001,49081.8]
[]
["TMY_lowPVBatt_MedDiesel_36_PB_business",100,95,90,85,80,"TMY_lowPVBatt_MedDiesel_36_PB_nrel",100,95,90,85,80,"TMY_lowPVBatt_MedDiesel_36_PB_average",100,95,90,85,80,"TMY_lowPVBatt_MedDiesel_36_PB_residential",100,95,90,85,80]
["PV kW",33.984000000000002,23.603999999999999,18.875,17.091999999999999,15.646000000000001,null,35.822000000000003,24.372,19.420999999999999,17.533999999999999,16.207000000000001,null,35.756999999999998,24.398,19.733000000000001,17.734999999999999,16.367999999999999,null,36.548000000000002,24.759,20.640999999999998,18.661999999999999,17.196999999999999]
["Battery kW",4.76,4.76,4.76,3.903,3.238,null,6.077,5.9139999999999997,5.71,5.0410000000000004,4.4770000000000003,null,6.78,6.78,6.4109999999999996,5.62,4.9400000000000004,null,10.62,10.62,9.6999999999999993,8.0350000000000001,6.9109999999999996]
["Battery kWh",132.20099999999999,33.539000000000001,32.337000000000003,29.552,26.314,null,146.965,48.542999999999999,47.969000000000001,45.206000000000003,41.484999999999999,null,149.62700000000001,50.686,49.776000000000003,47.128999999999998,43.524000000000001,null,158.452,58.228999999999999,56.530999999999999,53.606000000000002,49.908000000000001]
["Generator kW",0,0,0,0,0,null,0,0,0,0,0,null,0,0,0,0,0,null,0,0,0,0,0]
["PV capital cost",47577.18,33045.46,26425.56,23928.66,21904.12,null,50151.22,34120.379999999997,27188.84,24547.32,22690.36,null,50059.100000000013,34156.92,27626.9,24828.720000000001,22915.34,null,51166.78,34663.300000000003,28896.84,26126.799999999999,24075.66]
["PV O&M",5956.0268043632659,4136.8497570161599,3308.1267885215079,2995.5482933728972,2742.1029545254569,null,6278.2621961099658,4271.4153687768021,3403.6792390710029,3072.9962535669929,2840.529690087812,null,6266.7300038022677,4275.9896882180019,3458.5184939810119,3108.2237711026651,2868.6941779882231,null,6405.3967295446737,4339.3816936540834,3617.4980022228428,3270.7260310980641,3013.950727906456]
["Battery capital cost",62991.823481968,18341.529785967999,17797.597921968001,15968.035502266461,14059.984377075371,null,70548.5035202656,25898.25399652886,25502.867356428,23808.592616292539,21749.46306289659,null,72220.389634904001,27443.514906904002,26786.625246555839,25063.230281415999,22980.116956349051,null,78765.846227415997,33408.744323416002,32029.42944738303,29599.401658595049,27178.251216175751]
["Battery O&M",16549.797603885479,4198.6844407815124,4048.2226308095001,3699.5778677077001,3294.123412147876,null,18398.053001528198,6076.9220361846919,6005.027354874328,5659.2368469246721,5193.4173986295918,null,18731.29980920396,6345.1719458344351,6231.2395943446872,5899.9582167517638,5448.6478988134158,null,19836.071814364961,7289.4421733391282,7076.9629071227237,6710.7794972307756,6247.776748098996]
["Diesel capital cost",0,0,0,0,0,null,0,0,0,0,0,null,0,0,0,0,0,null,0,0,0,0,0]
["Diesel O&M (kW)",0,0,0,0,0,null,0,0,0,0,0,null,0,0,0,0,0,null,0,0,0,0,0]
["Diesel O&M (kWh)",0,0,0,0,0,null,0,0,0,0,0,null,0,0,0,0,0,null,0,0,0,0,0]
["Fuel cost",0,0,0,0,0,null,0,0,0,0,0,null,0,0,0,0,0,null,0,0,0,0,0]
["REopt LCC",133076,59723.5,51580.3,46592.6,42000.9,null,145377,70367.899999999994,62101.2,57088.9,52474.5,null,147279,72222.5,64104.1,58900.800000000003,54213.5,null,156175,79701.8,71621.5,65708.5,60516.4]
[]
["TMY_lowPVBatt_MedDiesel_36_D_business",100,95,90,85,80,"TMY_lowPVBatt_MedDiesel_36_D_nrel",100,95,90,85,80,"TMY_lowPVBatt_MedDiesel_36_D_average",100,95,90,85,80,"TMY_lowPVBatt_MedDiesel_36_D_residential",100,95,90,85,80]
["PV kW",0,0,0,0,0,null,0,0,0,0,0,null,0,0,0,0,0,null,0,0,0,0,0]
["Battery kW",0,0,0,0,0,null,0,0,0,0,0,null,0,0,0,0,0,null,0,0,0,0,0]
["Battery kWh",0,0,0,0,0,null,0,0,0,0,0,null,0,0,0,0,0,null,0,0,0,0,0]
["Generator kW",6,6,6,6,6,null,7,7,7,7,7,null,8,8,8,8,8,null,12,12,12,12,12]
["PV capital cost",0,0,0,0,0,null,0,0,0,0,0,null,0,0,0,0,0,null,0,0,0,0,0]
["PV O&M",0,0,0,0,0,null,0,0,0,0,0,null,0,0,0,0,0,null,0,0,0,0,0]
["Battery capital cost",0,0,0,0,0,null,0,0,0,0,0,null,0,0,0,0,0,null,0,0,0,0,0]
["Battery O&M",0,0,0,0,0,null,0,0,0,0,0,null,0,0,0,0,0,null,0,0,0,0,0]
["Diesel capital cost",2993.22,2993.22,2993.22,2993.22,2993.22,null,3492.09,3492.09,3492.09,3492.09,3492.09,null,3990.96,3990.96,3990.96,3990.96,3990.96,null,5986.4400000000014,5986.4400000000014,5986.4400000000014,5986.4400000000014,5986.4400000000014]
["Diesel O&M (kW)",938.89972109999997,938.89972109999997,938.89972109999997,938.89972109999997,938.89972109999997,null,1095.3830079500001,1095.3830079500001,1095.3830079500001,1095.3830079500001,1095.3830079500001,null,1251.8662948000001,1251.8662948000001,1251.8662948000001,1251.8662948000001,1251.8662948000001,null,1877.7994421999999,1877.7994421999999,1877.7994421999999,1877.7994421999999,1877.7994421999999]
["Diesel O&M (kWh)",2837.0172662311311,2695.166402919599,2553.3155396080369,2411.464676296484,2269.6138129849369,null,2838.0682079856738,2696.1647975864098,2554.2613871871422,2412.3579767878668,2270.4545663885879,null,2838.0682079856829,2696.1647975864062,2554.2613871871208,2412.3579767878368,2270.4545663885492,null,2839.119149740191,2697.1631922531901,2555.2072347661801,2413.2512772791752,2271.2953197921629]
["Fuel cost",54172.883221881602,51464.239060787979,48755.594899693802,46046.950738599808,43338.3065775059,null,54192.950968955091,51483.303420507713,48773.655872060262,46064.008323612688,43354.360775165012,null,54192.950968955258,51483.303420507633,48773.655872059862,46064.008323612099,43354.360775164263,null,54213.018716028098,51502.367780226843,48791.716844425428,46081.065908624128,43370.414972822691]
["REopt LCC",60942.8,58092.3,55241.8,52391.199999999997,49540.7,null,61619.3,58767.7,55916.1,53064.6,50213,null,62274.7,59423.1,56571.5,53719.9,50868.3,null,64917.3,62064.6,59212,56359.4,53506.7]
[]
["TMY_lowPVBatt_MedDiesel_32_PBD_business",100,95,90,85,80,"TMY_lowPVBatt_MedDiesel_32_PBD_nrel",100,95,90,85,80,"TMY_lowPVBatt_MedDiesel_32_PBD_average",100,95,90,85,80,"TMY_lowPVBatt_MedDiesel_32_PBD_residential",100,95,90,85,80]
["PV kW",7.1589999999999998,7.1589999999999998,7.1589999999999998,7.1589999999999998,7.1589999999999998,null,4.7930000000000001,4.7930000000000001,4.7930000000000001,4.7930000000000001,4.7930000000000001,null,4.1829999999999998,4.1829999999999998,4.1829999999999998,4.1829999999999998,4.1829999999999998,null,2.964,2.964,2.964,2.964,2.964]
["Battery kW",0,0,0,0,0,null,0,0,0,0,0,null,0,0,0,0,0,null,0,0,0,0,0]
["Battery kWh",0,0,0,0,0,null,0,0,0,0,0,null,0,0,0,0,0,null,0,0,0,0,0]
["Generator kW",6,6,6,6,6,null,7,7,7,7,7,null,8,8,8,8,8,null,12,12,12,12,12]
["PV capital cost",10023.034,10023.034,10023.034,10023.034,10023.034,null,6709.8920000000007,6709.8920000000007,6709.8920000000007,6709.8920000000007,6709.8920000000007,null,5855.92,5855.92,5855.92,5855.92,5855.92,null,4149.9080000000004,4149.9080000000004,4149.9080000000004,4149.9080000000004,4149.9080000000004]
["PV O&M",1254.7498436234421,1254.7498436234421,1254.7498436234421,1254.7498436234421,1254.7498436234421,null,839.98876365481624,839.98876365481624,839.98876365481624,839.98876365481624,839.98876365481624,null,733.08288730452159,733.08288730452159,733.08288730452159,733.08288730452159,733.08288730452159,null,519.51299517208781,519.51299517208781,519.51299517208781,519.51299517208781,519.51299517208781]
["Battery capital cost",1.6105116951999999E-9,0,0,0,0,null,0,0,0,0,0,null,0,0,0,0,0,null,0,0,0,0,0]
["Battery O&M",4.4549790273159162E-10,0,0,0,0,null,0,0,0,0,0,null,0,0,0,0,0,null,0,0,0,0,0]
["Diesel capital cost",2993.22,2993.22,2993.22,2993.22,2993.22,null,3492.09,3492.09,3492.09,3492.09,3492.09,null,3990.96,3990.96,3990.96,3990.96,3990.96,null,5986.4400000000014,5986.4400000000014,5986.4400000000014,5986.4400000000014,5986.4400000000014]
["Diesel O&M (kW)",938.89972109999997,938.89972109999997,938.89972109999997,938.89972109999997,938.89972109999997,null,1095.3830079500001,1095.3830079500001,1095.3830079500001,1095.3830079500001,1095.3830079500001,null,1251.8662948000001,1251.8662948000001,1251.8662948000001,1251.8662948000001,1251.8662948000001,null,1877.7994421999999,1877.7994421999999,1877.7994421999999,1877.7994421999999,1877.7994421999999]
["Diesel O&M (kWh)",1654.7199565495609,1512.8690936699049,1371.0182293506009,1229.1673666149061,1087.316497803894,null,2052.2352069995341,1910.331796600253,1768.428386200969,1626.5249758016821,1484.6215654023899,null,2153.6586802217289,2011.7552698224349,1869.851859423138,1727.9484490238431,1586.045038624547,null,2387.2746597112891,2245.3187022242791,2103.3627447372642,1961.4067872502501,1819.4508297632369]
["Fuel cost",28086.13336833032,25678.44967691083,23270.76596105568,20863.08227207969,18455.398479985251,null,34833.297017316487,32424.721418696321,30016.145820076079,27607.57022145579,25198.994622835431,null,36554.792660324129,34146.217061703734,31737.64146308327,29329.06586446286,26920.490265842411,null,40520.037371942111,38110.569873451968,35701.102374961738,33291.634876471522,30882.167377981332]
["REopt LCC",44951.5,42402,39852.400000000001,37302.800000000003,34753.300000000003,null,49023.7,46473.2,43922.7,41372.199999999997,38821.599999999999,null,50541.1,47990.6,45440.1,42889.599999999999,40339.1,null,55441.9,52890.400000000001,50339,47787.5,45236.1]
[]
["TMY_lowPVBatt_MedDiesel_32_PB_business",100,95,90,85,80,"TMY_lowPVBatt_MedDiesel_32_PB_nrel",100,95,90,85,80,"TMY_lowPVBatt_MedDiesel_32_PB_average",100,95,90,85,80,"TMY_lowPVBatt_MedDiesel_32_PB_residential",100,95,90,85,80]
["PV kW",33.984000000000002,23.603999999999999,18.875,17.091999999999999,15.646000000000001,null,35.822000000000003,24.372,19.420999999999999,17.533999999999999,16.207000000000001,null,35.756999999999998,24.398,19.733000000000001,17.734999999999999,16.367999999999999,null,36.548000000000002,24.759,20.640999999999998,18.661999999999999,17.196999999999999]
["Battery kW",4.76,4.76,4.76,3.903,3.238,null,6.077,5.9139999999999997,5.71,5.0410000000000004,4.4770000000000003,null,6.78,6.78,6.4109999999999996,5.62,4.9400000000000004,null,10.62,10.62,9.6999999999999993,8.0350000000000001,6.9109999999999996]
["Battery kWh",132.20099999999999,33.539000000000001,32.337000000000003,29.552,26.314,null,146.965,48.542999999999999,47.969000000000001,45.206000000000003,41.484999999999999,null,149.62700000000001,50.686,49.776000000000003,47.128999999999998,43.524000000000001,null,158.452,58.228999999999999,56.530999999999999,53.606000000000002,49.908000000000001]
["Generator kW",0,0,0,0,0,null,0,0,0,0,0,null,0,0,0,0,0,null,0,0,0,0,0]
["PV capital cost",47577.18,33045.46,26425.56,23928.66,21904.12,null,50151.22,34120.379999999997,27188.84,24547.32,22690.36,null,50059.100000000013,34156.92,27626.9,24828.720000000001,22915.34,null,51166.78,34663.300000000003,28896.84,26126.799999999999,24075.66]
["PV O&M",5956.0268043632659,4136.8497570161599,3308.1267885215079,2995.5482933728972,2742.1029545254569,null,6278.2621961099658,4271.4153687768021,3403.6792390710029,3072.9962535669929,2840.529690087812,null,6266.7300038022677,4275.9896882180019,3458.5184939810119,3108.2237711026651,2868.6941779882231,null,6405.3967295446737,4339.3816936540834,3617.4980022228428,3270.7260310980641,3013.950727906456]
["Battery capital cost",62991.823481968,18341.529785967999,17797.597921968001,15968.035502266461,14059.984377075371,null,70548.5035202656,25898.25399652886,25502.867356428,23808.592616292539,21749.46306289659,null,72220.389634904001,27443.514906904002,26786.625246555839,25063.230281415999,22980.116956349051,null,78765.846227415997,33408.744323416002,32029.42944738303,29599.401658595049,27178.251216175751]
["Battery O&M",16549.797603885479,4198.6844407815124,4048.2226308095001,3699.5778677077001,3294.123412147876,null,18398.053001528198,6076.9220361846919,6005.027354874328,5659.2368469246721,5193.4173986295918,null,18731.29980920396,6345.1719458344351,6231.2395943446872,5899.9582167517638,5448.6478988134158,null,19836.071814364961,7289.4421733391282,7076.9629071227237,6710.7794972307756,6247.776748098996]
["Diesel capital cost",0,0,0,0,0,null,0,0,0,0,0,null,0,0,0,0,0,null,0,0,0,0,0]
["Diesel O&M (kW)",0,0,0,0,0,null,0,0,0,0,0,null,0,0,0,0,0,null,0,0,0,0,0]
["Diesel O&M (kWh)",0,0,0,0,0,null,0,0,0,0,0,null,0,0,0,0,0,null,0,0,0,0,0]
["Fuel cost",0,0,0,0,0,null,0,0,0,0,0,null,0,0,0,0,0,null,0,0,0,0,0]
["REopt LCC",133076,59723.5,51580.3,46592.6,42000.9,null,145377,70367.899999999994,62101.2,57088.9,52474.5,null,147279,72222.5,64104.1,58900.800000000003,54213.5,null,156175,79701.8,71621.5,65708.5,60516.4]
[]
["TMY_lowPVBatt_MedDiesel_32_D_business",100,95,90,85,80,"TMY_lowPVBatt_MedDiesel_32_D_nrel",100,95,90,85,80,"TMY_lowPVBatt_MedDiesel_32_D_average",100,95,90,85,80,"TMY_lowPVBatt_MedDiesel_32_D_residential",100,95,90,85,80]
["PV kW",0,0,0,0,0,null,0,0,0,0,0,null,0,0,0,0,0,null,0,0,0,0,0]
["Battery kW",0,0,0,0,0,null,0,0,0,0,0,null,0,0,0,0,0,null,0,0,0,0,0]
["Battery kWh",0,0,0,0,0,null,0,0,0,0,0,null,0,0,0,0,0,null,0,0,0,0,0]
["Generator kW",6,6,6,6,6,null,7,7,7,7,7,null,8,8,8,8,8,null,12,12,12,12,12]
["PV capital cost",0,0,0,0,0,null,0,0,0,0,0,null,0,0,0,0,0,null,0,0,0,0,0]
["PV O&M",0,0,0,0,0,null,0,0,0,0,0,null,0,0,0,0,0,null,0,0,0,0,0]
["Battery capital cost",0,0,0,0,0,null,0,0,0,0,0,null,0,0,0,0,0,null,0,0,0,0,0]
["Battery O&M",0,0,0,0,0,null,0,0,0,0,0,null,0,0,0,0,0,null,0,0,0,0,0]
["Diesel capital cost",2993.22,2993.22,2993.22,2993.22,2993.22,null,3492.09,3492.09,3492.09,3492.09,3492.09,null,3990.96,3990.96,3990.96,3990.96,3990.96,null,5986.4400000000014,5986.4400000000014,5986.4400000000014,5986.4400000000014,5986.4400000000014]
["Diesel O&M (kW)",938.89972109999997,938.89972109999997,938.89972109999997,938.89972109999997,938.89972109999997,null,1095.3830079500001,1095.3830079500001,1095.3830079500001,1095.3830079500001,1095.3830079500001,null,1251.8662948000001,1251.8662948000001,1251.8662948000001,1251.8662948000001,1251.8662948000001,null,1877.7994421999999,1877.7994421999999,1877.7994421999999,1877.7994421999999,1877.7994421999999]
["Diesel O&M (kWh)",2837.0172662311311,2695.166402919599,2553.3155396080379,2411.4646762964858,2269.613812984936,null,2838.0682079856738,2696.164797586418,2554.2613871871408,2412.3579767878659,2270.4545663885879,null,2838.0682079856829,2696.1647975864062,2554.2613871871208,2412.3579767878368,2270.4545663885492,null,2839.119149740191,2697.163192253191,2555.2072347661801,2413.2512772791752,2271.2953197921629]
["Fuel cost",48153.673975005862,45745.99027625598,43338.306577505617,40930.622878755406,38522.939180005233,null,48171.511972404529,45762.93637378476,43354.360775164663,40945.785176544581,38537.209577924463,null,48171.511972404667,45762.936373784578,43354.360775164321,40945.785176544101,38537.209577923793,null,48189.349969802759,45779.882471312769,43370.414972822597,40960.947474332548,38551.479975842383]
["REopt LCC",54923.6,52374,49824.5,47274.9,44725.3,null,55597.9,53047.4,50496.800000000003,47946.3,45395.8,null,56253.2,53702.7,51152.2,48601.7,46051.199999999997,null,58893.599999999999,56342.1,53790.7,51239.199999999997,48687.8]
[]
["TMY_lowPVBatt_LowDiesel_44_PBD_business",100,95,90,85,80,"TMY_lowPVBatt_LowDiesel_44_PBD_nrel",100,95,90,85,80,"TMY_lowPVBatt_LowDiesel_44_PBD_average",100,95,90,85,80,"TMY_lowPVBatt_LowDiesel_44_PBD_residential",100,95,90,85,80]
["PV kW",7.4029999999999996,7.4029999999999996,7.4029999999999996,7.4029999999999996,7.4029999999999996,null,4.9939999999999998,4.9939999999999998,4.9939999999999998,4.9939999999999998,4.9939999999999998,null,4.4139999999999997,4.4139999999999997,4.4139999999999997,4.4139999999999997,4.4139999999999997,null,3.1070000000000002,3.1070000000000002,3.1070000000000002,3.1070000000000002,3.1070000000000002]
["Battery kW",0,0,0,0,0,null,0,0,0,0,0,null,0,0,0,0,0,null,0,0,0,0,0]
["Battery kWh",0,0,0,0,0,null,0,0,0,0,0,null,0,0,0,0,0,null,0,0,0,0,0]
["Generator kW",6,6,6,6,6,null,7,7,7,7,7,null,8,8,8,8,8,null,12,12,12,12,12]
["PV capital cost",10363.64,10363.64,10363.64,10363.64,10363.64,null,6991.558,6991.558,6991.558,6991.558,6991.558,null,6179.4460000000008,6179.4460000000008,6179.4460000000008,6179.4460000000008,6179.4460000000008,null,4349.9960000000001,4349.9960000000001,4349.9960000000001,4349.9960000000001,4349.9960000000001]
["PV O&M",1297.3891607441069,1297.3891607441069,1297.3891607441069,1297.3891607441069,1297.3891607441069,null,875.24958083392983,875.24958083392983,875.24958083392983,875.24958083392983,875.24958083392983,null,773.58401679366807,773.58401679366807,773.58401679366807,773.58401679366807,773.58401679366807,null,544.56133749148205,544.56133749148205,544.56133749148205,544.56133749148205,544.56133749148205]
["Battery capital cost",1.7730214656E-9,0,0,0,0,null,0,0,0,0,0,null,2.7433372592000001E-9,0,0,0,0,null,0,0,0,0,0]
["Battery O&M",4.9045116951156478E-10,0,0,0,0,null,0,0,0,0,0,null,7.5885881431445339E-10,0,0,0,0,null,0,0,0,0,0]
["Diesel capital cost",2244.96,2244.96,2244.96,2244.96,2244.96,null,2619.12,2619.12,2619.12,2619.12,2619.12,null,2993.28,2993.28,2993.28,2993.28,2993.28,null,4489.92,4489.92,4489.92,4489.92,4489.92]
["Diesel O&M (kW)",938.89972109999997,938.89972109999997,938.89972109999997,938.89972109999997,938.89972109999997,null,1095.3830079500001,1095.3830079500001,1095.3830079500001,1095.3830079500001,1095.3830079500001,null,1251.8662948000001,1251.8662948000001,1251.8662948000001,1251.8662948000001,1251.8662948000001,null,1877.7994421999999,1877.7994421999999,1877.7994421999999,1877.7994421999999,1877.7994421999999]
["Diesel O&M (kWh)",1634.411350409019,1492.560487097468,1350.7096237859139,1208.8587609062561,1067.0079047353331,null,2035.4619514056101,1893.558541006332,1751.6551306070489,1609.7517202077599,1467.8483098084721,null,2134.116008652195,1992.212598252906,1850.309187853609,1708.4057774543101,1566.5023670550149,null,2375.383356879051,2233.4273993920378,2091.4714419050242,1949.5154844180081,1807.559526930997]
["Fuel cost",30515.571219810961,27867.11915118574,25218.667082560471,22570.215021998989,19921.76308669414,null,38003.458632240377,35354.025473758244,32704.592315276012,30055.15915679367,27405.725998311322,null,39845.396960237231,37195.963801754893,34546.530643272403,31897.097484789861,29247.6643263074,null,44350.022399842193,41699.608151502973,39049.193903163738,36398.779654824481,33748.365406485289]
["REopt LCC",46995.7,44205.3,41415,38624.6,35834.300000000003,null,51621,48829.7,46038.3,43246.9,40455.599999999999,null,53178.5,50387.199999999997,47595.8,44804.4,42013,null,57988.6,55196.2,52403.8,49611.4,46819]
[]
["TMY_lowPVBatt_LowDiesel_44_PB_business",100,95,90,85,80,"TMY_lowPVBatt_LowDiesel_44_PB_nrel",100,95,90,85,80,"TMY_lowPVBatt_LowDiesel_44_PB_average",100,95,90,85,80,"TMY_lowPVBatt_LowDiesel_44_PB_residential",100,95,90,85,80]
["PV kW",33.984000000000002,23.603999999999999,18.875,17.091999999999999,15.646000000000001,null,35.822000000000003,24.372,19.420999999999999,17.533999999999999,16.207000000000001,null,35.756999999999998,24.398,19.733000000000001,17.734999999999999,16.367999999999999,null,36.548000000000002,24.759,20.640999999999998,18.661999999999999,17.196999999999999]
["Battery kW",4.76,4.76,4.76,3.903,3.238,null,6.077,5.9139999999999997,5.71,5.0410000000000004,4.4770000000000003,null,6.78,6.78,6.4109999999999996,5.62,4.9400000000000004,null,10.62,10.62,9.6999999999999993,8.0350000000000001,6.9109999999999996]
["Battery kWh",132.20099999999999,33.539000000000001,32.337000000000003,29.552,26.314,null,146.965,48.542999999999999,47.969000000000001,45.206000000000003,41.484999999999999,null,149.62700000000001,50.686,49.776000000000003,47.128999999999998,43.524000000000001,null,158.452,58.228999999999999,56.530999999999999,53.606000000000002,49.908000000000001]
["Generator kW",0,0,0,0,0,null,0,0,0,0,0,null,0,0,0,0,0,null,0,0,0,0,0]
["PV capital cost",47577.18,33045.46,26425.56,23928.66,21904.12,null,50151.22,34120.379999999997,27188.84,24547.32,22690.36,null,50059.100000000013,34156.92,27626.9,24828.720000000001,22915.34,null,51166.78,34663.300000000003,28896.84,26126.799999999999,24075.66]
["PV O&M",5956.0268043632659,4136.8497570161599,3308.1267885215079,2995.5482933728972,2742.1029545254569,null,6278.2621961099658,4271.4153687768021,3403.6792390710029,3072.9962535669929,2840.529690087812,null,6266.7300038022677,4275.9896882180019,3458.5184939810119,3108.2237711026651,2868.6941779882231,null,6405.3967295446737,4339.3816936540834,3617.4980022228428,3270.7260310980641,3013.950727906456]
["Battery capital cost",62991.823481968,18341.529785967999,17797.597921968001,15968.035502266461,14059.984377075371,null,70548.5035202656,25898.25399652886,25502.867356428,23808.592616292539,21749.46306289659,null,72220.389634904001,27443.514906904002,26786.625246555839,25063.230281415999,22980.116956349051,null,78765.846227415997,33408.744323416002,32029.42944738303,29599.401658595049,27178.251216175751]
["Battery O&M",16549.797603885479,4198.6844407815124,4048.2226308095001,3699.5778677077001,3294.123412147876,null,18398.053001528198,6076.9220361846919,6005.027354874328,5659.2368469246721,5193.4173986295918,null,18731.29980920396,6345.1719458344351,6231.2395943446872,5899.9582167517638,5448.6478988134158,null,19836.071814364961,7289.4421733391282,7076.9629071227237,6710.7794972307756,6247.776748098996]
["Diesel capital cost",0,0,0,0,0,null,0,0,0,0,0,null,0,0,0,0,0,null,0,0,0,0,0]
["Diesel O&M (kW)",0,0,0,0,0,null,0,0,0,0,0,null,0,0,0,0,0,null,0,0,0,0,0]
["Diesel O&M (kWh)",0,0,0,0,0,null,0,0,0,0,0,null,0,0,0,0,0,null,0,0,0,0,0]
["Fuel cost",0,0,0,0,0,null,0,0,0,0,0,null,0,0,0,0,0,null,0,0,0,0,0]
["REopt LCC",133076,59723.5,51580.3,46592.6,42000.9,null,145377,70367.899999999994,62101.2,57088.9,52474.5,null,147279,72222.5,64104.1,58900.800000000003,54213.5,null,156175,79701.8,71621.5,65708.5,60516.4]
[]
["TMY_lowPVBatt_LowDiesel_44_D_business",100,95,90,85,80,"TMY_lowPVBatt_LowDiesel_44_D_nrel",100,95,90,85,80,"TMY_lowPVBatt_LowDiesel_44_D_average",100,95,90,85,80,"TMY_lowPVBatt_LowDiesel_44_D_residential",100,95,90,85,80]
["PV kW",0,0,0,0,0,null,0,0,0,0,0,null,0,0,0,0,0,null,0,0,0,0,0]
["Battery kW",0,0,0,0,0,null,0,0,0,0,0,null,0,0,0,0,0,null,0,0,0,0,0]
["Battery kWh",0,0,0,0,0,null,0,0,0,0,0,null,0,0,0,0,0,null,0,0,0,0,0]
["Generator kW",6,6,6,6,6,null,7,7,7,7,7,null,8,8,8,8,8,null,12,12,12,12,12]
["PV capital cost",0,0,0,0,0,null,0,0,0,0,0,null,0,0,0,0,0,null,0,0,0,0,0]
["PV O&M",0,0,0,0,0,null,0,0,0,0,0,null,0,0,0,0,0,null,0,0,0,0,0]
["Battery capital cost",0,0,0,0,0,null,0,0,0,0,0,null,0,0,0,0,0,null,0,0,0,0,0]
["Battery O&M",0,0,0,0,0,null,0,0,0,0,0,null,0,0,0,0,0,null,0,0,0,0,0]
["Diesel capital cost",2244.96,2244.96,2244.96,2244.96,2244.96,null,2619.12,2619.12,2619.12,2619.12,2619.12,null,2993.28,2993.28,2993.28,2993.28,2993.28,null,4489.92,4489.92,4489.92,4489.92,4489.92]
["Diesel O&M (kW)",938.89972109999997,938.89972109999997,938.89972109999997,938.89972109999997,938.89972109999997,null,1095.3830079500001,1095.3830079500001,1095.3830079500001,1095.3830079500001,1095.3830079500001,null,1251.8662948000001,1251.8662948000001,1251.8662948000001,1251.8662948000001,1251.8662948000001,null,1877.7994421999999,1877.7994421999999,1877.7994421999999,1877.7994421999999,1877.7994421999999]
["Diesel O&M (kWh)",2837.0172662311311,2695.166402919594,2553.3155396080292,2411.464676296484,2269.6138129849351,null,2838.0682079856738,2696.164797586418,2554.2613871871408,2412.3579767878659,2270.4545663885879,null,2838.0682079856829,2696.1647975864062,2554.2613871871208,2412.3579767878368,2270.4545663885478,null,2839.119149740191,2697.1631922531901,2555.2072347661801,2413.2512772791752,2271.2953197921629]
["Fuel cost",52969.041372506457,50320.58930388149,47672.137235256021,45023.685166630923,42375.23309800573,null,52988.663169644977,50339.230011163243,47689.796852681131,45040.363694199048,42390.930535716892,null,52988.663169645137,50339.230011163017,47689.796852680753,45040.363694198502,42390.930535716157,null,53008.284966783038,50357.870718444028,47707.456470104888,45057.042221765798,42406.627973426621]
["REopt LCC",58990.7,56200.4,53410,50619.7,47829.4,null,59542,56750.7,53959.3,51167.9,48376.6,null,60072.7,57281.3,54490,51698.6,48907.199999999997,null,62216,59423.6,56631.199999999997,53838.8,51046.400000000001]
[]
["TMY_lowPVBatt_LowDiesel_36_PBD_business",100,95,90,85,80,"TMY_lowPVBatt_LowDiesel_36_PBD_nrel",100,95,90,85,80,"TMY_lowPVBatt_LowDiesel_36_PBD_average",100,95,90,85,80,"TMY_lowPVBatt_LowDiesel_36_PBD_residential",100,95,90,85,80]
["PV kW",6.9669999999999996,6.9669999999999996,6.9669999999999996,6.9669999999999996,6.9669999999999996,null,4.6559999999999997,4.6559999999999997,4.6559999999999997,4.6559999999999997,4.6559999999999997,null,3.9910000000000001,3.9910000000000001,3.9910000000000001,3.9910000000000001,3.9910000000000001,null,2.7829999999999999,2.7829999999999999,2.7829999999999999,2.7829999999999999,2.7829999999999999]
["Battery kW",0,0,0,0,0,null,0,0,0,0,0,null,0,0,0,0,0,null,0,0,0,0,0]
["Battery kWh",0,0,0,0,0,null,0,0,0,0,0,null,0,0,0,0,0,null,0,0,0,0,0]
["Generator kW",6,6,6,6,6,null,7,7,7,7,7,null,8,8,8,8,8,null,12,12,12,12,12]
["PV capital cost",9753.59,9753.59,9753.59,9753.59,9753.59,null,6518.652,6518.652,6518.652,6518.652,6518.652,null,5586.8539999999994,5586.8539999999994,5586.8539999999994,5586.8539999999994,5586.8539999999994,null,3896.62,3896.62,3896.62,3896.62,3896.62]
["PV O&M",1221.0190574298331,1221.0190574298331,1221.0190574298331,1221.0190574298331,1221.0190574298331,null,816.04807263306088,816.04807263306088,816.04807263306088,816.04807263306088,816.04807263306088,null,699.39942165685579,699.39942165685579,699.39942165685579,699.39942165685579,699.39942165685579,null,487.80472416435759,487.80472416435759,487.80472416435759,487.80472416435759,487.80472416435759]
["Battery capital cost",0,0,0,0,0,null,0,0,0,0,0,null,1.5444046010958961E-10,0,0,0,0,null,0,0,0,0,0]
["Battery O&M",0,0,0,0,0,null,0,0,0,0,0,null,0,0,0,0,0,null,0,0,0,0,0]
["Diesel capital cost",2244.96,2244.96,2244.96,2244.96,2244.96,null,2619.12,2619.12,2619.12,2619.12,2619.12,null,2993.28,2993.28,2993.28,2993.28,2993.28,null,4489.92,4489.92,4489.92,4489.92,4489.92]
["Diesel O&M (kW)",938.89972109999997,938.89972109999997,938.89972109999997,938.89972109999997,938.89972109999997,null,1095.3830079500001,1095.3830079500001,1095.3830079500001,1095.3830079500001,1095.3830079500001,null,1251.8662948000001,1251.8662948000001,1251.8662948000001,1251.8662948000001,1251.8662948000001,null,1877.7994421999999,1877.7994421999999,1877.7994421999999,1877.7994421999999,1877.7994421999999]
["Diesel O&M (kWh)",1672.3814027835181,1530.5305394719669,1388.6796761604121,1246.828812848858,1104.977957844055,null,2064.809507786415,1922.906097387134,1781.002686987852,1639.099276588566,1497.195866189275,null,2171.2531926617571,2029.3497822624629,1887.446371863165,1745.5429614638681,1603.6395510645721,null,2404.0519051733231,2262.0959476863109,2120.1399901992959,1978.184032712282,1836.2280752252709]
["Fuel cost",25547.316476023771,23380.401147148579,21213.48581827333,19046.570489398109,16879.65528741691,null,31542.052471000021,29374.334432241871,27206.616393483699,25038.898354725468,22871.180315967151,null,33168.087357455021,31000.369318696659,28832.651279938229,26664.93324117981,24497.21520242143,null,36724.323018677387,34555.802270036227,32387.28152139502,30218.76077275382,28050.240024112682]
["REopt LCC",41378.9,39070.1,36761.300000000003,34452.6,32143.8,null,44656.9,42347.199999999997,40037.599999999999,37727.9,35418.300000000003,null,45871.6,43561.9,41252.300000000003,38942.6,36632.9,null,49881.4,47570.9,45260.4,42949.9,40639.4]
[]
["TMY_lowPVBatt_LowDiesel_36_PB_business",100,95,90,85,80,"TMY_lowPVBatt_LowDiesel_36_PB_nrel",100,95,90,85,80,"TMY_lowPVBatt_LowDiesel_36_PB_average",100,95,90,85,80,"TMY_lowPVBatt_LowDiesel_36_PB_residential",100,95,90,85,80]
["PV kW",33.984000000000002,23.603999999999999,18.875,17.091999999999999,15.646000000000001,null,35.822000000000003,24.372,19.420999999999999,17.533999999999999,16.207000000000001,null,35.756999999999998,24.398,19.733000000000001,17.734999999999999,16.367999999999999,null,36.548000000000002,24.759,20.640999999999998,18.661999999999999,17.196999999999999]
["Battery kW",4.76,4.76,4.76,3.903,3.238,null,6.077,5.9139999999999997,5.71,5.0410000000000004,4.4770000000000003,null,6.78,6.78,6.4109999999999996,5.62,4.9400000000000004,null,10.62,10.62,9.6999999999999993,8.0350000000000001,6.9109999999999996]
["Battery kWh",132.20099999999999,33.539000000000001,32.337000000000003,29.552,26.314,null,146.965,48.542999999999999,47.969000000000001,45.206000000000003,41.484999999999999,null,149.62700000000001,50.686,49.776000000000003,47.128999999999998,43.524000000000001,null,158.452,58.228999999999999,56.530999999999999,53.606000000000002,49.908000000000001]
["Generator kW",0,0,0,0,0,null,0,0,0,0,0,null,0,0,0,0,0,null,0,0,0,0,0]
["PV capital cost",47577.18,33045.46,26425.56,23928.66,21904.12,null,50151.22,34120.379999999997,27188.84,24547.32,22690.36,null,50059.100000000013,34156.92,27626.9,24828.720000000001,22915.34,null,51166.78,34663.300000000003,28896.84,26126.799999999999,24075.66]
["PV O&M",5956.0268043632659,4136.8497570161599,3308.1267885215079,2995.5482933728972,2742.1029545254569,null,6278.2621961099658,4271.4153687768021,3403.6792390710029,3072.9962535669929,2840.529690087812,null,6266.7300038022677,4275.9896882180019,3458.5184939810119,3108.2237711026651,2868.6941779882231,null,6405.3967295446737,4339.3816936540834,3617.4980022228428,3270.7260310980641,3013.950727906456]
["Battery capital cost",62991.823481968,18341.529785967999,17797.597921968001,15968.035502266461,14059.984377075371,null,70548.5035202656,25898.25399652886,25502.867356428,23808.592616292539,21749.46306289659,null,72220.389634904001,27443.514906904002,26786.625246555839,25063.230281415999,22980.116956349051,null,78765.846227415997,33408.744323416002,32029.42944738303,29599.401658595049,27178.251216175751]
["Battery O&M",16549.797603885479,4198.6844407815124,4048.2226308095001,3699.5778677077001,3294.123412147876,null,18398.053001528198,6076.9220361846919,6005.027354874328,5659.2368469246721,5193.4173986295918,null,18731.29980920396,6345.1719458344351,6231.2395943446872,5899.9582167517638,5448.6478988134158,null,19836.071814364961,7289.4421733391282,7076.9629071227237,6710.7794972307756,6247.776748098996]
["Diesel capital cost",0,0,0,0,0,null,0,0,0,0,0,null,0,0,0,0,0,null,0,0,0,0,0]
["Diesel O&M (kW)",0,0,0,0,0,null,0,0,0,0,0,null,0,0,0,0,0,null,0,0,0,0,0]
["Diesel O&M (kWh)",0,0,0,0,0,null,0,0,0,0,0,null,0,0,0,0,0,null,0,0,0,0,0]
["Fuel cost",0,0,0,0,0,null,0,0,0,0,0,null,0,0,0,0,0,null,0,0,0,0,0]
["REopt LCC",133076,59723.5,51580.3,46592.6,42000.9,null,145377,70367.899999999994,62101.2,57088.9,52474.5,null,147279,72222.5,64104.1,58900.800000000003,54213.5,null,156175,79701.8,71621.5,65708.5,60516.4]
[]
["TMY_lowPVBatt_LowDiesel_36_D_business",100,95,90,85,80,"TMY_lowPVBatt_LowDiesel_36_D_nrel",100,95,90,85,80,"TMY_lowPVBatt_LowDiesel_36_D_average",100,95,90,85,80,"TMY_lowPVBatt_LowDiesel_36_D_residential",100,95,90,85,80]
["PV kW",0,0,0,0,0,null,0,0,0,0,0,null,0,0,0,0,0,null,0,0,0,0,0]
["Battery kW",0,0,0,0,0,null,0,0,0,0,0,null,0,0,0,0,0,null,0,0,0,0,0]
["Battery kWh",0,0,0,0,0,null,0,0,0,0,0,null,0,0,0,0,0,null,0,0,0,0,0]
["Generator kW",6,6,6,6,6,null,7,7,7,7,7,null,8,8,8,8,8,null,12,12,12,12,12]
["PV capital cost",0,0,0,0,0,null,0,0,0,0,0,null,0,0,0,0,0,null,0,0,0,0,0]
["PV O&M",0,0,0,0,0,null,0,0,0,0,0,null,0,0,0,0,0,null,0,0,0,0,0]
["Battery capital cost",0,0,0,0,0,null,0,0,0,0,0,null,0,0,0,0,0,null,0,0,0,0,0]
["Battery O&M",0,0,0,0,0,null,0,0,0,0,0,null,0,0,0,0,0,null,0,0,0,0,0]
["Diesel capital cost",2244.96,2244.96,2244.96,2244.96,2244.96,null,2619.12,2619.12,2619.12,2619.12,2619.12,null,2993.28,2993.28,2993.28,2993.28,2993.28,null,4489.92,4489.92,4489.92,4489.92,4489.92]
["Diesel O&M (kW)",938.89972109999997,938.89972109999997,938.89972109999997,938.89972109999997,938.89972109999997,null,1095.3830079500001,1095.3830079500001,1095.3830079500001,1095.3830079500001,1095.3830079500001,null,1251.8662948000001,1251.8662948000001,1251.8662948000001,1251.8662948000001,1251.8662948000001,null,1877.7994421999999,1877.7994421999999,1877.7994421999999,1877.7994421999999,1877.7994421999999]
["Diesel O&M (kWh)",2837.0172662311311,2695.166402919599,2553.3155396080329,2411.464676296484,2269.6138129849278,null,2838.0682079856738,2696.164797586418,2554.2613871871408,2412.3579767878659,2270.4545663885879,null,2838.0682079856829,2696.1647975864062,2554.2613871871208,2412.3579767878368,2270.4545663885492,null,2839.119149740191,2697.163192253191,2555.2072347661801,2413.2512772791752,2271.2953197921629]
["Fuel cost",43338.306577505289,41171.391248630367,39004.475919754987,36837.560590879839,34670.645262004567,null,43354.360775164059,41186.642736406291,39018.924697648203,36851.206658890122,34683.488620131997,null,43354.360775164198,41186.642736406109,39018.92469764789,36851.206658889692,34683.488620131408,null,43370.414972822473,41201.894224181488,39033.373475540349,36864.852726899277,34696.331978258131]
["REopt LCC",49360,47051.199999999997,44742.400000000001,42433.599999999999,40124.800000000003,null,49907.7,47598.1,45288.4,42978.8,40669.1,null,50438.400000000001,48128.800000000003,45819.1,43509.4,41199.800000000003,null,52578.2,50267.6,47957.1,45646.6,43336.1]
[]
["TMY_lowPVBatt_LowDiesel_32_PBD_business",100,95,90,85,80,"TMY_lowPVBatt_LowDiesel_32_PBD_nrel",100,95,90,85,80,"TMY_lowPVBatt_LowDiesel_32_PBD_average",100,95,90,85,80,"TMY_lowPVBatt_LowDiesel_32_PBD_residential",100,95,90,85,80]
["PV kW",6.8,6.8,6.8,6.8,6.8,null,4.5220000000000002,4.5220000000000002,4.5220000000000002,4.5220000000000002,4.5220000000000002,null,3.8420000000000001,3.8420000000000001,3.8420000000000001,3.8420000000000001,3.8420000000000001,null,2.3559999999999999,2.3559999999999999,2.3559999999999999,2.3559999999999999,2.3559999999999999]
["Battery kW",0,0,0,0,0,null,0,0,0,0,0,null,0,0,0,0,0,null,0,0,0,0,0]
["Battery kWh",0,0,0,0,0,null,0,0,0,0,0,null,0,0,0,0,0,null,0,0,0,0,0]
["Generator kW",6,6,6,6,6,null,7,7,7,7,7,null,8,8,8,8,8,null,12,12,12,12,12]
["PV capital cost",9519.58,9519.58,9519.58,9519.58,9519.58,null,6330.1559999999999,6330.1559999999999,6330.1559999999999,6330.1559999999999,6330.1559999999999,null,5378.9960000000001,5378.9960000000001,5378.9960000000001,5378.9960000000001,5378.9960000000001,null,3298.89,3298.89,3298.89,3298.89,3298.89]
["PV O&M",1191.724134265218,1191.724134265218,1191.724134265218,1191.724134265218,1191.724134265218,null,792.45089372259872,792.45089372259872,792.45089372259872,792.45089372259872,792.45089372259872,null,673.3783792264021,673.3783792264021,673.3783792264021,673.3783792264021,673.3783792264021,null,412.97692012527722,412.97692012527722,412.97692012527722,412.97692012527722,412.97692012527722]
["Battery capital cost",0,0,0,0,0,null,0,0,0,0,0,null,0,0,0,0,0,null,0,0,0,0,0]
["Battery O&M",0,0,0,0,0,null,0,0,0,0,0,null,0,0,0,0,0,null,0,0,0,0,0]
["Diesel capital cost",2244.96,2244.96,2244.96,2244.96,2244.96,null,2619.12,2619.12,2619.12,2619.12,2619.12,null,2993.28,2993.28,2993.28,2993.28,2993.28,null,4489.92,4489.92,4489.92,4489.92,4489.92]
["Diesel O&M (kW)",938.89972109999997,938.89972109999997,938.89972109999997,938.89972109999997,938.89972109999997,null,1095.3830079500001,1095.3830079500001,1095.3830079500001,1095.3830079500001,1095.3830079500001,null,1251.8662948000001,1251.8662948000001,1251.8662948000001,1251.8662948000001,1251.8662948000001,null,1877.7994421999999,1877.7994421999999,1877.7994421999999,1877.7994421999999,1877.7994421999999]
["Diesel O&M (kWh)",1689.4408292418959,1547.589966880508,1405.739102618785,1263.8882393072349,1122.037375995679,null,2078.6490168479331,1936.7456064486521,1794.8421960493681,1652.9387856500821,1511.035375250792,null,2186.4020531560532,2044.498642756756,1902.59523235746,1760.691821958163,1618.7884115588661,null,2447.8464438681958,2305.8904863811808,2163.9345288941681,2021.9785714071529,1880.02261392014]
["Fuel cost",22940.37018659442,21014.22324049622,19088.076268593981,17161.929309593841,15235.78235059361,null,28225.302188233389,26298.441709337261,24371.581230441068,22444.720751544861,20517.860272648591,null,29688.445791047259,27761.585312150892,25834.72483325455,23907.864354358178,21981.003875461829,null,33238.514548907508,31310.940550115331,29383.36655132319,27455.792552530991,25528.21855373884]
["REopt LCC",38525.800000000003,36457.699999999997,34389.699999999997,32321.7,30253.599999999999,null,41141.9,39073.1,37004.300000000003,34935.5,32866.699999999997,null,42173.2,40104.400000000001,38035.599999999999,35966.800000000003,33898,null,45766.8,43697.3,41627.699999999997,39558.1,37488.6]
[]
["TMY_lowPVBatt_LowDiesel_32_PB_business",100,95,90,85,80,"TMY_lowPVBatt_LowDiesel_32_PB_nrel",100,95,90,85,80,"TMY_lowPVBatt_LowDiesel_32_PB_average",100,95,90,85,80,"TMY_lowPVBatt_LowDiesel_32_PB_residential",100,95,90,85,80]
["PV kW",33.984000000000002,23.603999999999999,18.875,17.091999999999999,15.646000000000001,null,35.822000000000003,24.372,19.420999999999999,17.533999999999999,16.207000000000001,null,35.756999999999998,24.398,19.733000000000001,17.734999999999999,16.367999999999999,null,36.548000000000002,24.759,20.640999999999998,18.661999999999999,17.196999999999999]
["Battery kW",4.76,4.76,4.76,3.903,3.238,null,6.077,5.9139999999999997,5.71,5.0410000000000004,4.4770000000000003,null,6.78,6.78,6.4109999999999996,5.62,4.9400000000000004,null,10.62,10.62,9.6999999999999993,8.0350000000000001,6.9109999999999996]
["Battery kWh",132.20099999999999,33.539000000000001,32.337000000000003,29.552,26.314,null,146.965,48.542999999999999,47.969000000000001,45.206000000000003,41.484999999999999,null,149.62700000000001,50.686,49.776000000000003,47.128999999999998,43.524000000000001,null,158.452,58.228999999999999,56.530999999999999,53.606000000000002,49.908000000000001]
["Generator kW",0,0,0,0,0,null,0,0,0,0,0,null,0,0,0,0,0,null,0,0,0,0,0]
["PV capital cost",47577.18,33045.46,26425.56,23928.66,21904.12,null,50151.22,34120.379999999997,27188.84,24547.32,22690.36,null,50059.100000000013,34156.92,27626.9,24828.720000000001,22915.34,null,51166.78,34663.300000000003,28896.84,26126.799999999999,24075.66]
["PV O&M",5956.0268043632659,4136.8497570161599,3308.1267885215079,2995.5482933728972,2742.1029545254569,null,6278.2621961099658,4271.4153687768021,3403.6792390710029,3072.9962535669929,2840.529690087812,null,6266.7300038022677,4275.9896882180019,3458.5184939810119,3108.2237711026651,2868.6941779882231,null,6405.3967295446737,4339.3816936540834,3617.4980022228428,3270.7260310980641,3013.950727906456]
["Battery capital cost",62991.823481968,18341.529785967999,17797.597921968001,15968.035502266461,14059.984377075371,null,70548.5035202656,25898.25399652886,25502.867356428,23808.592616292539,21749.46306289659,null,72220.389634904001,27443.514906904002,26786.625246555839,25063.230281415999,22980.116956349051,null,78765.846227415997,33408.744323416002,32029.42944738303,29599.401658595049,27178.251216175751]
["Battery O&M",16549.797603885479,4198.6844407815124,4048.2226308095001,3699.5778677077001,3294.123412147876,null,18398.053001528198,6076.9220361846919,6005.027354874328,5659.2368469246721,5193.4173986295918,null,18731.29980920396,6345.1719458344351,6231.2395943446872,5899.9582167517638,5448.6478988134158,null,19836.071814364961,7289.4421733391282,7076.9629071227237,6710.7794972307756,6247.776748098996]
["Diesel capital cost",0,0,0,0,0,null,0,0,0,0,0,null,0,0,0,0,0,null,0,0,0,0,0]
["Diesel O&M (kW)",0,0,0,0,0,null,0,0,0,0,0,null,0,0,0,0,0,null,0,0,0,0,0]
["Diesel O&M (kWh)",0,0,0,0,0,null,0,0,0,0,0,null,0,0,0,0,0,null,0,0,0,0,0]
["Fuel cost",0,0,0,0,0,null,0,0,0,0,0,null,0,0,0,0,0,null,0,0,0,0,0]
["REopt LCC",133076,59723.5,51580.3,46592.6,42000.9,null,145377,70367.899999999994,62101.2,57088.9,52474.5,null,147279,72222.5,64104.1,58900.800000000003,54213.5,null,156175,79701.8,71621.5,65708.5,60516.4]
[]
["TMY_lowPVBatt_LowDiesel_32_D_business",100,95,90,85,80,"TMY_lowPVBatt_LowDiesel_32_D_nrel",100,95,90,85,80,"TMY_lowPVBatt_LowDiesel_32_D_average",100,95,90,85,80,"TMY_lowPVBatt_LowDiesel_32_D_residential",100,95,90,85,80]
["PV kW",0,0,0,0,0,null,0,0,0,0,0,null,0,0,0,0,0,null,0,0,0,0,0]
["Battery kW",0,0,0,0,0,null,0,0,0,0,0,null,0,0,0,0,0,null,0,0,0,0,0]
["Battery kWh",0,0,0,0,0,null,0,0,0,0,0,null,0,0,0,0,0,null,0,0,0,0,0]
["Generator kW",6,6,6,6,6,null,7,7,7,7,7,null,8,8,8,8,8,null,12,12,12,12,12]
["PV capital cost",0,0,0,0,0,null,0,0,0,0,0,null,0,0,0,0,0,null,0,0,0,0,0]
["PV O&M",0,0,0,0,0,null,0,0,0,0,0,null,0,0,0,0,0,null,0,0,0,0,0]
["Battery capital cost",0,0,0,0,0,null,0,0,0,0,0,null,0,0,0,0,0,null,0,0,0,0,0]
["Battery O&M",0,0,0,0,0,null,0,0,0,0,0,null,0,0,0,0,0,null,0,0,0,0,0]
["Diesel capital cost",2244.96,2244.96,2244.96,2244.96,2244.96,null,2619.12,2619.12,2619.12,2619.12,2619.12,null,2993.28,2993.28,2993.28,2993.28,2993.28,null,4489.92,4489.92,4489.92,4489.92,4489.92]
["Diesel O&M (kW)",938.89972109999997,938.89972109999997,938.89972109999997,938.89972109999997,938.89972109999997,null,1095.3830079500001,1095.3830079500001,1095.3830079500001,1095.3830079500001,1095.3830079500001,null,1251.8662948000001,1251.8662948000001,1251.8662948000001,1251.8662948000001,1251.8662948000001,null,1877.7994421999999,1877.7994421999999,1877.7994421999999,1877.7994421999999,1877.7994421999999]
["Diesel O&M (kWh)",2837.0172662311311,2695.1664029195881,2553.315539608036,2411.4646762964849,2269.613812984926,null,2838.0682079856738,2696.164797586418,2554.2613871871399,2412.3579767878709,2270.4545663885879,null,2838.0682079856829,2696.1647975864062,2554.2613871871222,2412.3579767878368,2270.4545663885492,null,2839.119149740191,2697.1631922531901,2555.2072347661801,2413.2512772791752,2271.2953197921629]
["Fuel cost",38522.939180004709,36596.792221004638,34670.64526200448,32744.498303004319,30818.351344004051,null,38537.209577923619,36610.349099027822,34683.488620131713,32756.628141235749,30829.76766233956,null,38537.209577923742,36610.349099027648,34683.488620131473,32756.62814123528,30829.76766233904,null,38551.479975842187,36623.905977050214,34696.331978258087,32768.757979466041,30841.183980673901]
["REopt LCC",44544.6,42476.6,40408.6,38340.5,36272.5,null,45090.6,43021.8,40953,38884.199999999997,36815.4,null,45621.3,43552.5,41483.699999999997,39414.9,37346.1,null,47759.199999999997,45689.7,43620.1,41550.5,39481]

{"sheet":"Accra_20","index":10,"n_rows":1214,"n_cols":24,"rows_kept":1214,"cut":false,"hidden":false,"merged":[]}
["TMY_highPVBatt_HighDiesel_44_PBD_business",100,95,90,85,80,"TMY_highPVBatt_HighDiesel_44_PBD_nrel",100,95,90,85,80,"TMY_highPVBatt_HighDiesel_44_PBD_average",100,95,90,85,80,"TMY_highPVBatt_HighDiesel_44_PBD_residential",100,95,90,85,80]
["PV kW",8.1,8.1,8.1,8.1,8.1,null,5.2149999999999999,5.2149999999999999,5.2149999999999999,5.2149999999999999,5.2149999999999999,null,4.6150000000000002,4.6150000000000002,4.6150000000000002,4.6150000000000002,4.6150000000000002,null,2.734,2.734,2.734,2.734,2.734]
["Battery kW",0,0,0,0,0,null,0,0,0,0,0,null,0,0,0,0,0,null,0,0,0,0,0]
["Battery kWh",0,0,0,0,0,null,0,0,0,0,0,null,0,0,0,0,0,null,0,0,0,0,0]
["Generator kW",6,6,6,6,6,null,7,7,7,7,7,null,8,8,8,8,8,null,12,12,12,12,12]
["PV capital cost",17820.946,17820.946,17820.946,17820.946,17820.946,null,11472.714,11472.714,11472.714,11472.714,11472.714,null,10153.835999999999,10153.835999999999,10153.835999999999,10153.835999999999,10153.835999999999,null,6014.1619999999994,6014.1619999999994,6014.1619999999994,6014.1619999999994,6014.1619999999994]
["PV O&M",1735.610337527924,1735.610337527924,1735.610337527924,1735.610337527924,1735.610337527924,null,1117.3459039661161,1117.3459039661161,1117.3459039661161,1117.3459039661161,1117.3459039661161,null,988.89827325458396,988.89827325458396,988.89827325458396,988.89827325458396,988.89827325458396,null,585.72882375422796,585.72882375422796,585.72882375422796,585.72882375422796,585.72882375422796]
["Battery capital cost",0,0,0,0,0,null,0,0,0,0,0,null,0,0,0,0,0,null,0,0,0,0,0]
["Battery O&M",0,0,0,0,0,null,0,0,0,0,0,null,0,0,0,0,0,null,0,0,0,0,0]
["Diesel capital cost",3484.5,3484.5,3484.5,3484.5,3484.5,null,4065.25,4065.25,4065.25,4065.25,4065.25,null,4646,4646,4646,4646,4646,null,6969,6969,6969,6969,6969]
["Diesel O&M (kW)",730.43695500000001,730.43695500000001,730.43695500000001,730.43695500000001,730.43695500000001,null,852.17644749999999,852.17644749999999,852.17644749999999,852.17644749999999,852.17644749999999,null,973.91593999999998,973.91593999999998,973.91593999999998,973.91593999999998,973.91593999999998,null,1460.87391,1460.87391,1460.87391,1460.87391,1460.87391]
["Diesel O&M (kWh)",1190.208637417174,1079.8527492079149,969.49686099866176,859.14097278940289,748.78507487049217,null,1554.1750955677469,1443.7783272369079,1333.3815589060659,1222.984790575222,1112.588022244372,null,1628.665170442443,1518.2684021115931,1407.8716337807459,1297.4748654498931,1187.078097119042,null,1868.876117388671,1758.4384689362421,1648.0008204838159,1537.563172031387,1427.1255235789611]
["Fuel cost",32394.28947273604,29390.697938205289,26387.10640367465,23383.514869143881,20379.9230703424,null,42300.481070607573,39295.77688872195,36291.072706836247,33286.368524950492,30281.664343064571,null,44327.901282893326,41323.197101007427,38318.492919121571,35313.788737235547,32309.084555349618,null,50865.799517930856,47859.982688690106,44854.165859449437,41848.349030208708,38842.532200968031]
["REopt LCC",57356.1,54242.1,51128.2,48014.2,44900.3,null,61362.1,58247,55131.9,52016.800000000003,48901.7,null,62719.1,59604,56488.9,53373.8,50258.7,null,67764.100000000006,64647.8,61531.6,58415.3,55299]
[]
["TMY_highPVBatt_HighDiesel_44_PB_business",100,95,90,85,80,"TMY_highPVBatt_HighDiesel_44_PB_nrel",100,95,90,85,80,"TMY_highPVBatt_HighDiesel_44_PB_average",100,95,90,85,80,"TMY_highPVBatt_HighDiesel_44_PB_residential",100,95,90,85,80]
["PV kW",24.893999999999998,19.074999999999999,17.829999999999998,16.704000000000001,15.599,null,25.385000000000002,19.876999999999999,18.648,17.539000000000001,16.422999999999998,null,25.574000000000002,20.100000000000001,18.78,17.667000000000002,16.545000000000002,null,25.79,21.053000000000001,19.39,18.135999999999999,17.001999999999999]
["Battery kW",4.76,4.4210000000000003,3.34,2.7650000000000001,2.3250000000000002,null,5.71,5.24,4.6660000000000004,4.26,3.867,null,6.78,5.93,5.0759999999999996,4.4649999999999999,4.0730000000000004,null,10.62,9.093,7.6139999999999999,6.5629999999999997,5.6479999999999997]
["Battery kWh",37.49,30.486000000000001,27.093,23.535,19.896999999999998,null,56.134999999999998,45.781999999999996,42.265000000000001,38.292000000000002,34.351999999999997,null,56.723999999999997,47.593000000000004,44.238,40.521999999999998,36.616999999999997,null,65.018000000000001,54.290999999999997,51.174999999999997,47.518999999999998,43.685000000000002]
["Generator kW",0,0,0,0,0,null,0,0,0,0,0,null,0,0,0,0,0,null,0,0,0,0,0]
["PV capital cost",54766.36,41964.34,39225.56,36748.800000000003,34318.239999999998,null,55847.88,43730.06,41025.82,38586.019999999997,36129.94,null,56263.68,44219.56,41316.660000000003,38868.28,36398.339999999997,null,56738.44,46317.26,42657.120000000003,39898.32,37403.519999999997]
["PV O&M",5333.78309797784,4086.9739637579601,3820.23981394264,3579.0242095871999,3342.3080968745599,null,5439.1140547207197,4258.9402491156407,3995.5700049570801,3757.9539939158799,3518.7524477243601,null,5479.6094795059198,4306.6134343786398,4023.8953761560401,3785.4437452383199,3544.89235155396,null,5525.8471126733593,4510.9117811124397,4154.4449122492806,3885.7609827220799,3642.7884340108799]
["Battery capital cost",31462.934749277822,26290.483214566659,22609.176997426039,19465.363046121889,16439.971694048691,null,45295.094477150487,37687.823157171377,34573.042251739957,31364.753771271291,28195.023067649701,null,47064.299791996556,39797.375037268379,36434.199678490993,33136.055670299109,29992.258612610989,null,57594.006143145052,48379.939674496993,44377.521004919581,40558.33461373001,36792.217067557911]
["Battery O&M",5476.8308973290996,4453.6932457214998,3957.9018581456999,3438.1521384459002,2906.7008187269998,null,8200.6010850459006,6688.0998910664994,6174.383580615,5594.0222023893002,5018.3356206755998,null,8286.7049933013004,6952.7664173412004,6462.6724380144015,5919.6948231455999,5349.2673875079008,null,9498.2953792988992,7931.1721098245989,7476.0514519031994,6941.9267329289996,6381.8130670958999]
["Diesel capital cost",0,0,0,0,0,null,0,0,0,0,0,null,0,0,0,0,0,null,0,0,0,0,0]
["Diesel O&M (kW)",0,0,0,0,0,null,0,0,0,0,0,null,0,0,0,0,0,null,0,0,0,0,0]
["Diesel O&M (kWh)",0,0,0,0,0,null,0,0,0,0,0,null,0,0,0,0,0,null,0,0,0,0,0]
["Fuel cost",0,0,0,0,0,null,0,0,0,0,0,null,0,0,0,0,0,null,0,0,0,0,0]
["REopt LCC",97040.9,76796.2,69613.600000000006,63231.9,57007.7,null,114784,92365.7,85769.4,79303.3,72862.600000000006,null,117095,95277.1,88238.2,81710.100000000006,75285.5,null,129358,107140,98666,91284.9,84221]
[]
["TMY_highPVBatt_HighDiesel_44_D_business",100,95,90,85,80,"TMY_highPVBatt_HighDiesel_44_D_nrel",100,95,90,85,80,"TMY_highPVBatt_HighDiesel_44_D_average",100,95,90,85,80,"TMY_highPVBatt_HighDiesel_44_D_residential",100,95,90,85,80]
["PV kW",0,0,0,0,0,null,0,0,0,0,0,null,0,0,0,0,0,null,0,0,0,0,0]
["Battery kW",0,0,0,0,0,null,0,0,0,0,0,null,0,0,0,0,0,null,0,0,0,0,0]
["Battery kWh",0,0,0,0,0,null,0,0,0,0,0,null,0,0,0,0,0,null,0,0,0,0,0]
["Generator kW",6,6,6,6,6,null,7,7,7,7,7,null,8,8,8,8,8,null,12,12,12,12,12]
["PV capital cost",0,0,0,0,0,null,0,0,0,0,0,null,0,0,0,0,0,null,0,0,0,0,0]
["PV O&M",0,0,0,0,0,null,0,0,0,0,0,null,0,0,0,0,0,null,0,0,0,0,0]
["Battery capital cost",0,0,0,0,0,null,0,0,0,0,0,null,0,0,0,0,0,null,0,0,0,0,0]
["Battery O&M",0,0,0,0,0,null,0,0,0,0,0,null,0,0,0,0,0,null,0,0,0,0,0]
["Diesel capital cost",3484.5,3484.5,3484.5,3484.5,3484.5,null,4065.25,4065.25,4065.25,4065.25,4065.25,null,4646,4646,4646,4646,4646,null,6969,6969,6969,6969,6969]
["Diesel O&M (kW)",730.43695500000001,730.43695500000001,730.43695500000001,730.43695500000001,730.43695500000001,null,852.17644749999999,852.17644749999999,852.17644749999999,852.17644749999999,852.17644749999999,null,973.91593999999998,973.91593999999998,973.91593999999998,973.91593999999998,973.91593999999998,null,1460.87391,1460.87391,1460.87391,1460.87391,1460.87391]
["Diesel O&M (kWh)",2207.1177641851491,2096.7618759759098,1986.405987766653,1876.050099557395,1765.6942113481441,null,2207.935366616824,2097.538598285998,1987.141829955169,1876.7450616243359,1766.3482932934969,null,2207.9353666168308,2097.5385982859948,1987.1418299551531,1876.745061624312,1766.3482932934669,null,2208.7529690484798,2098.315320596063,1987.8776721436379,1877.440023691217,1767.002375238792]
["Fuel cost",60071.830690614712,57068.23915608447,54064.647621553748,51061.056087022997,48057.464552492427,null,60094.083637713753,57089.379455828457,54084.675273943139,51079.971092057647,48075.266910172053,null,60094.083637713957,57089.379455828413,54084.675273942703,51079.971092056992,48075.266910171224,null,60116.336584812299,57110.519755571862,54104.702926331243,51098.886097090712,48093.069267850064]
["REopt LCC",66493.600000000006,63379.7,60265.8,57151.8,54037.9,null,67219.199999999997,64104.1,60989,57873.9,54758.8,null,67921.600000000006,64806.5,61691.4,58576.3,55461.2,null,70754.5,67638.2,64522,61405.7,58289.5]
[]
["TMY_highPVBatt_HighDiesel_36_PBD_business",100,95,90,85,80,"TMY_highPVBatt_HighDiesel_36_PBD_nrel",100,95,90,85,80,"TMY_highPVBatt_HighDiesel_36_PBD_average",100,95,90,85,80,"TMY_highPVBatt_HighDiesel_36_PBD_residential",100,95,90,85,80]
["PV kW",7.5389999999999997,7.5389999999999997,7.5389999999999997,7.5389999999999997,7.5389999999999997,null,4.806,4.806,4.806,4.806,4.806,null,4.274,4.274,4.274,4.274,4.274,null,2.4700000000000002,2.4700000000000002,2.4700000000000002,2.4700000000000002,2.4700000000000002]
["Battery kW",0,0,0,0,0,null,0,0,0,0,0,null,0,0,0,0,0,null,0,0,0,0,0]
["Battery kWh",0,0,0,0,0,null,0,0,0,0,0,null,0,0,0,0,0,null,0,0,0,0,0]
["Generator kW",6,6,6,6,6,null,7,7,7,7,7,null,8,8,8,8,8,null,12,12,12,12,12]
["PV capital cost",16585.822,16585.822,16585.822,16585.822,16585.822,null,10573.992,10573.992,10573.992,10573.992,10573.992,null,9401.7000000000007,9401.7000000000007,9401.7000000000007,9401.7000000000007,9401.7000000000007,null,5433.2080000000014,5433.2080000000014,5433.2080000000014,5433.2080000000014,5433.2080000000014]
["PV O&M",1615.3196423802681,1615.3196423802681,1615.3196423802681,1615.3196423802681,1615.3196423802681,null,1029.817935823248,1029.817935823248,1029.817935823248,1029.817935823248,1029.817935823248,null,915.64654930980009,915.64654930980009,915.64654930980009,915.64654930980009,915.64654930980009,null,529.14878765355206,529.14878765355206,529.14878765355206,529.14878765355206,529.14878765355206]
["Battery capital cost",0,0,0,0,0,null,0,0,0,0,0,null,0,0,0,0,0,null,0,0,0,0,0]
["Battery O&M",0,0,0,0,0,null,0,0,0,0,0,null,0,0,0,0,0,null,0,0,0,0,0]
["Diesel capital cost",3484.5,3484.5,3484.5,3484.5,3484.5,null,4065.25,4065.25,4065.25,4065.25,4065.25,null,4646,4646,4646,4646,4646,null,6969,6969,6969,6969,6969]
["Diesel O&M (kW)",730.43695500000001,730.43695500000001,730.43695500000001,730.43695500000001,730.43695500000001,null,852.17644749999999,852.17644749999999,852.17644749999999,852.17644749999999,852.17644749999999,null,973.91593999999998,973.91593999999998,973.91593999999998,973.91593999999998,973.91593999999998,null,1460.87391,1460.87391,1460.87391,1460.87391,1460.87391]
["Diesel O&M (kWh)",1243.5384660610321,1133.1825778517741,1022.826689642523,912.47080143327139,802.11491201440163,null,1592.6668964496689,1482.2701281188299,1371.8733597879891,1261.4765914571451,1151.0798231262991,null,1661.089521708808,1550.6927533779569,1440.2959850471059,1329.899216716253,1219.502448385402,null,1893.76683808093,1783.3291896285041,1672.891541176074,1562.453892723646,1452.0162442712181]
["Fuel cost",27692.00549175288,25234.521508954989,22777.037526157259,20319.553543359511,17862.06953362513,null,35466.647511692361,33008.253181058673,30549.858850424931,28091.46451979112,25633.070189157279,null,36990.331552153097,34531.93722151914,32073.542890885179,29615.148560251189,27156.7542296172,null,42171.756734111957,39712.452055642323,37253.147377172601,34793.842698702923,32334.538020233242]
["REopt LCC",51351.7,48783.8,46216,43648.2,41080.300000000003,null,53580.4,51011.7,48442.9,45874.1,43305.3,null,54588.5,52019.7,49451,46882.2,44313.4,null,58457.4,55887.6,53317.9,50748.1,48178.400000000001]
[]
["TMY_highPVBatt_HighDiesel_36_PB_business",100,95,90,85,80,"TMY_highPVBatt_HighDiesel_36_PB_nrel",100,95,90,85,80,"TMY_highPVBatt_HighDiesel_36_PB_average",100,95,90,85,80,"TMY_highPVBatt_HighDiesel_36_PB_residential",100,95,90,85,80]
["PV kW",24.893999999999998,19.074999999999999,17.829999999999998,16.704000000000001,15.599,null,25.385000000000002,19.876999999999999,18.648,17.539000000000001,16.422999999999998,null,25.574000000000002,20.100000000000001,18.78,17.667000000000002,16.545000000000002,null,25.79,21.053000000000001,19.39,18.135999999999999,17.001999999999999]
["Battery kW",4.76,4.4210000000000003,3.34,2.7650000000000001,2.3250000000000002,null,5.71,5.24,4.6660000000000004,4.26,3.867,null,6.78,5.93,5.0759999999999996,4.4649999999999999,4.0730000000000004,null,10.62,9.093,7.6139999999999999,6.5629999999999997,5.6479999999999997]
["Battery kWh",37.49,30.486000000000001,27.093,23.535,19.896999999999998,null,56.134999999999998,45.781999999999996,42.265000000000001,38.292000000000002,34.351999999999997,null,56.723999999999997,47.593000000000004,44.238,40.521999999999998,36.616999999999997,null,65.018000000000001,54.290999999999997,51.174999999999997,47.518999999999998,43.685000000000002]
["Generator kW",0,0,0,0,0,null,0,0,0,0,0,null,0,0,0,0,0,null,0,0,0,0,0]
["PV capital cost",54766.36,41964.34,39225.56,36748.800000000003,34318.239999999998,null,55847.88,43730.06,41025.82,38586.019999999997,36129.94,null,56263.68,44219.56,41316.660000000003,38868.28,36398.339999999997,null,56738.44,46317.26,42657.120000000003,39898.32,37403.519999999997]
["PV O&M",5333.78309797784,4086.9739637579601,3820.23981394264,3579.0242095871999,3342.3080968745599,null,5439.1140547207197,4258.9402491156407,3995.5700049570801,3757.9539939158799,3518.7524477243601,null,5479.6094795059198,4306.6134343786398,4023.8953761560401,3785.4437452383199,3544.89235155396,null,5525.8471126733593,4510.9117811124397,4154.4449122492806,3885.7609827220799,3642.7884340108799]
["Battery capital cost",31462.934749277822,26290.483214566659,22609.176997426039,19465.363046121889,16439.971694048691,null,45295.094477150487,37687.823157171377,34573.042251739957,31364.753771271291,28195.023067649701,null,47064.299791996556,39797.375037268379,36434.199678490993,33136.055670299109,29992.258612610989,null,57594.006143145052,48379.939674496993,44377.521004919581,40558.33461373001,36792.217067557911]
["Battery O&M",5476.8308973290996,4453.6932457214998,3957.9018581456999,3438.1521384459002,2906.7008187269998,null,8200.6010850459006,6688.0998910664994,6174.383580615,5594.0222023893002,5018.3356206755998,null,8286.7049933013004,6952.7664173412004,6462.6724380144015,5919.6948231455999,5349.2673875079008,null,9498.2953792988992,7931.1721098245989,7476.0514519031994,6941.9267329289996,6381.8130670958999]
["Diesel capital cost",0,0,0,0,0,null,0,0,0,0,0,null,0,0,0,0,0,null,0,0,0,0,0]
["Diesel O&M (kW)",0,0,0,0,0,null,0,0,0,0,0,null,0,0,0,0,0,null,0,0,0,0,0]
["Diesel O&M (kWh)",0,0,0,0,0,null,0,0,0,0,0,null,0,0,0,0,0,null,0,0,0,0,0]
["Fuel cost",0,0,0,0,0,null,0,0,0,0,0,null,0,0,0,0,0,null,0,0,0,0,0]
["REopt LCC",97040.9,76796.2,69613.600000000006,63231.9,57007.7,null,114784,92365.7,85769.4,79303.3,72862.600000000006,null,117095,95277.1,88238.2,81710.100000000006,75285.5,null,129358,107140,98666,91284.9,84221]
[]
["TMY_highPVBatt_HighDiesel_36_D_business",100,95,90,85,80,"TMY_highPVBatt_HighDiesel_36_D_nrel",100,95,90,85,80,"TMY_highPVBatt_HighDiesel_36_D_average",100,95,90,85,80,"TMY_highPVBatt_HighDiesel_36_D_residential",100,95,90,85,80]
["PV kW",0,0,0,0,0,null,0,0,0,0,0,null,0,0,0,0,0,null,0,0,0,0,0]
["Battery kW",0,0,0,0,0,null,0,0,0,0,0,null,0,0,0,0,0,null,0,0,0,0,0]
["Battery kWh",0,0,0,0,0,null,0,0,0,0,0,null,0,0,0,0,0,null,0,0,0,0,0]
["Generator kW",6,6,6,6,6,null,7,7,7,7,7,null,8,8,8,8,8,null,12,12,12,12,12]
["PV capital cost",0,0,0,0,0,null,0,0,0,0,0,null,0,0,0,0,0,null,0,0,0,0,0]
["PV O&M",0,0,0,0,0,null,0,0,0,0,0,null,0,0,0,0,0,null,0,0,0,0,0]
["Battery capital cost",0,0,0,0,0,null,0,0,0,0,0,null,0,0,0,0,0,null,0,0,0,0,0]
["Battery O&M",0,0,0,0,0,null,0,0,0,0,0,null,0,0,0,0,0,null,0,0,0,0,0]
["Diesel capital cost",3484.5,3484.5,3484.5,3484.5,3484.5,null,4065.25,4065.25,4065.25,4065.25,4065.25,null,4646,4646,4646,4646,4646,null,6969,6969,6969,6969,6969]
["Diesel O&M (kW)",730.43695500000001,730.43695500000001,730.43695500000001,730.43695500000001,730.43695500000001,null,852.17644749999999,852.17644749999999,852.17644749999999,852.17644749999999,852.17644749999999,null,973.91593999999998,973.91593999999998,973.91593999999998,973.91593999999998,973.91593999999998,null,1460.87391,1460.87391,1460.87391,1460.87391,1460.87391]
["Diesel O&M (kWh)",2207.1177641851491,2096.7618759759048,1986.40598776665,1876.0500995573921,1765.6942113481441,null,2207.935366616824,2097.5385982860039,1987.141829955169,1876.7450616243341,1766.3482932934969,null,2207.9353666168308,2097.5385982859948,1987.1418299551531,1876.745061624312,1766.3482932934669,null,2208.7529690484798,2098.315320596063,1987.8776721436379,1877.440023691217,1767.002375238792]
["Fuel cost",49149.67965595748,46692.195673159913,44234.711690362077,41777.227707564212,39319.743724766537,null,49167.886612674891,46709.492282041632,44251.097951408003,41792.703620774402,39334.309290140758,null,49167.886612675058,46709.492282041429,44251.097951407683,41792.703620773907,39334.309290140081,null,49186.093569391873,46726.78889092242,44267.484212452837,41808.179533983312,39348.874855513677]
["REopt LCC",55571.5,53003.7,50435.8,47868,45300.1,null,56293,53724.2,51155.4,48586.6,46017.8,null,56995.4,54426.6,51857.8,49289,46720.3,null,59824.2,57254.5,54684.800000000003,52115,49545.3]
[]
["TMY_highPVBatt_HighDiesel_32_PBD_business",100,95,90,85,80,"TMY_highPVBatt_HighDiesel_32_PBD_nrel",100,95,90,85,80,"TMY_highPVBatt_HighDiesel_32_PBD_average",100,95,90,85,80,"TMY_highPVBatt_HighDiesel_32_PBD_residential",100,95,90,85,80]
["PV kW",7.1550000000000002,7.1550000000000002,7.1550000000000002,7.1550000000000002,7.1550000000000002,null,4.5419999999999998,4.5419999999999998,4.5419999999999998,4.5419999999999998,4.5419999999999998,null,4.0449999999999999,4.0449999999999999,4.0449999999999999,4.0449999999999999,4.0449999999999999,null,2.2919999999999998,2.2919999999999998,2.2919999999999998,2.2919999999999998,2.2919999999999998]
["Battery kW",0,0,0,0,0,null,0,0,0,0,0,null,0,0,0,0,0,null,0,0,0,0,0]
["Battery kWh",0,0,0,0,0,null,0,0,0,0,0,null,0,0,0,0,0,null,0,0,0,0,0]
["Generator kW",6,6,6,6,6,null,7,7,7,7,7,null,8,8,8,8,8,null,12,12,12,12,12]
["PV capital cost",15740.582,15740.582,15740.582,15740.582,15740.582,null,9991.5860000000011,9991.5860000000011,9991.5860000000011,9991.5860000000011,9991.5860000000011,null,8899.3960000000006,8899.3960000000006,8899.3960000000006,8899.3960000000006,8899.3960000000006,null,5043.2359999999999,5043.2359999999999,5043.2359999999999,5043.2359999999999,5043.2359999999999]
["PV O&M",1533.000371467708,1533.000371467708,1533.000371467708,1533.000371467708,1533.000371467708,null,973.09648712808405,973.09648712808405,973.09648712808405,973.09648712808405,973.09648712808405,null,866.72636207722405,866.72636207722405,866.72636207722405,866.72636207722405,866.72636207722405,null,491.16879295818399,491.16879295818399,491.16879295818399,491.16879295818399,491.16879295818399]
["Battery capital cost",0,0,0,0,0,null,0,0,0,0,0,null,0,0,0,0,0,null,0,0,0,0,0]
["Battery O&M",0,0,0,0,0,null,0,0,0,0,0,null,0,0,0,0,0,null,0,0,0,0,0]
["Diesel capital cost",3484.5,3484.5,3484.5,3484.5,3484.5,null,4065.25,4065.25,4065.25,4065.25,4065.25,null,4646,4646,4646,4646,4646,null,6969,6969,6969,6969,6969]
["Diesel O&M (kW)",730.43695500000001,730.43695500000001,730.43695500000001,730.43695500000001,730.43695500000001,null,852.17644749999999,852.17644749999999,852.17644749999999,852.17644749999999,852.17644749999999,null,973.91593999999998,973.91593999999998,973.91593999999998,973.91593999999998,973.91593999999998,null,1460.87391,1460.87391,1460.87391,1460.87391,1460.87391]
["Diesel O&M (kWh)",1285.699418880346,1175.3435317910919,1064.987642461833,954.63175425258089,844.27587737775423,null,1621.86950707457,1511.472738743732,1401.0759704128909,1290.6792020820481,1180.2824337512041,null,1686.1455954033411,1575.7488270724889,1465.352058741636,1354.955290410785,1244.5585220799339,null,1913.195320506074,1802.757672053649,1692.3200236012231,1581.8823751487951,1471.4447266963671]
["Fuel cost",25449.667373533332,23265.237188771709,21080.806959670481,18896.376752739139,16711.94677016612,null,32103.95748196698,29918.71807695926,27733.478671951481,25548.239266943681,23362.999861935848,null,33376.265024474553,31191.025619466549,29005.786214458549,26820.54680945057,24635.307404442621,null,37870.581422430783,35684.532819346678,33498.484216262557,31312.43561317839,29126.387010094229]
["REopt LCC",48223.9,45929.1,43634.400000000001,41339.599999999999,39044.800000000003,null,49607.8,47312.2,45016.6,42720.9,40425.300000000003,null,50448.3,48152.6,45857,43561.4,41265.699999999997,null,53747.7,51451.199999999997,49154.7,46858.2,44561.7]
[]
["TMY_highPVBatt_HighDiesel_32_PB_business",100,95,90,85,80,"TMY_highPVBatt_HighDiesel_32_PB_nrel",100,95,90,85,80,"TMY_highPVBatt_HighDiesel_32_PB_average",100,95,90,85,80,"TMY_highPVBatt_HighDiesel_32_PB_residential",100,95,90,85,80]
["PV kW",24.893999999999998,19.074999999999999,17.829999999999998,16.704000000000001,15.599,null,25.385000000000002,19.876999999999999,18.648,17.539000000000001,16.422999999999998,null,25.574000000000002,20.100000000000001,18.78,17.667000000000002,16.545000000000002,null,25.79,21.053000000000001,19.39,18.135999999999999,17.001999999999999]
["Battery kW",4.76,4.4210000000000003,3.34,2.7650000000000001,2.3250000000000002,null,5.71,5.24,4.6660000000000004,4.26,3.867,null,6.78,5.93,5.0759999999999996,4.4649999999999999,4.0730000000000004,null,10.62,9.093,7.6139999999999999,6.5629999999999997,5.6479999999999997]
["Battery kWh",37.49,30.486000000000001,27.093,23.535,19.896999999999998,null,56.134999999999998,45.781999999999996,42.265000000000001,38.292000000000002,34.351999999999997,null,56.723999999999997,47.593000000000004,44.238,40.521999999999998,36.616999999999997,null,65.018000000000001,54.290999999999997,51.174999999999997,47.518999999999998,43.685000000000002]
["Generator kW",0,0,0,0,0,null,0,0,0,0,0,null,0,0,0,0,0,null,0,0,0,0,0]
["PV capital cost",54766.36,41964.34,39225.56,36748.800000000003,34318.239999999998,null,55847.88,43730.06,41025.82,38586.019999999997,36129.94,null,56263.68,44219.56,41316.660000000003,38868.28,36398.339999999997,null,56738.44,46317.26,42657.120000000003,39898.32,37403.519999999997]
["PV O&M",5333.78309797784,4086.9739637579601,3820.23981394264,3579.0242095871999,3342.3080968745599,null,5439.1140547207197,4258.9402491156407,3995.5700049570801,3757.9539939158799,3518.7524477243601,null,5479.6094795059198,4306.6134343786398,4023.8953761560401,3785.4437452383199,3544.89235155396,null,5525.8471126733593,4510.9117811124397,4154.4449122492806,3885.7609827220799,3642.7884340108799]
["Battery capital cost",31462.934749277822,26290.483214566659,22609.176997426039,19465.363046121889,16439.971694048691,null,45295.094477150487,37687.823157171377,34573.042251739957,31364.753771271291,28195.023067649701,null,47064.299791996556,39797.375037268379,36434.199678490993,33136.055670299109,29992.258612610989,null,57594.006143145052,48379.939674496993,44377.521004919581,40558.33461373001,36792.217067557911]
["Battery O&M",5476.8308973290996,4453.6932457214998,3957.9018581456999,3438.1521384459002,2906.7008187269998,null,8200.6010850459006,6688.0998910664994,6174.383580615,5594.0222023893002,5018.3356206755998,null,8286.7049933013004,6952.7664173412004,6462.6724380144015,5919.6948231455999,5349.2673875079008,null,9498.2953792988992,7931.1721098245989,7476.0514519031994,6941.9267329289996,6381.8130670958999]
["Diesel capital cost",0,0,0,0,0,null,0,0,0,0,0,null,0,0,0,0,0,null,0,0,0,0,0]
["Diesel O&M (kW)",0,0,0,0,0,null,0,0,0,0,0,null,0,0,0,0,0,null,0,0,0,0,0]
["Diesel O&M (kWh)",0,0,0,0,0,null,0,0,0,0,0,null,0,0,0,0,0,null,0,0,0,0,0]
["Fuel cost",0,0,0,0,0,null,0,0,0,0,0,null,0,0,0,0,0,null,0,0,0,0,0]
["REopt LCC",97040.9,76796.2,69613.600000000006,63231.9,57007.7,null,114784,92365.7,85769.4,79303.3,72862.600000000006,null,117095,95277.1,88238.2,81710.100000000006,75285.5,null,129358,107140,98666,91284.9,84221]
[]
["TMY_highPVBatt_HighDiesel_32_D_business",100,95,90,85,80,"TMY_highPVBatt_HighDiesel_32_D_nrel",100,95,90,85,80,"TMY_highPVBatt_HighDiesel_32_D_average",100,95,90,85,80,"TMY_highPVBatt_HighDiesel_32_D_residential",100,95,90,85,80]
["PV kW",0,0,0,0,0,null,0,0,0,0,0,null,0,0,0,0,0,null,0,0,0,0,0]
["Battery kW",0,0,0,0,0,null,0,0,0,0,0,null,0,0,0,0,0,null,0,0,0,0,0]
["Battery kWh",0,0,0,0,0,null,0,0,0,0,0,null,0,0,0,0,0,null,0,0,0,0,0]
["Generator kW",6,6,6,6,6,null,7,7,7,7,7,null,8,8,8,8,8,null,12,12,12,12,12]
["PV capital cost",0,0,0,0,0,null,0,0,0,0,0,null,0,0,0,0,0,null,0,0,0,0,0]
["PV O&M",0,0,0,0,0,null,0,0,0,0,0,null,0,0,0,0,0,null,0,0,0,0,0]
["Battery capital cost",0,0,0,0,0,null,0,0,0,0,0,null,0,0,0,0,0,null,0,0,0,0,0]
["Battery O&M",0,0,0,0,0,null,0,0,0,0,0,null,0,0,0,0,0,null,0,0,0,0,0]
["Diesel capital cost",3484.5,3484.5,3484.5,3484.5,3484.5,null,4065.25,4065.25,4065.25,4065.25,4065.25,null,4646,4646,4646,4646,4646,null,6969,6969,6969,6969,6969]
["Diesel O&M (kW)",730.43695500000001,730.43695500000001,730.43695500000001,730.43695500000001,730.43695500000001,null,852.17644749999999,852.17644749999999,852.17644749999999,852.17644749999999,852.17644749999999,null,973.91593999999998,973.91593999999998,973.91593999999998,973.91593999999998,973.91593999999998,null,1460.87391,1460.87391,1460.87391,1460.87391,1460.87391]
["Diesel O&M (kWh)",2207.1177641851491,2096.7618759759098,1986.4059877666459,1876.0500995573941,1765.6942113481371,null,2207.935366616824,2097.5385982860039,1987.141829955169,1876.7450616243341,1766.3482932934969,null,2207.9353666168308,2097.5385982859948,1987.1418299551531,1876.745061624312,1766.3482932934669,null,2208.7529690484798,2098.315320596063,1987.8776721436379,1877.440023691217,1767.002375238792]
["Fuel cost",43688.604138628878,41504.173931697791,39319.743724766216,37135.313517834882,34950.883310903453,null,43704.788100155471,41519.548695148122,39334.309290140438,37149.06988513282,34963.830480125129,null,43704.788100155602,41519.54869514794,39334.309290140147,37149.069885132383,34963.830480124532,null,43720.972061681678,41534.923458597717,39348.874855513634,37162.826252429608,34976.777649345488]
["REopt LCC",50110.400000000001,47815.6,45520.800000000003,43226.1,40931.300000000003,null,50829.9,48534.2,46238.6,43943,41647.300000000003,null,51532.3,49236.7,46941,44645.4,42349.8,null,54359.1,52062.6,49766.1,47469.7,45173.2]
[]
["TMY_highPVBatt_MedDiesel_44_PBD_business",100,95,90,85,80,"TMY_highPVBatt_MedDiesel_44_PBD_nrel",100,95,90,85,80,"TMY_highPVBatt_MedDiesel_44_PBD_average",100,95,90,85,80,"TMY_highPVBatt_MedDiesel_44_PBD_residential",100,95,90,85,80]
["PV kW",7.6159999999999997,7.6159999999999997,7.6159999999999997,7.6159999999999997,7.6159999999999997,null,4.8390000000000004,4.8390000000000004,4.8390000000000004,4.8390000000000004,4.8390000000000004,null,4.3079999999999998,4.3079999999999998,4.3079999999999998,4.3079999999999998,4.3079999999999998,null,2.5,2.5,2.5,2.5,2.5]
["Battery kW",0,0,0,0,0,null,0,0,0,0,0,null,0,0,0,0,0,null,0,0,0,0,0]
["Battery kWh",0,0,0,0,0,null,0,0,0,0,0,null,0,0,0,0,0,null,0,0,0,0,0]
["Generator kW",6,6,6,6,6,null,7,7,7,7,7,null,8,8,8,8,8,null,12,12,12,12,12]
["PV capital cost",16754.276000000002,16754.276000000002,16754.276000000002,16754.276000000002,16754.276000000002,null,10645.162,10645.162,10645.162,10645.162,10645.162,null,9478.2160000000003,9478.2160000000003,9478.2160000000003,9478.2160000000003,9478.2160000000003,null,5500,5500,5500,5500,5500]
["PV O&M",1631.7256459559439,1631.7256459559439,1631.7256459559439,1631.7256459559439,1631.7256459559439,null,1036.749295568228,1036.749295568228,1036.749295568228,1036.749295568228,1036.749295568228,null,923.09856451630401,923.09856451630401,923.09856451630401,923.09856451630401,923.09856451630401,null,535.65376700000002,535.65376700000002,535.65376700000002,535.65376700000002,535.65376700000002]
["Battery capital cost",0,0,0,0,0,null,0,0,0,0,0,null,0,0,0,0,0,null,0,0,0,0,0]
["Battery O&M",0,0,0,0,0,null,0,0,0,0,0,null,0,0,0,0,0,null,0,0,0,0,0]
["Diesel capital cost",2787.6,2787.6,2787.6,2787.6,2787.6,null,3252.2,3252.2,3252.2,3252.2,3252.2,null,3716.8,3716.8,3716.8,3716.8,3716.8,null,5575.2000000000007,5575.2000000000007,5575.2000000000007,5575.2000000000007,5575.2000000000007]
["Diesel O&M (kW)",730.43695500000001,730.43695500000001,730.43695500000001,730.43695500000001,730.43695500000001,null,852.17644749999999,852.17644749999999,852.17644749999999,852.17644749999999,852.17644749999999,null,973.91593999999998,973.91593999999998,973.91593999999998,973.91593999999998,973.91593999999998,null,1460.87391,1460.87391,1460.87391,1460.87391,1460.87391]
["Diesel O&M (kWh)",1235.670940419983,1125.3150522107301,1014.959164001477,904.60327579222223,794.24738841175929,null,1589.336716939102,1478.9399486082641,1368.543180277424,1258.146411946577,1147.7496436157289,null,1657.5147129621409,1547.1179446312931,1436.7211763004429,1326.324407969593,1215.927639638742,null,1890.6402149498681,1780.202566497446,1669.7649180450189,1559.327269592593,1448.889621140167]
["Fuel cost",28026.37627178094,25523.383326338779,23020.390380896599,20517.397435454379,18014.404508810068,null,36047.905145647273,33543.98499407593,31040.06484250454,28536.144690933019,26032.22453936145,null,37594.257097039939,35090.336945468393,32586.416793896769,30082.496642325179,27578.57649075353,null,42881.799939987432,40376.95258228694,37872.105224586368,35367.257866885797,32862.410509185283]
["REopt LCC",51166.1,48552.800000000003,45939.4,43326.1,40712.699999999997,null,53423.4,50809.1,48194.8,45580.5,42966.2,null,54343.6,51729.3,49115,46500.7,43886.400000000001,null,57843.8,55228.5,52613.2,49997.9,47382.6]
[]
["TMY_highPVBatt_MedDiesel_44_PB_business",100,95,90,85,80,"TMY_highPVBatt_MedDiesel_44_PB_nrel",100,95,90,85,80,"TMY_highPVBatt_MedDiesel_44_PB_average",100,95,90,85,80,"TMY_highPVBatt_MedDiesel_44_PB_residential",100,95,90,85,80]
["PV kW",24.893999999999998,19.074999999999999,17.829999999999998,16.704000000000001,15.599,null,25.385000000000002,19.876999999999999,18.648,17.539000000000001,16.422999999999998,null,25.574000000000002,20.100000000000001,18.78,17.667000000000002,16.545000000000002,null,25.79,21.053000000000001,19.39,18.135999999999999,17.001999999999999]
["Battery kW",4.76,4.4210000000000003,3.34,2.7650000000000001,2.3250000000000002,null,5.71,5.24,4.6660000000000004,4.26,3.867,null,6.78,5.93,5.0759999999999996,4.4649999999999999,4.0730000000000004,null,10.62,9.093,7.6139999999999999,6.5629999999999997,5.6479999999999997]
["Battery kWh",37.49,30.486000000000001,27.093,23.535,19.896999999999998,null,56.134999999999998,45.781999999999996,42.265000000000001,38.292000000000002,34.351999999999997,null,56.723999999999997,47.593000000000004,44.238,40.521999999999998,36.616999999999997,null,65.018000000000001,54.290999999999997,51.174999999999997,47.518999999999998,43.685000000000002]
["Generator kW",0,0,0,0,0,null,0,0,0,0,0,null,0,0,0,0,0,null,0,0,0,0,0]
["PV capital cost",54766.36,41964.34,39225.56,36748.800000000003,34318.239999999998,null,55847.88,43730.06,41025.82,38586.019999999997,36129.94,null,56263.68,44219.56,41316.660000000003,38868.28,36398.339999999997,null,56738.44,46317.26,42657.120000000003,39898.32,37403.519999999997]
["PV O&M",5333.78309797784,4086.9739637579601,3820.23981394264,3579.0242095871999,3342.3080968745599,null,5439.1140547207197,4258.9402491156407,3995.5700049570801,3757.9539939158799,3518.7524477243601,null,5479.6094795059198,4306.6134343786398,4023.8953761560401,3785.4437452383199,3544.89235155396,null,5525.8471126733593,4510.9117811124397,4154.4449122492806,3885.7609827220799,3642.7884340108799]
["Battery capital cost",31462.934749277822,26290.483214566659,22609.176997426039,19465.363046121889,16439.971694048691,null,45295.094477150487,37687.823157171377,34573.042251739957,31364.753771271291,28195.023067649701,null,47064.299791996556,39797.375037268379,36434.199678490993,33136.055670299109,29992.258612610989,null,57594.006143145052,48379.939674496993,44377.521004919581,40558.33461373001,36792.217067557911]
["Battery O&M",5476.8308973290996,4453.6932457214998,3957.9018581456999,3438.1521384459002,2906.7008187269998,null,8200.6010850459006,6688.0998910664994,6174.383580615,5594.0222023893002,5018.3356206755998,null,8286.7049933013004,6952.7664173412004,6462.6724380144015,5919.6948231455999,5349.2673875079008,null,9498.2953792988992,7931.1721098245989,7476.0514519031994,6941.9267329289996,6381.8130670958999]
["Diesel capital cost",0,0,0,0,0,null,0,0,0,0,0,null,0,0,0,0,0,null,0,0,0,0,0]
["Diesel O&M (kW)",0,0,0,0,0,null,0,0,0,0,0,null,0,0,0,0,0,null,0,0,0,0,0]
["Diesel O&M (kWh)",0,0,0,0,0,null,0,0,0,0,0,null,0,0,0,0,0,null,0,0,0,0,0]
["Fuel cost",0,0,0,0,0,null,0,0,0,0,0,null,0,0,0,0,0,null,0,0,0,0,0]
["REopt LCC",97040.9,76796.2,69613.600000000006,63231.9,57007.7,null,114784,92365.7,85769.4,79303.3,72862.600000000006,null,117095,95277.1,88238.2,81710.100000000006,75285.5,null,129358,107140,98666,91284.9,84221]
[]
["TMY_highPVBatt_MedDiesel_44_D_business",100,95,90,85,80,"TMY_highPVBatt_MedDiesel_44_D_nrel",100,95,90,85,80,"TMY_highPVBatt_MedDiesel_44_D_average",100,95,90,85,80,"TMY_highPVBatt_MedDiesel_44_D_residential",100,95,90,85,80]
["PV kW",0,0,0,0,0,null,0,0,0,0,0,null,0,0,0,0,0,null,0,0,0,0,0]
["Battery kW",0,0,0,0,0,null,0,0,0,0,0,null,0,0,0,0,0,null,0,0,0,0,0]
["Battery kWh",0,0,0,0,0,null,0,0,0,0,0,null,0,0,0,0,0,null,0,0,0,0,0]
["Generator kW",6,6,6,6,6,null,7,7,7,7,7,null,8,8,8,8,8,null,12,12,12,12,12]
["PV capital cost",0,0,0,0,0,null,0,0,0,0,0,null,0,0,0,0,0,null,0,0,0,0,0]
["PV O&M",0,0,0,0,0,null,0,0,0,0,0,null,0,0,0,0,0,null,0,0,0,0,0]
["Battery capital cost",0,0,0,0,0,null,0,0,0,0,0,null,0,0,0,0,0,null,0,0,0,0,0]
["Battery O&M",0,0,0,0,0,null,0,0,0,0,0,null,0,0,0,0,0,null,0,0,0,0,0]
["Diesel capital cost",2787.6,2787.6,2787.6,2787.6,2787.6,null,3252.2,3252.2,3252.2,3252.2,3252.2,null,3716.8,3716.8,3716.8,3716.8,3716.8,null,5575.2000000000007,5575.2000000000007,5575.2000000000007,5575.2000000000007,5575.2000000000007]
["Diesel O&M (kW)",730.43695500000001,730.43695500000001,730.43695500000001,730.43695500000001,730.43695500000001,null,852.17644749999999,852.17644749999999,852.17644749999999,852.17644749999999,852.17644749999999,null,973.91593999999998,973.91593999999998,973.91593999999998,973.91593999999998,973.91593999999998,null,1460.87391,1460.87391,1460.87391,1460.87391,1460.87391]
["Diesel O&M (kWh)",2207.1177641851491,2096.7618759759048,1986.40598776665,1876.0500995573921,1765.6942113481441,null,2207.935366616824,2097.5385982860039,1987.141829955169,1876.7450616243341,1766.3482932934969,null,2207.9353666168308,2097.5385982859948,1987.1418299551531,1876.745061624312,1766.3482932934669,null,2208.7529690484798,2098.315320596063,1987.8776721436379,1877.440023691217,1767.002375238792]
["Fuel cost",50059.858908845592,47556.865963403638,45053.873017961392,42550.880072519089,40047.887127077032,null,50078.403031428148,47574.482879857213,45070.562728285942,42566.642576714679,40062.72242514338,null,50078.403031428294,47574.482879857023,45070.562728285593,42566.64257671417,40062.722425142689,null,50096.94715401026,47592.099796309893,45087.252438609372,42582.405080908917,40077.557723208367]
["REopt LCC",55784.800000000003,53171.4,50558.1,47944.7,45331.4,null,56390.400000000001,53776.1,51161.8,48547.5,45933.2,null,56976.7,54362.400000000001,51748.1,49133.8,46519.5,null,59341.3,56726,54110.7,51495.4,48880.2]
[]
["TMY_highPVBatt_MedDiesel_36_PBD_business",100,95,90,85,80,"TMY_highPVBatt_MedDiesel_36_PBD_nrel",100,95,90,85,80,"TMY_highPVBatt_MedDiesel_36_PBD_average",100,95,90,85,80,"TMY_highPVBatt_MedDiesel_36_PBD_residential",100,95,90,85,80]
["PV kW",6.7910000000000004,6.7910000000000004,6.7910000000000004,6.7910000000000004,6.7910000000000004,null,4.367,4.367,4.367,4.367,4.367,null,3.8450000000000002,3.8450000000000002,3.8450000000000002,3.8450000000000002,3.8450000000000002,null,2.177,2.177,2.177,2.177,2.177]
["Battery kW",0,0,0,0,0,null,0,0,0,0,0,null,0,0,0,0,0,null,0,0,0,0,0]
["Battery kWh",0,0,0,0,0,null,0,0,0,0,0,null,0,0,0,0,0,null,0,0,0,0,0]
["Generator kW",6,6,6,6,6,null,7,7,7,7,7,null,8,8,8,8,8,null,12,12,12,12,12]
["PV capital cost",14939.958000000001,14939.958000000001,14939.958000000001,14939.958000000001,14939.958000000001,null,9608.3680000000004,9608.3680000000004,9608.3680000000004,9608.3680000000004,9608.3680000000004,null,8459.99,8459.99,8459.99,8459.99,8459.99,null,4789.9059999999999,4789.9059999999999,4789.9059999999999,4789.9059999999999,4789.9059999999999]
["PV O&M",1455.026323913052,1455.026323913052,1455.026323913052,1455.026323913052,1455.026323913052,null,935.77427525859207,935.77427525859207,935.77427525859207,935.77427525859207,935.77427525859207,null,823.93191132406002,823.93191132406002,823.93191132406002,823.93191132406002,823.93191132406002,null,466.49658045016389,466.49658045016389,466.49658045016389,466.49658045016389,466.49658045016389]
["Battery capital cost",0,0,0,0,0,null,0,0,0,0,0,null,0,0,0,0,0,null,0,0,0,0,0]
["Battery O&M",0,0,0,0,0,null,0,0,0,0,0,null,0,0,0,0,0,null,0,0,0,0,0]
["Diesel capital cost",2787.6,2787.6,2787.6,2787.6,2787.6,null,3252.2,3252.2,3252.2,3252.2,3252.2,null,3716.8,3716.8,3716.8,3716.8,3716.8,null,5575.2000000000007,5575.2000000000007,5575.2000000000007,5575.2000000000007,5575.2000000000007]
["Diesel O&M (kW)",730.43695500000001,730.43695500000001,730.43695500000001,730.43695500000001,730.43695500000001,null,852.17644749999999,852.17644749999999,852.17644749999999,852.17644749999999,852.17644749999999,null,973.91593999999998,973.91593999999998,973.91593999999998,973.91593999999998,973.91593999999998,null,1460.87391,1460.87391,1460.87391,1460.87391,1460.87391]
["Diesel O&M (kWh)",1329.34475686631,1218.988869217058,1108.6329804478039,998.27709074894699,887.92119499086868,null,1642.81068457775,1532.413916246911,1422.017147916072,1311.6203795852259,1201.223611254379,null,1710.1002061724389,1599.7034378415881,1489.3066695107379,1378.909901179886,1268.5131328490361,null,1927.0003599843601,1816.5627115319371,1706.1250630795109,1595.6874146270841,1485.2497661746579]
["Fuel cost",24669.00120922627,22621.097900620189,20573.19457122996,18525.29122458884,16477.387765505151,null,30486.071092582661,28437.40915038791,26388.747208193148,24340.085265998281,22291.423323803388,null,31734.78048945927,29686.11854726433,27637.456605069361,25588.794662874381,23540.132720679419,null,35759.853841597789,33710.433276206488,31661.012710815121,29611.59214542374,27562.171580032369]
["REopt LCC",45911.4,43753.1,41594.9,39436.6,37278.400000000001,null,46777.3,44618.2,42459.199999999997,40300.1,38141.1,null,47419.4,45260.3,43101.2,40942.199999999997,38783.1,null,49978.9,47819.1,45659.199999999997,43499.4,41339.5]
[]
["TMY_highPVBatt_MedDiesel_36_PB_business",100,95,90,85,80,"TMY_highPVBatt_MedDiesel_36_PB_nrel",100,95,90,85,80,"TMY_highPVBatt_MedDiesel_36_PB_average",100,95,90,85,80,"TMY_highPVBatt_MedDiesel_36_PB_residential",100,95,90,85,80]
["PV kW",24.893999999999998,19.074999999999999,17.829999999999998,16.704000000000001,15.599,null,25.385000000000002,19.876999999999999,18.648,17.539000000000001,16.422999999999998,null,25.574000000000002,20.100000000000001,18.78,17.667000000000002,16.545000000000002,null,25.79,21.053000000000001,19.39,18.135999999999999,17.001999999999999]
["Battery kW",4.76,4.4210000000000003,3.34,2.7650000000000001,2.3250000000000002,null,5.71,5.24,4.6660000000000004,4.26,3.867,null,6.78,5.93,5.0759999999999996,4.4649999999999999,4.0730000000000004,null,10.62,9.093,7.6139999999999999,6.5629999999999997,5.6479999999999997]
["Battery kWh",37.49,30.486000000000001,27.093,23.535,19.896999999999998,null,56.134999999999998,45.781999999999996,42.265000000000001,38.292000000000002,34.351999999999997,null,56.723999999999997,47.593000000000004,44.238,40.521999999999998,36.616999999999997,null,65.018000000000001,54.290999999999997,51.174999999999997,47.518999999999998,43.685000000000002]
["Generator kW",0,0,0,0,0,null,0,0,0,0,0,null,0,0,0,0,0,null,0,0,0,0,0]
["PV capital cost",54766.36,41964.34,39225.56,36748.800000000003,34318.239999999998,null,55847.88,43730.06,41025.82,38586.019999999997,36129.94,null,56263.68,44219.56,41316.660000000003,38868.28,36398.339999999997,null,56738.44,46317.26,42657.120000000003,39898.32,37403.519999999997]
["PV O&M",5333.78309797784,4086.9739637579601,3820.23981394264,3579.0242095871999,3342.3080968745599,null,5439.1140547207197,4258.9402491156407,3995.5700049570801,3757.9539939158799,3518.7524477243601,null,5479.6094795059198,4306.6134343786398,4023.8953761560401,3785.4437452383199,3544.89235155396,null,5525.8471126733593,4510.9117811124397,4154.4449122492806,3885.7609827220799,3642.7884340108799]
["Battery capital cost",31462.934749277822,26290.483214566659,22609.176997426039,19465.363046121889,16439.971694048691,null,45295.094477150487,37687.823157171377,34573.042251739957,31364.753771271291,28195.023067649701,null,47064.299791996556,39797.375037268379,36434.199678490993,33136.055670299109,29992.258612610989,null,57594.006143145052,48379.939674496993,44377.521004919581,40558.33461373001,36792.217067557911]
["Battery O&M",5476.8308973290996,4453.6932457214998,3957.9018581456999,3438.1521384459002,2906.7008187269998,null,8200.6010850459006,6688.0998910664994,6174.383580615,5594.0222023893002,5018.3356206755998,null,8286.7049933013004,6952.7664173412004,6462.6724380144015,5919.6948231455999,5349.2673875079008,null,9498.2953792988992,7931.1721098245989,7476.0514519031994,6941.9267329289996,6381.8130670958999]
["Diesel capital cost",0,0,0,0,0,null,0,0,0,0,0,null,0,0,0,0,0,null,0,0,0,0,0]
["Diesel O&M (kW)",0,0,0,0,0,null,0,0,0,0,0,null,0,0,0,0,0,null,0,0,0,0,0]
["Diesel O&M (kWh)",0,0,0,0,0,null,0,0,0,0,0,null,0,0,0,0,0,null,0,0,0,0,0]
["Fuel cost",0,0,0,0,0,null,0,0,0,0,0,null,0,0,0,0,0,null,0,0,0,0,0]
["REopt LCC",97040.9,76796.2,69613.600000000006,63231.9,57007.7,null,114784,92365.7,85769.4,79303.3,72862.600000000006,null,117095,95277.1,88238.2,81710.100000000006,75285.5,null,129358,107140,98666,91284.9,84221]
[]
["TMY_highPVBatt_MedDiesel_36_D_business",100,95,90,85,80,"TMY_highPVBatt_MedDiesel_36_D_nrel",100,95,90,85,80,"TMY_highPVBatt_MedDiesel_36_D_average",100,95,90,85,80,"TMY_highPVBatt_MedDiesel_36_D_residential",100,95,90,85,80]
["PV kW",0,0,0,0,0,null,0,0,0,0,0,null,0,0,0,0,0,null,0,0,0,0,0]
["Battery kW",0,0,0,0,0,null,0,0,0,0,0,null,0,0,0,0,0,null,0,0,0,0,0]
["Battery kWh",0,0,0,0,0,null,0,0,0,0,0,null,0,0,0,0,0,null,0,0,0,0,0]
["Generator kW",6,6,6,6,6,null,7,7,7,7,7,null,8,8,8,8,8,null,12,12,12,12,12]
["PV capital cost",0,0,0,0,0,null,0,0,0,0,0,null,0,0,0,0,0,null,0,0,0,0,0]
["PV O&M",0,0,0,0,0,null,0,0,0,0,0,null,0,0,0,0,0,null,0,0,0,0,0]
["Battery capital cost",0,0,0,0,0,null,0,0,0,0,0,null,0,0,0,0,0,null,0,0,0,0,0]
["Battery O&M",0,0,0,0,0,null,0,0,0,0,0,null,0,0,0,0,0,null,0,0,0,0,0]
["Diesel capital cost",2787.6,2787.6,2787.6,2787.6,2787.6,null,3252.2,3252.2,3252.2,3252.2,3252.2,null,3716.8,3716.8,3716.8,3716.8,3716.8,null,5575.2000000000007,5575.2000000000007,5575.2000000000007,5575.2000000000007,5575.2000000000007]
["Diesel O&M (kW)",730.43695500000001,730.43695500000001,730.43695500000001,730.43695500000001,730.43695500000001,null,852.17644749999999,852.17644749999999,852.17644749999999,852.17644749999999,852.17644749999999,null,973.91593999999998,973.91593999999998,973.91593999999998,973.91593999999998,973.91593999999998,null,1460.87391,1460.87391,1460.87391,1460.87391,1460.87391]
["Diesel O&M (kWh)",2207.1177641851491,2096.7618759759098,1986.4059877666459,1876.0500995573941,1765.6942113481371,null,2207.935366616824,2097.5385982860039,1987.141829955169,1876.7450616243341,1766.3482932934969,null,2207.9353666168308,2097.5385982859948,1987.141829955154,1876.745061624312,1766.3482932934669,null,2208.7529690484798,2098.315320596063,1987.8776721436379,1877.4400236912179,1767.002375238792]
["Fuel cost",40958.06637996457,38910.16306096669,36862.25974196833,34814.356422970217,32766.453103971991,null,40973.23884389575,38924.576901701359,36875.91495950667,34827.253017312018,32778.591075117307,null,40973.238843895881,38924.576901701192,36875.914959506408,34827.253017311603,32778.591075116747,null,40988.411307826573,38938.990742435373,36889.570177044028,34840.149611652771,32790.729046261396]
["REopt LCC",46683,44524.7,42366.5,40208.199999999997,38050,null,47285.3,45126.2,42967.199999999997,40808.1,38649,null,47871.6,45712.5,43553.5,41394.400000000001,39235.300000000003,null,50232.800000000003,48072.9,45913,43753.2,41593.300000000003]
[]
["TMY_highPVBatt_MedDiesel_32_PBD_business",100,95,90,85,80,"TMY_highPVBatt_MedDiesel_32_PBD_nrel",100,95,90,85,80,"TMY_highPVBatt_MedDiesel_32_PBD_average",100,95,90,85,80,"TMY_highPVBatt_MedDiesel_32_PBD_residential",100,95,90,85,80]
["PV kW",0,0,0,0,0,null,0,0,0,0,0,null,0,0,0,0,0,null,0,0,0,0,0]
["Battery kW",0,0,0,0,0,null,0,0,0,0,0,null,0,0,0,0,0,null,0,0,0,0,0]
["Battery kWh",0,0,0,0,0,null,0,0,0,0,0,null,0,0,0,0,0,null,0,0,0,0,0]
["Generator kW",6,6,6,6,6,null,7,7,7,7,7,null,8,8,8,8,8,null,12,12,12,12,12]
["PV capital cost",0,0,0,0,0,null,0,0,0,0,0,null,0,0,0,0,0,null,0,0,0,0,0]
["PV O&M",0,0,0,0,0,null,0,0,0,0,0,null,0,0,0,0,0,null,0,0,0,0,0]
["Battery capital cost",0,0,0,0,0,null,0,0,0,0,0,null,0,0,0,0,0,null,0,0,0,0,0]
["Battery O&M",0,0,0,0,0,null,0,0,0,0,0,null,0,0,0,0,0,null,0,0,0,0,0]
["Diesel capital cost",2787.6,2787.6,2787.6,2787.6,2787.6,null,3252.2,3252.2,3252.2,3252.2,3252.2,null,3716.8,3716.8,3716.8,3716.8,3716.8,null,5575.2000000000007,5575.2000000000007,5575.2000000000007,5575.2000000000007,5575.2000000000007]
["Diesel O&M (kW)",730.43695500000001,730.43695500000001,730.43695500000001,730.43695500000001,730.43695500000001,null,852.17644749999999,852.17644749999999,852.17644749999999,852.17644749999999,852.17644749999999,null,973.91593999999998,973.91593999999998,973.91593999999998,973.91593999999998,973.91593999999998,null,1460.87391,1460.87391,1460.87391,1460.87391,1460.87391]
["Diesel O&M (kWh)",2207.1177641851491,2096.7618759759011,1986.40598776665,1876.050099557395,1765.6942113481371,null,2207.935366616824,2097.5385982859971,1987.1418299551569,1876.7450616243341,1766.3482932934969,null,2207.9353666168308,2097.538598285993,1987.1418299551531,1876.745061624312,1766.3482932934669,null,2208.7529690484798,2098.3153205960598,1987.8776721436391,1877.440023691217,1767.002375238791]
["Fuel cost",36407.170115524059,34586.811609748023,32766.45310397193,30946.094598195748,29125.736092419549,null,36420.656750129558,34599.623912623298,32778.591075116863,30957.558237610679,29136.52540010427,null,36420.656750129667,34599.623912623247,32778.59107511679,30957.558237610308,29136.525400103768,null,36434.143384734743,34612.436215498063,32790.729046261367,30969.021877024668,29147.314707787911]
["REopt LCC",42132.1,40201.4,38270.699999999997,36339.9,34409.199999999997,null,42732.7,40801.300000000003,38869.800000000003,36938.400000000001,35007,null,43319,41387.599999999999,39456.1,37524.699999999997,35593.300000000003,null,45678.5,43746.3,41814.199999999997,39882.1,37949.9]
[]
["TMY_highPVBatt_MedDiesel_32_PB_business",100,95,90,85,80,"TMY_highPVBatt_MedDiesel_32_PB_nrel",100,95,90,85,80,"TMY_highPVBatt_MedDiesel_32_PB_average",100,95,90,85,80,"TMY_highPVBatt_MedDiesel_32_PB_residential",100,95,90,85,80]
["PV kW",24.893999999999998,19.074999999999999,17.829999999999998,16.704000000000001,15.599,null,25.385000000000002,19.876999999999999,18.648,17.539000000000001,16.422999999999998,null,25.574000000000002,20.100000000000001,18.78,17.667000000000002,16.545000000000002,null,25.79,21.053000000000001,19.39,18.135999999999999,17.001999999999999]
["Battery kW",4.76,4.4210000000000003,3.34,2.7650000000000001,2.3250000000000002,null,5.71,5.24,4.6660000000000004,4.26,3.867,null,6.78,5.93,5.0759999999999996,4.4649999999999999,4.0730000000000004,null,10.62,9.093,7.6139999999999999,6.5629999999999997,5.6479999999999997]
["Battery kWh",37.49,30.486000000000001,27.093,23.535,19.896999999999998,null,56.134999999999998,45.781999999999996,42.265000000000001,38.292000000000002,34.351999999999997,null,56.723999999999997,47.593000000000004,44.238,40.521999999999998,36.616999999999997,null,65.018000000000001,54.290999999999997,51.174999999999997,47.518999999999998,43.685000000000002]
["Generator kW",0,0,0,0,0,null,0,0,0,0,0,null,0,0,0,0,0,null,0,0,0,0,0]
["PV capital cost",54766.36,41964.34,39225.56,36748.800000000003,34318.239999999998,null,55847.88,43730.06,41025.82,38586.019999999997,36129.94,null,56263.68,44219.56,41316.660000000003,38868.28,36398.339999999997,null,56738.44,46317.26,42657.120000000003,39898.32,37403.519999999997]
["PV O&M",5333.78309797784,4086.9739637579601,3820.23981394264,3579.0242095871999,3342.3080968745599,null,5439.1140547207197,4258.9402491156407,3995.5700049570801,3757.9539939158799,3518.7524477243601,null,5479.6094795059198,4306.6134343786398,4023.8953761560401,3785.4437452383199,3544.89235155396,null,5525.8471126733593,4510.9117811124397,4154.4449122492806,3885.7609827220799,3642.7884340108799]
["Battery capital cost",31462.934749277822,26290.483214566659,22609.176997426039,19465.363046121889,16439.971694048691,null,45295.094477150487,37687.823157171377,34573.042251739957,31364.753771271291,28195.023067649701,null,47064.299791996556,39797.375037268379,36434.199678490993,33136.055670299109,29992.258612610989,null,57594.006143145052,48379.939674496993,44377.521004919581,40558.33461373001,36792.217067557911]
["Battery O&M",5476.8308973290996,4453.6932457214998,3957.9018581456999,3438.1521384459002,2906.7008187269998,null,8200.6010850459006,6688.0998910664994,6174.383580615,5594.0222023893002,5018.3356206755998,null,8286.7049933013004,6952.7664173412004,6462.6724380144015,5919.6948231455999,5349.2673875079008,null,9498.2953792988992,7931.1721098245989,7476.0514519031994,6941.9267329289996,6381.8130670958999]
["Diesel capital cost",0,0,0,0,0,null,0,0,0,0,0,null,0,0,0,0,0,null,0,0,0,0,0]
["Diesel O&M (kW)",0,0,0,0,0,null,0,0,0,0,0,null,0,0,0,0,0,null,0,0,0,0,0]
["Diesel O&M (kWh)",0,0,0,0,0,null,0,0,0,0,0,null,0,0,0,0,0,null,0,0,0,0,0]
["Fuel cost",0,0,0,0,0,null,0,0,0,0,0,null,0,0,0,0,0,null,0,0,0,0,0]
["REopt LCC",97040.9,76796.2,69613.600000000006,63231.9,57007.7,null,114784,92365.7,85769.4,79303.3,72862.600000000006,null,117095,95277.1,88238.2,81710.100000000006,75285.5,null,129358,107140,98666,91284.9,84221]
[]
["TMY_highPVBatt_MedDiesel_32_D_business",100,95,90,85,80,"TMY_highPVBatt_MedDiesel_32_D_nrel",100,95,90,85,80,"TMY_highPVBatt_MedDiesel_32_D_average",100,95,90,85,80,"TMY_highPVBatt_MedDiesel_32_D_residential",100,95,90,85,80]
["PV kW",0,0,0,0,0,null,0,0,0,0,0,null,0,0,0,0,0,null,0,0,0,0,0]
["Battery kW",0,0,0,0,0,null,0,0,0,0,0,null,0,0,0,0,0,null,0,0,0,0,0]
["Battery kWh",0,0,0,0,0,null,0,0,0,0,0,null,0,0,0,0,0,null,0,0,0,0,0]
["Generator kW",6,6,6,6,6,null,7,7,7,7,7,null,8,8,8,8,8,null,12,12,12,12,12]
["PV capital cost",0,0,0,0,0,null,0,0,0,0,0,null,0,0,0,0,0,null,0,0,0,0,0]
["PV O&M",0,0,0,0,0,null,0,0,0,0,0,null,0,0,0,0,0,null,0,0,0,0,0]
["Battery capital cost",0,0,0,0,0,null,0,0,0,0,0,null,0,0,0,0,0,null,0,0,0,0,0]
["Battery O&M",0,0,0,0,0,null,0,0,0,0,0,null,0,0,0,0,0,null,0,0,0,0,0]
["Diesel capital cost",2787.6,2787.6,2787.6,2787.6,2787.6,null,3252.2,3252.2,3252.2,3252.2,3252.2,null,3716.8,3716.8,3716.8,3716.8,3716.8,null,5575.2000000000007,5575.2000000000007,5575.2000000000007,5575.2000000000007,5575.2000000000007]
["Diesel O&M (kW)",730.43695500000001,730.43695500000001,730.43695500000001,730.43695500000001,730.43695500000001,null,852.17644749999999,852.17644749999999,852.17644749999999,852.17644749999999,852.17644749999999,null,973.91593999999998,973.91593999999998,973.91593999999998,973.91593999999998,973.91593999999998,null,1460.87391,1460.87391,1460.87391,1460.87391,1460.87391]
["Diesel O&M (kWh)",2207.1177641851491,2096.7618759759021,1986.4059877666491,1876.050099557395,1765.694211348135,null,2207.935366616824,2097.5385982860039,1987.1418299551681,1876.7450616243379,1766.3482932934969,null,2207.9353666168308,2097.5385982859948,1987.141829955154,1876.745061624312,1766.3482932934669,null,2208.7529690484798,2098.315320596063,1987.8776721436379,1877.4400236912179,1767.002375238792]
["Fuel cost",36407.170115524059,34586.811609748023,32766.45310397189,30946.094598195748,29125.73609241952,null,36420.656750129558,34599.623912623443,32778.59107511703,30957.558237610749,29136.52540010427,null,36420.656750129667,34599.623912623283,32778.591075116812,30957.558237610308,29136.525400103779,null,36434.143384734743,34612.436215498121,32790.72904626136,30969.02187702469,29147.314707787911]
["REopt LCC",42132.1,40201.4,38270.699999999997,36339.9,34409.199999999997,null,42732.7,40801.300000000003,38869.800000000003,36938.400000000001,35007,null,43319,41387.599999999999,39456.1,37524.699999999997,35593.300000000003,null,45678.5,43746.3,41814.199999999997,39882.1,37949.9]
[]
["TMY_highPVBatt_LowDiesel_44_PBD_business",100,95,90,85,80,"TMY_highPVBatt_LowDiesel_44_PBD_nrel",100,95,90,85,80,"TMY_highPVBatt_LowDiesel_44_PBD_average",100,95,90,85,80,"TMY_highPVBatt_LowDiesel_44_PBD_residential",100,95,90,85,80]
["PV kW",6.516,6.516,6.516,6.516,6.516,null,4.2309999999999999,4.2309999999999999,4.2309999999999999,4.2309999999999999,4.2309999999999999,null,3.762,3.762,3.762,3.762,3.762,null,2.1120000000000001,2.1120000000000001,2.1120000000000001,2.1120000000000001,2.1120000000000001]
["Battery kW",0,0,0,0,0,null,0,0,0,0,0,null,0,0,0,0,0,null,0,0,0,0,0]
["Battery kWh",0,0,0,0,0,null,0,0,0,0,0,null,0,0,0,0,0,null,0,0,0,0,0]
["Generator kW",6,6,6,6,6,null,7,7,7,7,7,null,8,8,8,8,8,null,12,12,12,12,12]
["PV capital cost",14334.584000000001,14334.584000000001,14334.584000000001,14334.584000000001,14334.584000000001,null,9308.5300000000007,9308.5300000000007,9308.5300000000007,9308.5300000000007,9308.5300000000007,null,8275.8719999999994,8275.8719999999994,8275.8719999999994,8275.8719999999994,8275.8719999999994,null,4646.1580000000004,4646.1580000000004,4646.1580000000004,4646.1580000000004,4646.1580000000004]
["PV O&M",1396.067985086896,1396.067985086896,1396.067985086896,1396.067985086896,1396.067985086896,null,906.57257449682004,906.57257449682004,906.57257449682004,906.57257449682004,906.57257449682004,null,806.00036581996801,806.00036581996801,806.00036581996801,806.00036581996801,806.00036581996801,null,452.49673359585199,452.49673359585199,452.49673359585199,452.49673359585199,452.49673359585199]
["Battery capital cost",0,0,0,0,0,null,0,0,0,0,0,null,0,0,0,0,0,null,0,0,0,0,0]
["Battery O&M",0,0,0,0,0,null,0,0,0,0,0,null,0,0,0,0,0,null,0,0,0,0,0]
["Diesel capital cost",2090.6999999999998,2090.6999999999998,2090.6999999999998,2090.6999999999998,2090.6999999999998,null,2439.15,2439.15,2439.15,2439.15,2439.15,null,2787.6,2787.6,2787.6,2787.6,2787.6,null,4181.3999999999996,4181.3999999999996,4181.3999999999996,4181.3999999999996,4181.3999999999996]
["Diesel O&M (kW)",730.43695500000001,730.43695500000001,730.43695500000001,730.43695500000001,730.43695500000001,null,852.17644749999999,852.17644749999999,852.17644749999999,852.17644749999999,852.17644749999999,null,973.91593999999998,973.91593999999998,973.91593999999998,973.91593999999998,973.91593999999998,null,1460.87391,1460.87391,1460.87391,1460.87391,1460.87391]
["Diesel O&M (kWh)",1363.7074606061169,1253.3515717248581,1142.995684187604,1032.6397959783469,922.28390530508796,null,1659.833844008291,1549.4370756774549,1439.0403073466171,1328.643539015774,1218.2467706849279,null,1720.559904933622,1610.16313660277,1499.7663682719201,1389.369599941072,1278.972831610221,null,1935.1397183994909,1824.702069947069,1714.2644214946411,1603.826773042214,1493.389124589786]
["Fuel cost",24744.308320525332,22741.913951978131,20739.51960781771,18737.12525146392,16734.730850401069,null,30117.486032326298,28114.349911069268,26111.213789812198,24108.077668555059,22104.941547297829,null,31219.353124818092,29216.21700356076,27213.080882303471,25209.944761046219,23206.808639788931,null,35112.878105168587,33109.000219008223,31105.122332847732,29101.244446687258,27097.366560526782]
["REopt LCC",44659.8,42547.1,40434.300000000003,38321.599999999999,36208.800000000003,null,45283.6,43170.1,41056.6,38943,36829.5,null,45783.1,43669.599999999999,41556.1,39442.5,37329,null,47788.6,45674.2,43559.9,41445.599999999999,39331.300000000003]
[]
["TMY_highPVBatt_LowDiesel_44_PB_business",100,95,90,85,80,"TMY_highPVBatt_LowDiesel_44_PB_nrel",100,95,90,85,80,"TMY_highPVBatt_LowDiesel_44_PB_average",100,95,90,85,80,"TMY_highPVBatt_LowDiesel_44_PB_residential",100,95,90,85,80]
["PV kW",24.893999999999998,19.074999999999999,17.829999999999998,16.704000000000001,15.599,null,25.385000000000002,19.876999999999999,18.648,17.539000000000001,16.422999999999998,null,25.574000000000002,20.100000000000001,18.78,17.667000000000002,16.545000000000002,null,25.79,21.053000000000001,19.39,18.135999999999999,17.001999999999999]
["Battery kW",4.76,4.4210000000000003,3.34,2.7650000000000001,2.3250000000000002,null,5.71,5.24,4.6660000000000004,4.26,3.867,null,6.78,5.93,5.0759999999999996,4.4649999999999999,4.0730000000000004,null,10.62,9.093,7.6139999999999999,6.5629999999999997,5.6479999999999997]
["Battery kWh",37.49,30.486000000000001,27.093,23.535,19.896999999999998,null,56.134999999999998,45.781999999999996,42.265000000000001,38.292000000000002,34.351999999999997,null,56.723999999999997,47.593000000000004,44.238,40.521999999999998,36.616999999999997,null,65.018000000000001,54.290999999999997,51.174999999999997,47.518999999999998,43.685000000000002]
["Generator kW",0,0,0,0,0,null,0,0,0,0,0,null,0,0,0,0,0,null,0,0,0,0,0]
["PV capital cost",54766.36,41964.34,39225.56,36748.800000000003,34318.239999999998,null,55847.88,43730.06,41025.82,38586.019999999997,36129.94,null,56263.68,44219.56,41316.660000000003,38868.28,36398.339999999997,null,56738.44,46317.26,42657.120000000003,39898.32,37403.519999999997]
["PV O&M",5333.78309797784,4086.9739637579601,3820.23981394264,3579.0242095871999,3342.3080968745599,null,5439.1140547207197,4258.9402491156407,3995.5700049570801,3757.9539939158799,3518.7524477243601,null,5479.6094795059198,4306.6134343786398,4023.8953761560401,3785.4437452383199,3544.89235155396,null,5525.8471126733593,4510.9117811124397,4154.4449122492806,3885.7609827220799,3642.7884340108799]
["Battery capital cost",31462.934749277822,26290.483214566659,22609.176997426039,19465.363046121889,16439.971694048691,null,45295.094477150487,37687.823157171377,34573.042251739957,31364.753771271291,28195.023067649701,null,47064.299791996556,39797.375037268379,36434.199678490993,33136.055670299109,29992.258612610989,null,57594.006143145052,48379.939674496993,44377.521004919581,40558.33461373001,36792.217067557911]
["Battery O&M",5476.8308973290996,4453.6932457214998,3957.9018581456999,3438.1521384459002,2906.7008187269998,null,8200.6010850459006,6688.0998910664994,6174.383580615,5594.0222023893002,5018.3356206755998,null,8286.7049933013004,6952.7664173412004,6462.6724380144015,5919.6948231455999,5349.2673875079008,null,9498.2953792988992,7931.1721098245989,7476.0514519031994,6941.9267329289996,6381.8130670958999]
["Diesel capital cost",0,0,0,0,0,null,0,0,0,0,0,null,0,0,0,0,0,null,0,0,0,0,0]
["Diesel O&M (kW)",0,0,0,0,0,null,0,0,0,0,0,null,0,0,0,0,0,null,0,0,0,0,0]
["Diesel O&M (kWh)",0,0,0,0,0,null,0,0,0,0,0,null,0,0,0,0,0,null,0,0,0,0,0]
["Fuel cost",0,0,0,0,0,null,0,0,0,0,0,null,0,0,0,0,0,null,0,0,0,0,0]
["REopt LCC",97040.9,76796.2,69613.600000000006,63231.9,57007.7,null,114784,92365.7,85769.4,79303.3,72862.600000000006,null,117095,95277.1,88238.2,81710.100000000006,75285.5,null,129358,107140,98666,91284.9,84221]
[]
["TMY_highPVBatt_LowDiesel_44_D_business",100,95,90,85,80,"TMY_highPVBatt_LowDiesel_44_D_nrel",100,95,90,85,80,"TMY_highPVBatt_LowDiesel_44_D_average",100,95,90,85,80,"TMY_highPVBatt_LowDiesel_44_D_residential",100,95,90,85,80]
["PV kW",0,0,0,0,0,null,0,0,0,0,0,null,0,0,0,0,0,null,0,0,0,0,0]
["Battery kW",0,0,0,0,0,null,0,0,0,0,0,null,0,0,0,0,0,null,0,0,0,0,0]
["Battery kWh",0,0,0,0,0,null,0,0,0,0,0,null,0,0,0,0,0,null,0,0,0,0,0]
["Generator kW",6,6,6,6,6,null,7,7,7,7,7,null,8,8,8,8,8,null,12,12,12,12,12]
["PV capital cost",0,0,0,0,0,null,0,0,0,0,0,null,0,0,0,0,0,null,0,0,0,0,0]
["PV O&M",0,0,0,0,0,null,0,0,0,0,0,null,0,0,0,0,0,null,0,0,0,0,0]
["Battery capital cost",0,0,0,0,0,null,0,0,0,0,0,null,0,0,0,0,0,null,0,0,0,0,0]
["Battery O&M",0,0,0,0,0,null,0,0,0,0,0,null,0,0,0,0,0,null,0,0,0,0,0]
["Diesel capital cost",2090.6999999999998,2090.6999999999998,2090.6999999999998,2090.6999999999998,2090.6999999999998,null,2439.15,2439.15,2439.15,2439.15,2439.15,null,2787.6,2787.6,2787.6,2787.6,2787.6,null,4181.3999999999996,4181.3999999999996,4181.3999999999996,4181.3999999999996,4181.3999999999996]
["Diesel O&M (kW)",730.43695500000001,730.43695500000001,730.43695500000001,730.43695500000001,730.43695500000001,null,852.17644749999999,852.17644749999999,852.17644749999999,852.17644749999999,852.17644749999999,null,973.91593999999998,973.91593999999998,973.91593999999998,973.91593999999998,973.91593999999998,null,1460.87391,1460.87391,1460.87391,1460.87391,1460.87391]
["Diesel O&M (kWh)",2207.1177641851491,2096.7618759759098,1986.4059877666459,1876.0500995573941,1765.6942113481371,null,2207.935366616824,2097.5385982860039,1987.1418299551681,1876.7450616243379,1766.3482932934969,null,2207.9353666168308,2097.5385982859948,1987.1418299551531,1876.745061624312,1766.3482932934669,null,2208.7529690484798,2098.3153205960621,1987.8776721436379,1877.4400236912179,1767.002375238792]
["Fuel cost",40047.887127076458,38045.492770722987,36043.098414369037,34040.704058015312,32038.30970166151,null,40062.722425142521,38059.586303885779,36056.450182628731,34053.314061371828,32050.1779401147,null,40062.722425142638,38059.586303885597,36056.450182628461,34053.314061371348,32050.17794011415,null,40077.5577232082,38073.679837047901,36069.8019508875,34065.924064727151,32062.046178566699]
["REopt LCC",45075.9,42963.199999999997,40850.400000000001,38737.699999999997,36624.9,null,45561.7,43448.2,41334.6,39221.1,37107.599999999999,null,46031.9,43918.3,41804.800000000003,39691.300000000003,37577.699999999997,null,47928.1,45813.8,43699.5,41585.199999999997,39470.800000000003]
[]
["TMY_highPVBatt_LowDiesel_36_PBD_business",100,95,90,85,80,"TMY_highPVBatt_LowDiesel_36_PBD_nrel",100,95,90,85,80,"TMY_highPVBatt_LowDiesel_36_PBD_average",100,95,90,85,80,"TMY_highPVBatt_LowDiesel_36_PBD_residential",100,95,90,85,80]
["PV kW",0,0,0,0,0,null,0,0,0,0,0,null,0,0,0,0,0,null,0,0,0,0,0]
["Battery kW",0,0,0,0,0,null,0,0,0,0,0,null,0,0,0,0,0,null,0,0,0,0,0]
["Battery kWh",0,0,0,0,0,null,0,0,0,0,0,null,0,0,0,0,0,null,0,0,0,0,0]
["Generator kW",6,6,6,6,6,null,7,7,7,7,7,null,8,8,8,8,8,null,12,12,12,12,12]
["PV capital cost",0,0,0,0,0,null,0,0,0,0,0,null,0,0,0,0,0,null,0,0,0,0,0]
["PV O&M",0,0,0,0,0,null,0,0,0,0,0,null,0,0,0,0,0,null,0,0,0,0,0]
["Battery capital cost",0,0,0,0,0,null,0,0,0,0,0,null,0,0,0,0,0,null,0,0,0,0,0]
["Battery O&M",0,0,0,0,0,null,0,0,0,0,0,null,0,0,0,0,0,null,0,0,0,0,0]
["Diesel capital cost",2090.6999999999998,2090.6999999999998,2090.6999999999998,2090.6999999999998,2090.6999999999998,null,2439.15,2439.15,2439.15,2439.15,2439.15,null,2787.6,2787.6,2787.6,2787.6,2787.6,null,4181.3999999999996,4181.3999999999996,4181.3999999999996,4181.3999999999996,4181.3999999999996]
["Diesel O&M (kW)",730.43695500000001,730.43695500000001,730.43695500000001,730.43695500000001,730.43695500000001,null,852.17644749999999,852.17644749999999,852.17644749999999,852.17644749999999,852.17644749999999,null,973.91593999999998,973.91593999999998,973.91593999999998,973.91593999999998,973.91593999999998,null,1460.87391,1460.87391,1460.87391,1460.87391,1460.87391]
["Diesel O&M (kWh)",2207.1177641851491,2096.7618759759011,1986.40598776665,1876.050099557395,1765.6942113481391,null,2207.935366616824,2097.5385982859898,1987.1418299551581,1876.7450616243341,1766.3482932934969,null,2207.9353666168308,2097.538598285993,1987.141829955154,1876.745061624312,1766.3482932934669,null,2208.7529690484798,2098.3153205960598,1987.8776721436391,1877.440023691217,1767.002375238791]
["Fuel cost",32766.453103971649,31128.130448773201,29489.807793574721,27851.485138376182,26213.16248317761,null,32778.591075116601,31139.661521360871,29500.731967605181,27861.802413849611,26222.872860093848,null,32778.591075116703,31139.661521360911,29500.731967605108,27861.802413849269,26222.87286009339,null,32790.729046261258,31151.19259394825,29511.656141635231,27872.1196893222,26232.583237009108]
["REopt LCC",37794.5,36045.800000000003,34297.1,32548.400000000001,30799.8,null,38277.599999999999,36528.199999999997,34778.9,33029.599999999999,31280.3,null,38747.699999999997,36998.400000000001,35249.1,33499.699999999997,31750.400000000001,null,40641.300000000003,38891.300000000003,37141.300000000003,35391.4,33641.4]
[]
["TMY_highPVBatt_LowDiesel_36_PB_business",100,95,90,85,80,"TMY_highPVBatt_LowDiesel_36_PB_nrel",100,95,90,85,80,"TMY_highPVBatt_LowDiesel_36_PB_average",100,95,90,85,80,"TMY_highPVBatt_LowDiesel_36_PB_residential",100,95,90,85,80]
["PV kW",24.893999999999998,19.074999999999999,17.829999999999998,16.704000000000001,15.599,null,25.385000000000002,19.876999999999999,18.648,17.539000000000001,16.422999999999998,null,25.574000000000002,20.100000000000001,18.78,17.667000000000002,16.545000000000002,null,25.79,21.053000000000001,19.39,18.135999999999999,17.001999999999999]
["Battery kW",4.76,4.4210000000000003,3.34,2.7650000000000001,2.3250000000000002,null,5.71,5.24,4.6660000000000004,4.26,3.867,null,6.78,5.93,5.0759999999999996,4.4649999999999999,4.0730000000000004,null,10.62,9.093,7.6139999999999999,6.5629999999999997,5.6479999999999997]
["Battery kWh",37.49,30.486000000000001,27.093,23.535,19.896999999999998,null,56.134999999999998,45.781999999999996,42.265000000000001,38.292000000000002,34.351999999999997,null,56.723999999999997,47.593000000000004,44.238,40.521999999999998,36.616999999999997,null,65.018000000000001,54.290999999999997,51.174999999999997,47.518999999999998,43.685000000000002]
["Generator kW",0,0,0,0,0,null,0,0,0,0,0,null,0,0,0,0,0,null,0,0,0,0,0]
["PV capital cost",54766.36,41964.34,39225.56,36748.800000000003,34318.239999999998,null,55847.88,43730.06,41025.82,38586.019999999997,36129.94,null,56263.68,44219.56,41316.660000000003,38868.28,36398.339999999997,null,56738.44,46317.26,42657.120000000003,39898.32,37403.519999999997]
["PV O&M",5333.78309797784,4086.9739637579601,3820.23981394264,3579.0242095871999,3342.3080968745599,null,5439.1140547207197,4258.9402491156407,3995.5700049570801,3757.9539939158799,3518.7524477243601,null,5479.6094795059198,4306.6134343786398,4023.8953761560401,3785.4437452383199,3544.89235155396,null,5525.8471126733593,4510.9117811124397,4154.4449122492806,3885.7609827220799,3642.7884340108799]
["Battery capital cost",31462.934749277822,26290.483214566659,22609.176997426039,19465.363046121889,16439.971694048691,null,45295.094477150487,37687.823157171377,34573.042251739957,31364.753771271291,28195.023067649701,null,47064.299791996556,39797.375037268379,36434.199678490993,33136.055670299109,29992.258612610989,null,57594.006143145052,48379.939674496993,44377.521004919581,40558.33461373001,36792.217067557911]
["Battery O&M",5476.8308973290996,4453.6932457214998,3957.9018581456999,3438.1521384459002,2906.7008187269998,null,8200.6010850459006,6688.0998910664994,6174.383580615,5594.0222023893002,5018.3356206755998,null,8286.7049933013004,6952.7664173412004,6462.6724380144015,5919.6948231455999,5349.2673875079008,null,9498.2953792988992,7931.1721098245989,7476.0514519031994,6941.9267329289996,6381.8130670958999]
["Diesel capital cost",0,0,0,0,0,null,0,0,0,0,0,null,0,0,0,0,0,null,0,0,0,0,0]
["Diesel O&M (kW)",0,0,0,0,0,null,0,0,0,0,0,null,0,0,0,0,0,null,0,0,0,0,0]
["Diesel O&M (kWh)",0,0,0,0,0,null,0,0,0,0,0,null,0,0,0,0,0,null,0,0,0,0,0]
["Fuel cost",0,0,0,0,0,null,0,0,0,0,0,null,0,0,0,0,0,null,0,0,0,0,0]
["REopt LCC",97040.9,76796.2,69613.600000000006,63231.9,57007.7,null,114784,92365.7,85769.4,79303.3,72862.600000000006,null,117095,95277.1,88238.2,81710.100000000006,75285.5,null,129358,107140,98666,91284.9,84221]
[]
["TMY_highPVBatt_LowDiesel_36_D_business",100,95,90,85,80,"TMY_highPVBatt_LowDiesel_36_D_nrel",100,95,90,85,80,"TMY_highPVBatt_LowDiesel_36_D_average",100,95,90,85,80,"TMY_highPVBatt_LowDiesel_36_D_residential",100,95,90,85,80]
["PV kW",0,0,0,0,0,null,0,0,0,0,0,null,0,0,0,0,0,null,0,0,0,0,0]
["Battery kW",0,0,0,0,0,null,0,0,0,0,0,null,0,0,0,0,0,null,0,0,0,0,0]
["Battery kWh",0,0,0,0,0,null,0,0,0,0,0,null,0,0,0,0,0,null,0,0,0,0,0]
["Generator kW",6,6,6,6,6,null,7,7,7,7,7,null,8,8,8,8,8,null,12,12,12,12,12]
["PV capital cost",0,0,0,0,0,null,0,0,0,0,0,null,0,0,0,0,0,null,0,0,0,0,0]
["PV O&M",0,0,0,0,0,null,0,0,0,0,0,null,0,0,0,0,0,null,0,0,0,0,0]
["Battery capital cost",0,0,0,0,0,null,0,0,0,0,0,null,0,0,0,0,0,null,0,0,0,0,0]
["Battery O&M",0,0,0,0,0,null,0,0,0,0,0,null,0,0,0,0,0,null,0,0,0,0,0]
["Diesel capital cost",2090.6999999999998,2090.6999999999998,2090.6999999999998,2090.6999999999998,2090.6999999999998,null,2439.15,2439.15,2439.15,2439.15,2439.15,null,2787.6,2787.6,2787.6,2787.6,2787.6,null,4181.3999999999996,4181.3999999999996,4181.3999999999996,4181.3999999999996,4181.3999999999996]
["Diesel O&M (kW)",730.43695500000001,730.43695500000001,730.43695500000001,730.43695500000001,730.43695500000001,null,852.17644749999999,852.17644749999999,852.17644749999999,852.17644749999999,852.17644749999999,null,973.91593999999998,973.91593999999998,973.91593999999998,973.91593999999998,973.91593999999998,null,1460.87391,1460.87391,1460.87391,1460.87391,1460.87391]
["Diesel O&M (kWh)",2207.1177641851491,2096.7618759759021,1986.4059877666491,1876.050099557395,1765.694211348135,null,2207.935366616824,2097.5385982860039,1987.141829955169,1876.7450616243359,1766.3482932934969,null,2207.9353666168308,2097.5385982859948,1987.1418299551531,1876.7450616243129,1766.3482932934669,null,2208.7529690484798,2098.3153205960621,1987.8776721436379,1877.4400236912179,1767.002375238792]
["Fuel cost",32766.453103971649,31128.130448773209,29489.807793574699,27851.485138376182,26213.16248317757,null,32778.591075116601,31139.661521361089,29500.731967605341,27861.802413849629,26222.872860093848,null,32778.591075116703,31139.66152136094,29500.731967605101,27861.802413849291,26222.872860093401,null,32790.729046261258,31151.192593948279,29511.65614163522,27872.119689322211,26232.583237009119]
["REopt LCC",37794.5,36045.800000000003,34297.1,32548.400000000001,30799.8,null,38277.599999999999,36528.199999999997,34778.9,33029.599999999999,31280.3,null,38747.699999999997,36998.400000000001,35249.1,33499.699999999997,31750.400000000001,null,40641.300000000003,38891.300000000003,37141.300000000003,35391.4,33641.4]
[]
["TMY_highPVBatt_LowDiesel_32_PBD_business",100,95,90,85,80,"TMY_highPVBatt_LowDiesel_32_PBD_nrel",100,95,90,85,80,"TMY_highPVBatt_LowDiesel_32_PBD_average",100,95,90,85,80,"TMY_highPVBatt_LowDiesel_32_PBD_residential",100,95,90,85,80]
["PV kW",0,0,0,0,0,null,0,0,0,0,0,null,0,0,0,0,0,null,0,0,0,0,0]
["Battery kW",0,0,0,0,0,null,0,0,0,0,0,null,0,0,0,0,0,null,0,0,0,0,0]
["Battery kWh",0,0,0,0,0,null,0,0,0,0,0,null,0,0,0,0,0,null,0,0,0,0,0]
["Generator kW",6,6,6,6,6,null,7,7,7,7,7,null,8,8,8,8,8,null,12,12,12,12,12]
["PV capital cost",0,0,0,0,0,null,0,0,0,0,0,null,0,0,0,0,0,null,0,0,0,0,0]
["PV O&M",0,0,0,0,0,null,0,0,0,0,0,null,0,0,0,0,0,null,0,0,0,0,0]
["Battery capital cost",0,0,0,0,0,null,0,0,0,0,0,null,0,0,0,0,0,null,0,0,0,0,0]
["Battery O&M",0,0,0,0,0,null,0,0,0,0,0,null,0,0,0,0,0,null,0,0,0,0,0]
["Diesel capital cost",2090.6999999999998,2090.6999999999998,2090.6999999999998,2090.6999999999998,2090.6999999999998,null,2439.15,2439.15,2439.15,2439.15,2439.15,null,2787.6,2787.6,2787.6,2787.6,2787.6,null,4181.3999999999996,4181.3999999999996,4181.3999999999996,4181.3999999999996,4181.3999999999996]
["Diesel O&M (kW)",730.43695500000001,730.43695500000001,730.43695500000001,730.43695500000001,730.43695500000001,null,852.17644749999999,852.17644749999999,852.17644749999999,852.17644749999999,852.17644749999999,null,973.91593999999998,973.91593999999998,973.91593999999998,973.91593999999998,973.91593999999998,null,1460.87391,1460.87391,1460.87391,1460.87391,1460.87391]
["Diesel O&M (kWh)",2207.1177641851491,2096.7618759759011,1986.4059877666491,1876.050099557395,1765.694211348138,null,2207.935366616824,2097.5385982859962,1987.141829955169,1876.7450616243329,1766.3482932934969,null,2207.9353666168308,2097.538598285993,1987.141829955154,1876.745061624312,1766.3482932934669,null,2208.7529690484798,2098.3153205960598,1987.8776721436379,1877.440023691217,1767.002375238791]
["Fuel cost",29125.736092419251,27669.449287798408,26213.162483177519,24756.8756785566,23300.588873935641,null,29136.525400103641,27679.69913009863,26222.87286009363,24766.046590088528,23309.220320083419,null,29136.525400103739,27679.69913009859,26222.872860093441,24766.046590088241,23309.220320083019,null,29147.314707787791,27689.948972398452,26232.58323700909,24775.21750161974,23317.85176623032]
["REopt LCC",34153.699999999997,32587.1,31020.5,29453.8,27887.200000000001,null,34635.5,33068.300000000003,31501.1,29933.8,28366.6,null,35105.699999999997,33538.400000000001,31971.200000000001,30404,28836.799999999999,null,36997.9,35430.1,33862.300000000003,32294.5,30726.7]
[]
["TMY_highPVBatt_LowDiesel_32_PB_business",100,95,90,85,80,"TMY_highPVBatt_LowDiesel_32_PB_nrel",100,95,90,85,80,"TMY_highPVBatt_LowDiesel_32_PB_average",100,95,90,85,80,"TMY_highPVBatt_LowDiesel_32_PB_residential",100,95,90,85,80]
["PV kW",24.893999999999998,19.074999999999999,17.829999999999998,16.704000000000001,15.599,null,25.385000000000002,19.876999999999999,18.648,17.539000000000001,16.422999999999998,null,25.574000000000002,20.100000000000001,18.78,17.667000000000002,16.545000000000002,null,25.79,21.053000000000001,19.39,18.135999999999999,17.001999999999999]
["Battery kW",4.76,4.4210000000000003,3.34,2.7650000000000001,2.3250000000000002,null,5.71,5.24,4.6660000000000004,4.26,3.867,null,6.78,5.93,5.0759999999999996,4.4649999999999999,4.0730000000000004,null,10.62,9.093,7.6139999999999999,6.5629999999999997,5.6479999999999997]
["Battery kWh",37.49,30.486000000000001,27.093,23.535,19.896999999999998,null,56.134999999999998,45.781999999999996,42.265000000000001,38.292000000000002,34.351999999999997,null,56.723999999999997,47.593000000000004,44.238,40.521999999999998,36.616999999999997,null,65.018000000000001,54.290999999999997,51.174999999999997,47.518999999999998,43.685000000000002]
["Generator kW",0,0,0,0,0,null,0,0,0,0,0,null,0,0,0,0,0,null,0,0,0,0,0]
["PV capital cost",54766.36,41964.34,39225.56,36748.800000000003,34318.239999999998,null,55847.88,43730.06,41025.82,38586.019999999997,36129.94,null,56263.68,44219.56,41316.660000000003,38868.28,36398.339999999997,null,56738.44,46317.26,42657.120000000003,39898.32,37403.519999999997]
["PV O&M",5333.78309797784,4086.9739637579601,3820.23981394264,3579.0242095871999,3342.3080968745599,null,5439.1140547207197,4258.9402491156407,3995.5700049570801,3757.9539939158799,3518.7524477243601,null,5479.6094795059198,4306.6134343786398,4023.8953761560401,3785.4437452383199,3544.89235155396,null,5525.8471126733593,4510.9117811124397,4154.4449122492806,3885.7609827220799,3642.7884340108799]
["Battery capital cost",31462.934749277822,26290.483214566659,22609.176997426039,19465.363046121889,16439.971694048691,null,45295.094477150487,37687.823157171377,34573.042251739957,31364.753771271291,28195.023067649701,null,47064.299791996556,39797.375037268379,36434.199678490993,33136.055670299109,29992.258612610989,null,57594.006143145052,48379.939674496993,44377.521004919581,40558.33461373001,36792.217067557911]
["Battery O&M",5476.8308973290996,4453.6932457214998,3957.9018581456999,3438.1521384459002,2906.7008187269998,null,8200.6010850459006,6688.0998910664994,6174.383580615,5594.0222023893002,5018.3356206755998,null,8286.7049933013004,6952.7664173412004,6462.6724380144015,5919.6948231455999,5349.2673875079008,null,9498.2953792988992,7931.1721098245989,7476.0514519031994,6941.9267329289996,6381.8130670958999]
["Diesel capital cost",0,0,0,0,0,null,0,0,0,0,0,null,0,0,0,0,0,null,0,0,0,0,0]
["Diesel O&M (kW)",0,0,0,0,0,null,0,0,0,0,0,null,0,0,0,0,0,null,0,0,0,0,0]
["Diesel O&M (kWh)",0,0,0,0,0,null,0,0,0,0,0,null,0,0,0,0,0,null,0,0,0,0,0]
["Fuel cost",0,0,0,0,0,null,0,0,0,0,0,null,0,0,0,0,0,null,0,0,0,0,0]
["REopt LCC",97040.9,76796.2,69613.600000000006,63231.9,57007.7,null,114784,92365.7,85769.4,79303.3,72862.600000000006,null,117095,95277.1,88238.2,81710.100000000006,75285.5,null,129358,107140,98666,91284.9,84221]
[]
["TMY_highPVBatt_LowDiesel_32_D_business",100,95,90,85,80,"TMY_highPVBatt_LowDiesel_32_D_nrel",100,95,90,85,80,"TMY_highPVBatt_LowDiesel_32_D_average",100,95,90,85,80,"TMY_highPVBatt_LowDiesel_32_D_residential",100,95,90,85,80]
["PV kW",0,0,0,0,0,null,0,0,0,0,0,null,0,0,0,0,0,null,0,0,0,0,0]
["Battery kW",0,0,0,0,0,null,0,0,0,0,0,null,0,0,0,0,0,null,0,0,0,0,0]
["Battery kWh",0,0,0,0,0,null,0,0,0,0,0,null,0,0,0,0,0,null,0,0,0,0,0]
["Generator kW",6,6,6,6,6,null,7,7,7,7,7,null,8,8,8,8,8,null,12,12,12,12,12]
["PV capital cost",0,0,0,0,0,null,0,0,0,0,0,null,0,0,0,0,0,null,0,0,0,0,0]
["PV O&M",0,0,0,0,0,null,0,0,0,0,0,null,0,0,0,0,0,null,0,0,0,0,0]
["Battery capital cost",0,0,0,0,0,null,0,0,0,0,0,null,0,0,0,0,0,null,0,0,0,0,0]
["Battery O&M",0,0,0,0,0,null,0,0,0,0,0,null,0,0,0,0,0,null,0,0,0,0,0]
["Diesel capital cost",2090.6999999999998,2090.6999999999998,2090.6999999999998,2090.6999999999998,2090.6999999999998,null,2439.15,2439.15,2439.15,2439.15,2439.15,null,2787.6,2787.6,2787.6,2787.6,2787.6,null,4181.3999999999996,4181.3999999999996,4181.3999999999996,4181.3999999999996,4181.3999999999996]
["Diesel O&M (kW)",730.43695500000001,730.43695500000001,730.43695500000001,730.43695500000001,730.43695500000001,null,852.17644749999999,852.17644749999999,852.17644749999999,852.17644749999999,852.17644749999999,null,973.91593999999998,973.91593999999998,973.91593999999998,973.91593999999998,973.91593999999998,null,1460.87391,1460.87391,1460.87391,1460.87391,1460.87391]
["Diesel O&M (kWh)",2207.1177641851491,2096.7618759759021,1986.4059877666491,1876.050099557395,1765.694211348135,null,2207.935366616824,2097.538598285998,1987.141829955169,1876.745061624335,1766.3482932934969,null,2207.9353666168308,2097.5385982859948,1987.1418299551531,1876.7450616243109,1766.348293293466,null,2208.7529690484798,2098.3153205960621,1987.8776721436379,1877.4400236912179,1767.002375238792]
["Fuel cost",29125.736092419251,27669.449287798419,26213.162483177512,24756.8756785566,23300.58887393562,null,29136.525400103641,27679.699130098648,26222.87286009363,24766.04659008855,23309.220320083419,null,29136.525400103739,27679.69913009863,26222.87286009343,24766.04659008823,23309.220320083012,null,29147.314707787791,27689.94897239847,26232.58323700909,24775.21750161974,23317.851766230331]
["REopt LCC",34153.699999999997,32587.1,31020.5,29453.8,27887.200000000001,null,34635.5,33068.300000000003,31501.1,29933.8,28366.6,null,35105.699999999997,33538.400000000001,31971.200000000001,30404,28836.799999999999,null,36997.9,35430.1,33862.300000000003,32294.5,30726.7]
[]
["TMY_medPVBatt_HighDiesel_44_PBD_business",100,95,90,85,80,"TMY_medPVBatt_HighDiesel_44_PBD_nrel",100,95,90,85,80,"TMY_medPVBatt_HighDiesel_44_PBD_average",100,95,90,85,80,"TMY_medPVBatt_HighDiesel_44_PBD_residential",100,95,90,85,80]
["PV kW",8.5760000000000005,8.5760000000000005,8.5760000000000005,8.5760000000000005,8.5760000000000005,null,5.6139999999999999,5.6139999999999999,5.6139999999999999,5.6139999999999999,5.6139999999999999,null,4.9340000000000002,4.9340000000000002,4.9340000000000002,4.9340000000000002,4.9340000000000002,null,3.125,3.125,3.125,3.125,3.125]
["Battery kW",0,0,0,0,0,null,0,0,0,0,0,null,0,0,0,0,0,null,0,0,0,0,0]
["Battery kWh",0,0,0,0,0,null,0,0,0,0,0,null,0,0,0,0,0,null,0,0,0,0,0]
["Generator kW",6,6,6,6,6,null,7,7,7,7,7,null,8,8,8,8,8,null,12,12,12,12,12]
["PV capital cost",15436.314,15436.314,15436.314,15436.314,15436.314,null,10105.272000000001,10105.272000000001,10105.272000000001,10105.272000000001,10105.272000000001,null,8881.7759999999998,8881.7759999999998,8881.7759999999998,8881.7759999999998,8881.7759999999998,null,5625,5625,5625,5625,5625]
["PV O&M",1503.3672259445159,1503.3672259445159,1503.3672259445159,1503.3672259445159,1503.3672259445159,null,984.16854788356807,984.16854788356807,984.16854788356807,984.16854788356807,984.16854788356807,null,865.01032219094395,865.01032219094395,865.01032219094395,865.01032219094395,865.01032219094395,null,547.82771624999998,547.82771624999998,547.82771624999998,547.82771624999998,547.82771624999998]
["Battery capital cost",0,0,0,0,0,null,1.358451893E-9,0,0,0,0,null,0,0,0,0,0,null,0,0,0,0,0]
["Battery O&M",0,0,0,0,0,null,3.0551864777292501E-10,0,0,0,0,null,0,0,0,0,0,null,0,0,0,0,0]
["Diesel capital cost",3484.5,3484.5,3484.5,3484.5,3484.5,null,4065.25,4065.25,4065.25,4065.25,4065.25,null,4646,4646,4646,4646,4646,null,6969,6969,6969,6969,6969]
["Diesel O&M (kW)",730.43695500000001,730.43695500000001,730.43695500000001,730.43695500000001,730.43695500000001,null,852.17644749999999,852.17644749999999,852.17644749999999,852.17644749999999,852.17644749999999,null,973.91593999999998,973.91593999999998,973.91593999999998,973.91593999999998,973.91593999999998,null,1460.87391,1460.87391,1460.87391,1460.87391,1460.87391]
["Diesel O&M (kWh)",1153.259056959314,1042.9031687500569,932.54728054080601,822.19139233154101,711.83550369107104,null,1523.10666542422,1412.7098970933801,1302.3131287625411,1191.916360431695,1081.519592100846,null,1603.9170792576181,1493.520310926767,1383.123542595916,1272.7267742650649,1162.3300059342159,null,1838.685386583109,1728.2477381306819,1617.8100896782539,1507.3724412258271,1396.9347079891529]
["Fuel cost",31388.62091378024,28385.02937924955,25381.437844718981,22377.846310188041,19374.25476392085,null,41454.8816623249,38450.177480439263,35445.47329855361,32440.769116667791,29436.06493478192,null,43654.324563202732,40649.620381316789,37644.916199430823,34640.21201754488,31635.50783565898,null,50044.088733482902,47038.271904242181,44032.455075001468,41026.638245760783,38020.819108920063]
["REopt LCC",53696.2,50582.3,47468.3,44354.400000000001,41240.400000000001,null,58984.5,55869.4,52754.3,49639.199999999997,46524.1,null,60624.6,57509.5,54394.400000000001,51279.3,48164.2,null,66485,63368.7,60252.5,57136.2,54020]
[]
["TMY_medPVBatt_HighDiesel_44_PB_business",100,95,90,85,80,"TMY_medPVBatt_HighDiesel_44_PB_nrel",100,95,90,85,80,"TMY_medPVBatt_HighDiesel_44_PB_average",100,95,90,85,80,"TMY_medPVBatt_HighDiesel_44_PB_residential",100,95,90,85,80]
["PV kW",24.893999999999998,18.995000000000001,17.788,16.669,15.568,null,25.385000000000002,19.870999999999999,18.620999999999999,17.497,16.373000000000001,null,25.574000000000002,20.094000000000001,18.745999999999999,17.635999999999999,16.516999999999999,null,25.79,20.949000000000002,19.329999999999998,18.102,16.952000000000002]
["Battery kW",4.76,4.4820000000000002,3.3690000000000002,2.7930000000000001,2.3490000000000002,null,5.71,5.24,4.6989999999999998,4.3010000000000002,3.911,null,6.78,5.93,5.0949999999999998,4.4960000000000004,4.1029999999999998,null,10.62,9.202,7.6589999999999998,6.5830000000000002,5.6749999999999998]
["Battery kWh",37.49,30.63,27.172999999999998,23.594999999999999,19.952000000000002,null,56.134999999999998,45.798999999999999,42.295000000000002,38.351999999999997,34.430999999999997,null,56.723999999999997,47.610999999999997,44.313000000000002,40.567999999999998,36.655000000000001,null,65.018000000000001,54.433999999999997,51.284999999999997,47.588000000000001,43.792000000000002]
["Generator kW",0,0,0,0,0,null,0,0,0,0,0,null,0,0,0,0,0,null,0,0,0,0,0]
["PV capital cost",44808.84,34190.639999999999,32017.68,30004.560000000001,28022.400000000001,null,45693.72,35768.339999999997,33517.800000000003,31495.32,29471.94,null,46033.919999999998,36168.480000000003,33742.080000000002,31744.44,29730.6,null,46422.36,37708.379999999997,34793.279999999999,32584.14,30513.78]
["PV O&M",4364.00435289096,3329.8809294801599,3118.2528913819201,2922.1919256686401,2729.1462037055999,null,4450.1842265896803,3483.5356473339598,3264.3519693732001,3067.3794183400801,2870.3192148723601,null,4483.3168468684798,3522.50591975712,3286.1949560755202,3091.6416122373598,2895.5105245763998,null,4521.1476376418404,3672.47923535772,3388.5729996883201,3173.42133371916,2971.7856731653201]
["Battery capital cost",24865.678595458368,20885.523665092958,17944.56042382164,15454.792893276421,13056.682511333011,null,35870.64519936288,29824.41130037855,27408.083879268859,24891.718842505921,22394.419517946091,null,37217.491534497429,31468.144729951291,28881.03360014634,26277.95859806324,23782.07735082303,null,45395.385253858803,38304.759986951467,35117.512007090008,32082.958431044812,29155.318584855311]
["Battery O&M",4564.0257477742498,3728.831959478,3308.0272297024999,2872.4068036897502,2428.90983251225,null,6833.8342375382499,5575.5591909567502,5149.0327050337492,4668.9895382077502,4191.5881183689999,null,6905.5874944177503,5796.1754992652504,5394.6299572032503,4938.7155577907497,4462.3610975874999,null,7915.2461494157496,6626.8284044912498,6243.4220468117501,5793.2902732930006,5331.1671597630002]
["Diesel capital cost",0,0,0,0,0,null,0,0,0,0,0,null,0,0,0,0,0,null,0,0,0,0,0]
["Diesel O&M (kW)",0,0,0,0,0,null,0,0,0,0,0,null,0,0,0,0,0,null,0,0,0,0,0]
["Diesel O&M (kWh)",0,0,0,0,0,null,0,0,0,0,0,null,0,0,0,0,0,null,0,0,0,0,0]
["Fuel cost",0,0,0,0,0,null,0,0,0,0,0,null,0,0,0,0,0,null,0,0,0,0,0]
["REopt LCC",78602.5,62134.8,56388.4,51254,46237,null,92848.3,74651.8,69339.199999999997,64123.3,58928.3,null,94640.2,76955.3,71303.8,66052.7,60870.5,null,104254,86312.4,79542.600000000006,73633.7,67971.899999999994]
[]
["TMY_medPVBatt_HighDiesel_44_D_business",100,95,90,85,80,"TMY_medPVBatt_HighDiesel_44_D_nrel",100,95,90,85,80,"TMY_medPVBatt_HighDiesel_44_D_average",100,95,90,85,80,"TMY_medPVBatt_HighDiesel_44_D_residential",100,95,90,85,80]
["PV kW",0,0,0,0,0,null,0,0,0,0,0,null,0,0,0,0,0,null,0,0,0,0,0]
["Battery kW",0,0,0,0,0,null,0,0,0,0,0,null,0,0,0,0,0,null,0,0,0,0,0]
["Battery kWh",0,0,0,0,0,null,0,0,0,0,0,null,0,0,0,0,0,null,0,0,0,0,0]
["Generator kW",6,6,6,6,6,null,7,7,7,7,7,null,8,8,8,8,8,null,12,12,12,12,12]
["PV capital cost",0,0,0,0,0,null,0,0,0,0,0,null,0,0,0,0,0,null,0,0,0,0,0]
["PV O&M",0,0,0,0,0,null,0,0,0,0,0,null,0,0,0,0,0,null,0,0,0,0,0]
["Battery capital cost",0,0,0,0,0,null,0,0,0,0,0,null,0,0,0,0,0,null,0,0,0,0,0]
["Battery O&M",0,0,0,0,0,null,0,0,0,0,0,null,0,0,0,0,0,null,0,0,0,0,0]
["Diesel capital cost",3484.5,3484.5,3484.5,3484.5,3484.5,null,4065.25,4065.25,4065.25,4065.25,4065.25,null,4646,4646,4646,4646,4646,null,6969,6969,6969,6969,6969]
["Diesel O&M (kW)",730.43695500000001,730.43695500000001,730.43695500000001,730.43695500000001,730.43695500000001,null,852.17644749999999,852.17644749999999,852.17644749999999,852.17644749999999,852.17644749999999,null,973.91593999999998,973.91593999999998,973.91593999999998,973.91593999999998,973.91593999999998,null,1460.87391,1460.87391,1460.87391,1460.87391,1460.87391]
["Diesel O&M (kWh)",2207.1177641851491,2096.7618759759098,1986.405987766653,1876.050099557395,1765.6942113481441,null,2207.935366616824,2097.538598285998,1987.141829955169,1876.7450616243359,1766.3482932934969,null,2207.9353666168308,2097.5385982859948,1987.1418299551531,1876.745061624312,1766.3482932934669,null,2208.7529690484798,2098.315320596063,1987.8776721436379,1877.440023691217,1767.002375238792]
["Fuel cost",60071.830690614712,57068.23915608447,54064.647621553748,51061.056087022997,48057.464552492427,null,60094.083637713753,57089.379455828457,54084.675273943139,51079.971092057647,48075.266910172053,null,60094.083637713957,57089.379455828413,54084.675273942703,51079.971092056992,48075.266910171224,null,60116.336584812299,57110.519755571862,54104.702926331243,51098.886097090712,48093.069267850064]
["REopt LCC",66493.600000000006,63379.7,60265.8,57151.8,54037.9,null,67219.199999999997,64104.1,60989,57873.9,54758.8,null,67921.600000000006,64806.5,61691.4,58576.3,55461.2,null,70754.5,67638.2,64522,61405.7,58289.5]
[]
["TMY_medPVBatt_HighDiesel_36_PBD_business",100,95,90,85,80,"TMY_medPVBatt_HighDiesel_36_PBD_nrel",100,95,90,85,80,"TMY_medPVBatt_HighDiesel_36_PBD_average",100,95,90,85,80,"TMY_medPVBatt_HighDiesel_36_PBD_residential",100,95,90,85,80]
["PV kW",8.1219999999999999,8.1219999999999999,8.1219999999999999,8.1219999999999999,8.1219999999999999,null,5.2320000000000002,5.2320000000000002,5.2320000000000002,5.2320000000000002,5.2320000000000002,null,4.6269999999999998,4.6269999999999998,4.6269999999999998,4.6269999999999998,4.6269999999999998,null,2.7450000000000001,2.7450000000000001,2.7450000000000001,2.7450000000000001,2.7450000000000001]
["Battery kW",0,0,0,0,0,null,0,0,0,0,0,null,0,0,0,0,0,null,0,0,0,0,0]
["Battery kWh",0,0,0,0,0,null,0,0,0,0,0,null,0,0,0,0,0,null,0,0,0,0,0]
["Generator kW",6,6,6,6,6,null,7,7,7,7,7,null,8,8,8,8,8,null,12,12,12,12,12]
["PV capital cost",14618.718000000001,14618.718000000001,14618.718000000001,14618.718000000001,14618.718000000001,null,9418.1400000000012,9418.1400000000012,9418.1400000000012,9418.1400000000012,9418.1400000000012,null,8329.0499999999993,8329.0499999999993,8329.0499999999993,8329.0499999999993,8329.0499999999993,null,4941.0179999999991,4941.0179999999991,4941.0179999999991,4941.0179999999991,4941.0179999999991]
["PV O&M",1423.7402482564919,1423.7402482564919,1423.7402482564919,1423.7402482564919,1423.7402482564919,null,917.24766711516008,917.24766711516008,917.24766711516008,917.24766711516008,917.24766711516008,null,811.1794560057001,811.1794560057001,811.1794560057001,811.1794560057001,811.1794560057001,null,481.21361900269198,481.21361900269198,481.21361900269198,481.21361900269198,481.21361900269198]
["Battery capital cost",2.4134726579999991E-9,0,0,0,0,null,0,0,0,0,0,null,0,0,0,0,0,null,0,0,0,0,0]
["Battery O&M",5.4279500563004993E-10,0,0,0,0,null,0,0,0,0,0,null,0,0,0,0,0,null,0,0,0,0,0]
["Diesel capital cost",3484.5,3484.5,3484.5,3484.5,3484.5,null,4065.25,4065.25,4065.25,4065.25,4065.25,null,4646,4646,4646,4646,4646,null,6969,6969,6969,6969,6969]
["Diesel O&M (kW)",730.43695500000001,730.43695500000001,730.43695500000001,730.43695500000001,730.43695500000001,null,852.17644749999999,852.17644749999999,852.17644749999999,852.17644749999999,852.17644749999999,null,973.91593999999998,973.91593999999998,973.91593999999998,973.91593999999998,973.91593999999998,null,1460.87391,1460.87391,1460.87391,1460.87391,1460.87391]
["Diesel O&M (kWh)",1188.411757749546,1078.0558699882911,967.69998133103741,857.34409345778033,746.98820186274042,null,1552.690447529694,1442.293679198855,1331.896910868013,1221.500142537167,1111.103374206321,null,1627.6546065294781,1517.257838198628,1406.861069867778,1296.464301536927,1186.067533206078,null,1867.914233817598,1757.476585365167,1647.038936912739,1536.601288460311,1426.1636400078851]
["Fuel cost",26464.40445570337,24006.920482881949,21549.436490107761,19091.952514792181,16634.468456597289,null,34576.423306132157,32118.02897549847,29659.634644864709,27201.240314230861,24742.84598359701,null,36245.778906592357,33787.384575958407,31328.99024532449,28870.59591469053,26412.201584056591,null,41596.052420353182,39136.747741883461,36677.443063413753,34218.138384944061,31758.83370647443]
["REopt LCC",47909.9,45342.1,42774.3,40206.400000000001,37638.6,null,51381.599999999999,48812.800000000003,46244,43675.199999999997,41106.5,null,52633.2,50064.4,47495.7,44926.9,42358.1,null,57315.6,54745.8,52176.1,49606.400000000001,47036.6]
[]
["TMY_medPVBatt_HighDiesel_36_PB_business",100,95,90,85,80,"TMY_medPVBatt_HighDiesel_36_PB_nrel",100,95,90,85,80,"TMY_medPVBatt_HighDiesel_36_PB_average",100,95,90,85,80,"TMY_medPVBatt_HighDiesel_36_PB_residential",100,95,90,85,80]
["PV kW",24.893999999999998,18.995000000000001,17.788,16.669,15.568,null,25.385000000000002,19.870999999999999,18.620999999999999,17.497,16.373000000000001,null,25.574000000000002,20.094000000000001,18.745999999999999,17.635999999999999,16.516999999999999,null,25.79,20.949000000000002,19.329999999999998,18.102,16.952000000000002]
["Battery kW",4.76,4.4820000000000002,3.3690000000000002,2.7930000000000001,2.3490000000000002,null,5.71,5.24,4.6989999999999998,4.3010000000000002,3.911,null,6.78,5.93,5.0949999999999998,4.4960000000000004,4.1029999999999998,null,10.62,9.202,7.6589999999999998,6.5830000000000002,5.6749999999999998]
["Battery kWh",37.49,30.63,27.172999999999998,23.594999999999999,19.952000000000002,null,56.134999999999998,45.798999999999999,42.295000000000002,38.351999999999997,34.430999999999997,null,56.723999999999997,47.610999999999997,44.313000000000002,40.567999999999998,36.655000000000001,null,65.018000000000001,54.433999999999997,51.284999999999997,47.588000000000001,43.792000000000002]
["Generator kW",0,0,0,0,0,null,0,0,0,0,0,null,0,0,0,0,0,null,0,0,0,0,0]
["PV capital cost",44808.84,34190.639999999999,32017.68,30004.560000000001,28022.400000000001,null,45693.72,35768.339999999997,33517.800000000003,31495.32,29471.94,null,46033.919999999998,36168.480000000003,33742.080000000002,31744.44,29730.6,null,46422.36,37708.379999999997,34793.279999999999,32584.14,30513.78]
["PV O&M",4364.00435289096,3329.8809294801599,3118.2528913819201,2922.1919256686401,2729.1462037055999,null,4450.1842265896803,3483.5356473339598,3264.3519693732001,3067.3794183400801,2870.3192148723601,null,4483.3168468684798,3522.50591975712,3286.1949560755202,3091.6416122373598,2895.5105245763998,null,4521.1476376418404,3672.47923535772,3388.5729996883201,3173.42133371916,2971.7856731653201]
["Battery capital cost",24865.678595458368,20885.523665092958,17944.56042382164,15454.792893276421,13056.682511333011,null,35870.64519936288,29824.41130037855,27408.083879268859,24891.718842505921,22394.419517946091,null,37217.491534497429,31468.144729951291,28881.03360014634,26277.95859806324,23782.07735082303,null,45395.385253858803,38304.759986951467,35117.512007090008,32082.958431044812,29155.318584855311]
["Battery O&M",4564.0257477742498,3728.831959478,3308.0272297024999,2872.4068036897502,2428.90983251225,null,6833.8342375382499,5575.5591909567502,5149.0327050337492,4668.9895382077502,4191.5881183689999,null,6905.5874944177503,5796.1754992652504,5394.6299572032503,4938.7155577907497,4462.3610975874999,null,7915.2461494157496,6626.8284044912498,6243.4220468117501,5793.2902732930006,5331.1671597630002]
["Diesel capital cost",0,0,0,0,0,null,0,0,0,0,0,null,0,0,0,0,0,null,0,0,0,0,0]
["Diesel O&M (kW)",0,0,0,0,0,null,0,0,0,0,0,null,0,0,0,0,0,null,0,0,0,0,0]
["Diesel O&M (kWh)",0,0,0,0,0,null,0,0,0,0,0,null,0,0,0,0,0,null,0,0,0,0,0]
["Fuel cost",0,0,0,0,0,null,0,0,0,0,0,null,0,0,0,0,0,null,0,0,0,0,0]
["REopt LCC",78602.5,62134.8,56388.4,51254,46237,null,92848.3,74651.8,69339.199999999997,64123.3,58928.3,null,94640.2,76955.3,71303.8,66052.7,60870.5,null,104254,86312.4,79542.600000000006,73633.7,67971.899999999994]
[]
["TMY_medPVBatt_HighDiesel_36_D_business",100,95,90,85,80,"TMY_medPVBatt_HighDiesel_36_D_nrel",100,95,90,85,80,"TMY_medPVBatt_HighDiesel_36_D_average",100,95,90,85,80,"TMY_medPVBatt_HighDiesel_36_D_residential",100,95,90,85,80]
["PV kW",0,0,0,0,0,null,0,0,0,0,0,null,0,0,0,0,0,null,0,0,0,0,0]
["Battery kW",0,0,0,0,0,null,0,0,0,0,0,null,0,0,0,0,0,null,0,0,0,0,0]
["Battery kWh",0,0,0,0,0,null,0,0,0,0,0,null,0,0,0,0,0,null,0,0,0,0,0]
["Generator kW",6,6,6,6,6,null,7,7,7,7,7,null,8,8,8,8,8,null,12,12,12,12,12]
["PV capital cost",0,0,0,0,0,null,0,0,0,0,0,null,0,0,0,0,0,null,0,0,0,0,0]
["PV O&M",0,0,0,0,0,null,0,0,0,0,0,null,0,0,0,0,0,null,0,0,0,0,0]
["Battery capital cost",0,0,0,0,0,null,0,0,0,0,0,null,0,0,0,0,0,null,0,0,0,0,0]
["Battery O&M",0,0,0,0,0,null,0,0,0,0,0,null,0,0,0,0,0,null,0,0,0,0,0]
["Diesel capital cost",3484.5,3484.5,3484.5,3484.5,3484.5,null,4065.25,4065.25,4065.25,4065.25,4065.25,null,4646,4646,4646,4646,4646,null,6969,6969,6969,6969,6969]
["Diesel O&M (kW)",730.43695500000001,730.43695500000001,730.43695500000001,730.43695500000001,730.43695500000001,null,852.17644749999999,852.17644749999999,852.17644749999999,852.17644749999999,852.17644749999999,null,973.91593999999998,973.91593999999998,973.91593999999998,973.91593999999998,973.91593999999998,null,1460.87391,1460.87391,1460.87391,1460.87391,1460.87391]
["Diesel O&M (kWh)",2207.1177641851491,2096.7618759759048,1986.40598776665,1876.0500995573921,1765.6942113481441,null,2207.935366616824,2097.5385982860039,1987.141829955169,1876.7450616243341,1766.3482932934969,null,2207.9353666168308,2097.5385982859948,1987.1418299551531,1876.745061624312,1766.3482932934669,null,2208.7529690484798,2098.315320596063,1987.8776721436379,1877.440023691217,1767.002375238792]
["Fuel cost",49149.67965595748,46692.195673159913,44234.711690362077,41777.227707564212,39319.743724766537,null,49167.886612674891,46709.492282041632,44251.097951408003,41792.703620774402,39334.309290140758,null,49167.886612675058,46709.492282041429,44251.097951407683,41792.703620773907,39334.309290140081,null,49186.093569391873,46726.78889092242,44267.484212452837,41808.179533983312,39348.874855513677]
["REopt LCC",55571.5,53003.7,50435.8,47868,45300.1,null,56293,53724.2,51155.4,48586.6,46017.8,null,56995.4,54426.6,51857.8,49289,46720.3,null,59824.2,57254.5,54684.800000000003,52115,49545.3]
[]
["TMY_medPVBatt_HighDiesel_32_PBD_business",100,95,90,85,80,"TMY_medPVBatt_HighDiesel_32_PBD_nrel",100,95,90,85,80,"TMY_medPVBatt_HighDiesel_32_PBD_average",100,95,90,85,80,"TMY_medPVBatt_HighDiesel_32_PBD_residential",100,95,90,85,80]
["PV kW",7.82,7.82,7.82,7.82,7.82,null,4.9950000000000001,4.9950000000000001,4.9950000000000001,4.9950000000000001,4.9950000000000001,null,4.444,4.444,4.444,4.444,4.444,null,2.5870000000000002,2.5870000000000002,2.5870000000000002,2.5870000000000002,2.5870000000000002]
["Battery kW",0,0,0,0,0,null,0,0,0,0,0,null,0,0,0,0,0,null,0,0,0,0,0]
["Battery kWh",0,0,0,0,0,null,0,0,0,0,0,null,0,0,0,0,0,null,0,0,0,0,0]
["Generator kW",6,6,6,6,6,null,7,7,7,7,7,null,8,8,8,8,8,null,12,12,12,12,12]
["PV capital cost",14075.657999999999,14075.657999999999,14075.657999999999,14075.657999999999,14075.657999999999,null,8990.7479999999996,8990.7479999999996,8990.7479999999996,8990.7479999999996,8990.7479999999996,null,7999.9920000000002,7999.9920000000002,7999.9920000000002,7999.9920000000002,7999.9920000000002,null,4656.4920000000002,4656.4920000000002,4656.4920000000002,4656.4920000000002,4656.4920000000002]
["PV O&M",1370.8507692188521,1370.8507692188521,1370.8507692188521,1370.8507692188521,1370.8507692188521,null,875.62327897231205,875.62327897231205,875.62327897231205,875.62327897231205,875.62327897231205,null,779.13197286724801,779.13197286724801,779.13197286724801,779.13197286724801,779.13197286724801,null,453.503178328248,453.503178328248,453.503178328248,453.503178328248,453.503178328248]
["Battery capital cost",0,0,0,0,0,null,0,0,0,0,0,null,0,0,0,0,0,null,0,0,0,0,0]
["Battery O&M",0,0,0,0,0,null,0,0,0,0,0,null,0,0,0,0,0,null,0,0,0,0,0]
["Diesel capital cost",3484.5,3484.5,3484.5,3484.5,3484.5,null,4065.25,4065.25,4065.25,4065.25,4065.25,null,4646,4646,4646,4646,4646,null,6969,6969,6969,6969,6969]
["Diesel O&M (kW)",730.43695500000001,730.43695500000001,730.43695500000001,730.43695500000001,730.43695500000001,null,852.17644749999999,852.17644749999999,852.17644749999999,852.17644749999999,852.17644749999999,null,973.91593999999998,973.91593999999998,973.91593999999998,973.91593999999998,973.91593999999998,null,1460.87391,1460.87391,1460.87391,1460.87391,1460.87391]
["Diesel O&M (kWh)",1215.551445168169,1105.1955569589161,994.83966874966427,884.48378054040813,774.12789488027067,null,1573.9968223267081,1463.6000539958691,1353.2032856650319,1242.8065173341861,1132.409749003338,null,1644.1214023099619,1533.72463397911,1423.327865648258,1312.9310973174081,1202.5343289865559,null,1882.0585550846711,1771.620906632246,1661.183258179818,1550.7456097273889,1440.3079612749621]
["Fuel cost",24061.12929714768,21876.699090216331,19692.268883284989,17507.838676353571,15323.40851988047,null,31156.345711113019,28971.106306105288,26785.866901097601,24600.627496089732,22415.388091081819,null,32544.420722328869,30359.181317320861,28173.941912312879,25988.702507304941,23803.463102296959,null,37254.247377765401,35068.198774681317,32882.150171597154,30696.101568512961,28510.052965428811]
["REopt LCC",44937.9,42643.1,40348.300000000003,38053.5,35758.699999999997,null,47513.8,45218.2,42922.6,40626.9,38331.300000000003,null,48587.199999999997,46291.6,43996,41700.300000000003,39404.699999999997,null,52675.7,50379.199999999997,48082.7,45786.2,43489.7]
[]
["TMY_medPVBatt_HighDiesel_32_PB_business",100,95,90,85,80,"TMY_medPVBatt_HighDiesel_32_PB_nrel",100,95,90,85,80,"TMY_medPVBatt_HighDiesel_32_PB_average",100,95,90,85,80,"TMY_medPVBatt_HighDiesel_32_PB_residential",100,95,90,85,80]
["PV kW",24.893999999999998,18.995000000000001,17.788,16.669,15.568,null,25.385000000000002,19.870999999999999,18.620999999999999,17.497,16.373000000000001,null,25.574000000000002,20.094000000000001,18.745999999999999,17.635999999999999,16.516999999999999,null,25.79,20.949000000000002,19.329999999999998,18.102,16.952000000000002]
["Battery kW",4.76,4.4820000000000002,3.3690000000000002,2.7930000000000001,2.3490000000000002,null,5.71,5.24,4.6989999999999998,4.3010000000000002,3.911,null,6.78,5.93,5.0949999999999998,4.4960000000000004,4.1029999999999998,null,10.62,9.202,7.6589999999999998,6.5830000000000002,5.6749999999999998]
["Battery kWh",37.49,30.63,27.172999999999998,23.594999999999999,19.952000000000002,null,56.134999999999998,45.798999999999999,42.295000000000002,38.351999999999997,34.430999999999997,null,56.723999999999997,47.610999999999997,44.313000000000002,40.567999999999998,36.655000000000001,null,65.018000000000001,54.433999999999997,51.284999999999997,47.588000000000001,43.792000000000002]
["Generator kW",0,0,0,0,0,null,0,0,0,0,0,null,0,0,0,0,0,null,0,0,0,0,0]
["PV capital cost",44808.84,34190.639999999999,32017.68,30004.560000000001,28022.400000000001,null,45693.72,35768.339999999997,33517.800000000003,31495.32,29471.94,null,46033.919999999998,36168.480000000003,33742.080000000002,31744.44,29730.6,null,46422.36,37708.379999999997,34793.279999999999,32584.14,30513.78]
["PV O&M",4364.00435289096,3329.8809294801599,3118.2528913819201,2922.1919256686401,2729.1462037055999,null,4450.1842265896803,3483.5356473339598,3264.3519693732001,3067.3794183400801,2870.3192148723601,null,4483.3168468684798,3522.50591975712,3286.1949560755202,3091.6416122373598,2895.5105245763998,null,4521.1476376418404,3672.47923535772,3388.5729996883201,3173.42133371916,2971.7856731653201]
["Battery capital cost",24865.678595458368,20885.523665092958,17944.56042382164,15454.792893276421,13056.682511333011,null,35870.64519936288,29824.41130037855,27408.083879268859,24891.718842505921,22394.419517946091,null,37217.491534497429,31468.144729951291,28881.03360014634,26277.95859806324,23782.07735082303,null,45395.385253858803,38304.759986951467,35117.512007090008,32082.958431044812,29155.318584855311]
["Battery O&M",4564.0257477742498,3728.831959478,3308.0272297024999,2872.4068036897502,2428.90983251225,null,6833.8342375382499,5575.5591909567502,5149.0327050337492,4668.9895382077502,4191.5881183689999,null,6905.5874944177503,5796.1754992652504,5394.6299572032503,4938.7155577907497,4462.3610975874999,null,7915.2461494157496,6626.8284044912498,6243.4220468117501,5793.2902732930006,5331.1671597630002]
["Diesel capital cost",0,0,0,0,0,null,0,0,0,0,0,null,0,0,0,0,0,null,0,0,0,0,0]
["Diesel O&M (kW)",0,0,0,0,0,null,0,0,0,0,0,null,0,0,0,0,0,null,0,0,0,0,0]
["Diesel O&M (kWh)",0,0,0,0,0,null,0,0,0,0,0,null,0,0,0,0,0,null,0,0,0,0,0]
["Fuel cost",0,0,0,0,0,null,0,0,0,0,0,null,0,0,0,0,0,null,0,0,0,0,0]
["REopt LCC",78602.5,62134.8,56388.4,51254,46237,null,92848.3,74651.8,69339.199999999997,64123.3,58928.3,null,94640.2,76955.3,71303.8,66052.7,60870.5,null,104254,86312.4,79542.600000000006,73633.7,67971.899999999994]
[]
["TMY_medPVBatt_HighDiesel_32_D_business",100,95,90,85,80,"TMY_medPVBatt_HighDiesel_32_D_nrel",100,95,90,85,80,"TMY_medPVBatt_HighDiesel_32_D_average",100,95,90,85,80,"TMY_medPVBatt_HighDiesel_32_D_residential",100,95,90,85,80]
["PV kW",0,0,0,0,0,null,0,0,0,0,0,null,0,0,0,0,0,null,0,0,0,0,0]
["Battery kW",0,0,0,0,0,null,0,0,0,0,0,null,0,0,0,0,0,null,0,0,0,0,0]
["Battery kWh",0,0,0,0,0,null,0,0,0,0,0,null,0,0,0,0,0,null,0,0,0,0,0]
["Generator kW",6,6,6,6,6,null,7,7,7,7,7,null,8,8,8,8,8,null,12,12,12,12,12]
["PV capital cost",0,0,0,0,0,null,0,0,0,0,0,null,0,0,0,0,0,null,0,0,0,0,0]
["PV O&M",0,0,0,0,0,null,0,0,0,0,0,null,0,0,0,0,0,null,0,0,0,0,0]
["Battery capital cost",0,0,0,0,0,null,0,0,0,0,0,null,0,0,0,0,0,null,0,0,0,0,0]
["Battery O&M",0,0,0,0,0,null,0,0,0,0,0,null,0,0,0,0,0,null,0,0,0,0,0]
["Diesel capital cost",3484.5,3484.5,3484.5,3484.5,3484.5,null,4065.25,4065.25,4065.25,4065.25,4065.25,null,4646,4646,4646,4646,4646,null,6969,6969,6969,6969,6969]
["Diesel O&M (kW)",730.43695500000001,730.43695500000001,730.43695500000001,730.43695500000001,730.43695500000001,null,852.17644749999999,852.17644749999999,852.17644749999999,852.17644749999999,852.17644749999999,null,973.91593999999998,973.91593999999998,973.91593999999998,973.91593999999998,973.91593999999998,null,1460.87391,1460.87391,1460.87391,1460.87391,1460.87391]
["Diesel O&M (kWh)",2207.1177641851491,2096.7618759759098,1986.4059877666459,1876.0500995573941,1765.6942113481371,null,2207.935366616824,2097.5385982860039,1987.141829955169,1876.7450616243341,1766.3482932934969,null,2207.9353666168308,2097.5385982859948,1987.1418299551531,1876.745061624312,1766.3482932934669,null,2208.7529690484798,2098.315320596063,1987.8776721436379,1877.440023691217,1767.002375238792]
["Fuel cost",43688.604138628878,41504.173931697791,39319.743724766216,37135.313517834882,34950.883310903453,null,43704.788100155471,41519.548695148122,39334.309290140438,37149.06988513282,34963.830480125129,null,43704.788100155602,41519.54869514794,39334.309290140147,37149.069885132383,34963.830480124532,null,43720.972061681678,41534.923458597717,39348.874855513634,37162.826252429608,34976.777649345488]
["REopt LCC",50110.400000000001,47815.6,45520.800000000003,43226.1,40931.300000000003,null,50829.9,48534.2,46238.6,43943,41647.300000000003,null,51532.3,49236.7,46941,44645.4,42349.8,null,54359.1,52062.6,49766.1,47469.7,45173.2]
[]
["TMY_medPVBatt_MedDiesel_44_PBD_business",100,95,90,85,80,"TMY_medPVBatt_MedDiesel_44_PBD_nrel",100,95,90,85,80,"TMY_medPVBatt_MedDiesel_44_PBD_average",100,95,90,85,80,"TMY_medPVBatt_MedDiesel_44_PBD_residential",100,95,90,85,80]
["PV kW",8.1720000000000006,8.1720000000000006,8.1720000000000006,8.1720000000000006,8.1720000000000006,null,5.2770000000000001,5.2770000000000001,5.2770000000000001,5.2770000000000001,5.2770000000000001,null,4.6520000000000001,4.6520000000000001,4.6520000000000001,4.6520000000000001,4.6520000000000001,null,2.7690000000000001,2.7690000000000001,2.7690000000000001,2.7690000000000001,2.7690000000000001]
["Battery kW",0,0,0,0,0,null,0,0,0,0,0,null,0,0,0,0,0,null,0,0,0,0,0]
["Battery kWh",0,0,0,0,0,null,0,0,0,0,0,null,0,0,0,0,0,null,0,0,0,0,0]
["Generator kW",6,6,6,6,6,null,7,7,7,7,7,null,8,8,8,8,8,null,12,12,12,12,12]
["PV capital cost",14709.672,14709.672,14709.672,14709.672,14709.672,null,9498.366,9498.366,9498.366,9498.366,9498.366,null,8373.8880000000008,8373.8880000000008,8373.8880000000008,8373.8880000000008,8373.8880000000008,null,4983.93,4983.93,4983.93,4983.93,4983.93]
["PV O&M",1432.598403297168,1432.598403297168,1432.598403297168,1432.598403297168,1432.598403297168,null,925.061005135404,925.061005135404,925.061005135404,925.061005135404,925.061005135404,null,815.54630029747204,815.54630029747204,815.54630029747204,815.54630029747204,815.54630029747204,null,485.39288708442001,485.39288708442001,485.39288708442001,485.39288708442001,485.39288708442001]
["Battery capital cost",1.8444635109999999E-9,0,0,0,0,null,0,0,0,0,0,null,0,0,0,0,0,null,0,0,0,0,0]
["Battery O&M",4.1482366850897498E-10,0,0,0,0,null,0,0,0,0,0,null,0,0,0,0,0,null,0,0,0,0,0]
["Diesel capital cost",2787.6,2787.6,2787.6,2787.6,2787.6,null,3252.2,3252.2,3252.2,3252.2,3252.2,null,3716.8,3716.8,3716.8,3716.8,3716.8,null,5575.2000000000007,5575.2000000000007,5575.2000000000007,5575.2000000000007,5575.2000000000007]
["Diesel O&M (kW)",730.43695500000001,730.43695500000001,730.43695500000001,730.43695500000001,730.43695500000001,null,852.17644749999999,852.17644749999999,852.17644749999999,852.17644749999999,852.17644749999999,null,973.91593999999998,973.91593999999998,973.91593999999998,973.91593999999998,973.91593999999998,null,1460.87391,1460.87391,1460.87391,1460.87391,1460.87391]
["Diesel O&M (kWh)",1184.170406117448,1073.814517908191,963.45862969893938,853.10274148967983,742.74685610842039,null,1548.933799019451,1438.537030688612,1328.140262357771,1217.7434940269261,1107.346725696083,null,1625.5577263211269,1515.1609579902761,1404.764189659425,1294.3674213285731,1183.970652997722,null,1865.905897241505,1755.4682487890791,1645.0306003366529,1534.5929518842261,1424.155303431801]
["Fuel cost",26858.287498834619,24355.294553392348,21852.301607950209,19349.30866250789,16846.315781207712,null,35131.522520585968,32627.60236901461,30123.682217443209,27619.762065871721,25115.84191430025,null,36869.437484620357,34365.517333048731,31861.597181477111,29357.677029905459,26853.756878333828,null,42320.798404510082,39815.951046809503,37311.103689108953,34806.256331408367,32301.408973707821]
["REopt LCC",47702.5,45089.1,42475.8,39862.5,37249.1,null,51208,48593.599999999999,45979.3,43365,40750.699999999997,null,52374.8,49760.5,47146.2,44531.9,41917.599999999999,null,56691.6,54076.3,51461,48845.8,46230.5]
[]
["TMY_medPVBatt_MedDiesel_44_PB_business",100,95,90,85,80,"TMY_medPVBatt_MedDiesel_44_PB_nrel",100,95,90,85,80,"TMY_medPVBatt_MedDiesel_44_PB_average",100,95,90,85,80,"TMY_medPVBatt_MedDiesel_44_PB_residential",100,95,90,85,80]
["PV kW",24.893999999999998,18.995000000000001,17.788,16.669,15.568,null,25.385000000000002,19.870999999999999,18.620999999999999,17.497,16.373000000000001,null,25.574000000000002,20.094000000000001,18.745999999999999,17.635999999999999,16.516999999999999,null,25.79,20.949000000000002,19.329999999999998,18.102,16.952000000000002]
["Battery kW",4.76,4.4820000000000002,3.3690000000000002,2.7930000000000001,2.3490000000000002,null,5.71,5.24,4.6989999999999998,4.3010000000000002,3.911,null,6.78,5.93,5.0949999999999998,4.4960000000000004,4.1029999999999998,null,10.62,9.202,7.6589999999999998,6.5830000000000002,5.6749999999999998]
["Battery kWh",37.49,30.63,27.172999999999998,23.594999999999999,19.952000000000002,null,56.134999999999998,45.798999999999999,42.295000000000002,38.351999999999997,34.430999999999997,null,56.723999999999997,47.610999999999997,44.313000000000002,40.567999999999998,36.655000000000001,null,65.018000000000001,54.433999999999997,51.284999999999997,47.588000000000001,43.792000000000002]
["Generator kW",0,0,0,0,0,null,0,0,0,0,0,null,0,0,0,0,0,null,0,0,0,0,0]
["PV capital cost",44808.84,34190.639999999999,32017.68,30004.560000000001,28022.400000000001,null,45693.72,35768.339999999997,33517.800000000003,31495.32,29471.94,null,46033.919999999998,36168.480000000003,33742.080000000002,31744.44,29730.6,null,46422.36,37708.379999999997,34793.279999999999,32584.14,30513.78]
["PV O&M",4364.00435289096,3329.8809294801599,3118.2528913819201,2922.1919256686401,2729.1462037055999,null,4450.1842265896803,3483.5356473339598,3264.3519693732001,3067.3794183400801,2870.3192148723601,null,4483.3168468684798,3522.50591975712,3286.1949560755202,3091.6416122373598,2895.5105245763998,null,4521.1476376418404,3672.47923535772,3388.5729996883201,3173.42133371916,2971.7856731653201]
["Battery capital cost",24865.678595458368,20885.523665092958,17944.56042382164,15454.792893276421,13056.682511333011,null,35870.64519936288,29824.41130037855,27408.083879268859,24891.718842505921,22394.419517946091,null,37217.491534497429,31468.144729951291,28881.03360014634,26277.95859806324,23782.07735082303,null,45395.385253858803,38304.759986951467,35117.512007090008,32082.958431044812,29155.318584855311]
["Battery O&M",4564.0257477742498,3728.831959478,3308.0272297024999,2872.4068036897502,2428.90983251225,null,6833.8342375382499,5575.5591909567502,5149.0327050337492,4668.9895382077502,4191.5881183689999,null,6905.5874944177503,5796.1754992652504,5394.6299572032503,4938.7155577907497,4462.3610975874999,null,7915.2461494157496,6626.8284044912498,6243.4220468117501,5793.2902732930006,5331.1671597630002]
["Diesel capital cost",0,0,0,0,0,null,0,0,0,0,0,null,0,0,0,0,0,null,0,0,0,0,0]
["Diesel O&M (kW)",0,0,0,0,0,null,0,0,0,0,0,null,0,0,0,0,0,null,0,0,0,0,0]
["Diesel O&M (kWh)",0,0,0,0,0,null,0,0,0,0,0,null,0,0,0,0,0,null,0,0,0,0,0]
["Fuel cost",0,0,0,0,0,null,0,0,0,0,0,null,0,0,0,0,0,null,0,0,0,0,0]
["REopt LCC",78602.5,62134.8,56388.4,51254,46237,null,92848.3,74651.8,69339.199999999997,64123.3,58928.3,null,94640.2,76955.3,71303.8,66052.7,60870.5,null,104254,86312.4,79542.600000000006,73633.7,67971.899999999994]
[]
["TMY_medPVBatt_MedDiesel_44_D_business",100,95,90,85,80,"TMY_medPVBatt_MedDiesel_44_D_nrel",100,95,90,85,80,"TMY_medPVBatt_MedDiesel_44_D_average",100,95,90,85,80,"TMY_medPVBatt_MedDiesel_44_D_residential",100,95,90,85,80]
["PV kW",0,0,0,0,0,null,0,0,0,0,0,null,0,0,0,0,0,null,0,0,0,0,0]
["Battery kW",0,0,0,0,0,null,0,0,0,0,0,null,0,0,0,0,0,null,0,0,0,0,0]
["Battery kWh",0,0,0,0,0,null,0,0,0,0,0,null,0,0,0,0,0,null,0,0,0,0,0]
["Generator kW",6,6,6,6,6,null,7,7,7,7,7,null,8,8,8,8,8,null,12,12,12,12,12]
["PV capital cost",0,0,0,0,0,null,0,0,0,0,0,null,0,0,0,0,0,null,0,0,0,0,0]
["PV O&M",0,0,0,0,0,null,0,0,0,0,0,null,0,0,0,0,0,null,0,0,0,0,0]
["Battery capital cost",0,0,0,0,0,null,0,0,0,0,0,null,0,0,0,0,0,null,0,0,0,0,0]
["Battery O&M",0,0,0,0,0,null,0,0,0,0,0,null,0,0,0,0,0,null,0,0,0,0,0]
["Diesel capital cost",2787.6,2787.6,2787.6,2787.6,2787.6,null,3252.2,3252.2,3252.2,3252.2,3252.2,null,3716.8,3716.8,3716.8,3716.8,3716.8,null,5575.2000000000007,5575.2000000000007,5575.2000000000007,5575.2000000000007,5575.2000000000007]
["Diesel O&M (kW)",730.43695500000001,730.43695500000001,730.43695500000001,730.43695500000001,730.43695500000001,null,852.17644749999999,852.17644749999999,852.17644749999999,852.17644749999999,852.17644749999999,null,973.91593999999998,973.91593999999998,973.91593999999998,973.91593999999998,973.91593999999998,null,1460.87391,1460.87391,1460.87391,1460.87391,1460.87391]
["Diesel O&M (kWh)",2207.1177641851491,2096.7618759759048,1986.40598776665,1876.0500995573921,1765.6942113481441,null,2207.935366616824,2097.5385982860039,1987.141829955169,1876.7450616243341,1766.3482932934969,null,2207.9353666168308,2097.5385982859948,1987.1418299551531,1876.745061624312,1766.3482932934669,null,2208.7529690484798,2098.315320596063,1987.8776721436379,1877.440023691217,1767.002375238792]
["Fuel cost",50059.858908845592,47556.865963403638,45053.873017961392,42550.880072519089,40047.887127077032,null,50078.403031428148,47574.482879857213,45070.562728285942,42566.642576714679,40062.72242514338,null,50078.403031428294,47574.482879857023,45070.562728285593,42566.64257671417,40062.722425142689,null,50096.94715401026,47592.099796309893,45087.252438609372,42582.405080908917,40077.557723208367]
["REopt LCC",55784.800000000003,53171.4,50558.1,47944.7,45331.4,null,56390.400000000001,53776.1,51161.8,48547.5,45933.2,null,56976.7,54362.400000000001,51748.1,49133.8,46519.5,null,59341.3,56726,54110.7,51495.4,48880.2]
[]
["TMY_medPVBatt_MedDiesel_36_PBD_business",100,95,90,85,80,"TMY_medPVBatt_MedDiesel_36_PBD_nrel",100,95,90,85,80,"TMY_medPVBatt_MedDiesel_36_PBD_average",100,95,90,85,80,"TMY_medPVBatt_MedDiesel_36_PBD_residential",100,95,90,85,80]
["PV kW",7.6479999999999997,7.6479999999999997,7.6479999999999997,7.6479999999999997,7.6479999999999997,null,4.8550000000000004,4.8550000000000004,4.8550000000000004,4.8550000000000004,4.8550000000000004,null,4.3230000000000004,4.3230000000000004,4.3230000000000004,4.3230000000000004,4.3230000000000004,null,2.5110000000000001,2.5110000000000001,2.5110000000000001,2.5110000000000001,2.5110000000000001]
["Battery kW",0,0,0,0,0,null,0,0,0,0,0,null,0,0,0,0,0,null,0,0,0,0,0]
["Battery kWh",0,0,0,0,0,null,0,0,0,0,0,null,0,0,0,0,0,null,0,0,0,0,0]
["Generator kW",6,6,6,6,6,null,7,7,7,7,7,null,8,8,8,8,8,null,12,12,12,12,12]
["PV capital cost",13766.922,13766.922,13766.922,13766.922,13766.922,null,8738.2080000000005,8738.2080000000005,8738.2080000000005,8738.2080000000005,8738.2080000000005,null,7781.6879999999992,7781.6879999999992,7781.6879999999992,7781.6879999999992,7781.6879999999992,null,4520.1779999999999,4520.1779999999999,4520.1779999999999,4520.1779999999999,4520.1779999999999]
["PV O&M",1340.782478053668,1340.782478053668,1340.782478053668,1340.782478053668,1340.782478053668,null,851.02800582355201,851.02800582355201,851.02800582355201,851.02800582355201,851.02800582355201,null,757.87099833067202,757.87099833067202,757.87099833067202,757.87099833067202,757.87099833067202,null,440.22734058373192,440.22734058373192,440.22734058373192,440.22734058373192,440.22734058373192]
["Battery capital cost",0,0,0,0,0,null,0,0,0,0,0,null,0,0,0,0,0,null,0,0,0,0,0]
["Battery O&M",0,0,0,0,0,null,0,0,0,0,0,null,0,0,0,0,0,null,0,0,0,0,0]
["Diesel capital cost",2787.6,2787.6,2787.6,2787.6,2787.6,null,3252.2,3252.2,3252.2,3252.2,3252.2,null,3716.8,3716.8,3716.8,3716.8,3716.8,null,5575.2000000000007,5575.2000000000007,5575.2000000000007,5575.2000000000007,5575.2000000000007]
["Diesel O&M (kW)",730.43695500000001,730.43695500000001,730.43695500000001,730.43695500000001,730.43695500000001,null,852.17644749999999,852.17644749999999,852.17644749999999,852.17644749999999,852.17644749999999,null,973.91593999999998,973.91593999999998,973.91593999999998,973.91593999999998,973.91593999999998,null,1460.87391,1460.87391,1460.87391,1460.87391,1460.87391]
["Diesel O&M (kWh)",1232.3505830809561,1121.9946948717029,1011.638806662453,901.28291822919482,790.92703564234489,null,1587.727787513579,1477.33101918274,1366.934250851901,1256.537482521054,1146.14071419021,null,1656.003905524733,1545.607137193882,1435.210368863032,1324.813600532181,1214.4168322013311,null,1889.5040534792181,1779.066405026791,1668.6287565743651,1558.191108121938,1447.7534596695129]
["Fuel cost",22869.054748355349,20821.151429357211,18773.24811035912,16725.344787204049,14677.441572542321,null,29463.88324607777,27415.22130388303,25366.55936168828,23317.89741949338,21269.235477298549,null,30730.901172826041,28682.239230631068,26633.577288436121,24584.91534624116,22536.253404046201,null,35064.024993784558,33014.604428393162,30965.183863001799,28915.763297610421,26866.342732219069]
["REopt LCC",42726.9,40568.6,38410.400000000001,36252.1,34093.800000000003,null,44744.9,42585.9,40426.800000000003,38267.800000000003,36108.699999999997,null,45616.800000000003,43457.8,41298.699999999997,39139.699999999997,36980.6,null,48949.5,46789.7,44629.8,42469.9,40310.1]
[]
["TMY_medPVBatt_MedDiesel_36_PB_business",100,95,90,85,80,"TMY_medPVBatt_MedDiesel_36_PB_nrel",100,95,90,85,80,"TMY_medPVBatt_MedDiesel_36_PB_average",100,95,90,85,80,"TMY_medPVBatt_MedDiesel_36_PB_residential",100,95,90,85,80]
["PV kW",24.893999999999998,18.995000000000001,17.788,16.669,15.568,null,25.385000000000002,19.870999999999999,18.620999999999999,17.497,16.373000000000001,null,25.574000000000002,20.094000000000001,18.745999999999999,17.635999999999999,16.516999999999999,null,25.79,20.949000000000002,19.329999999999998,18.102,16.952000000000002]
["Battery kW",4.76,4.4820000000000002,3.3690000000000002,2.7930000000000001,2.3490000000000002,null,5.71,5.24,4.6989999999999998,4.3010000000000002,3.911,null,6.78,5.93,5.0949999999999998,4.4960000000000004,4.1029999999999998,null,10.62,9.202,7.6589999999999998,6.5830000000000002,5.6749999999999998]
["Battery kWh",37.49,30.63,27.172999999999998,23.594999999999999,19.952000000000002,null,56.134999999999998,45.798999999999999,42.295000000000002,38.351999999999997,34.430999999999997,null,56.723999999999997,47.610999999999997,44.313000000000002,40.567999999999998,36.655000000000001,null,65.018000000000001,54.433999999999997,51.284999999999997,47.588000000000001,43.792000000000002]
["Generator kW",0,0,0,0,0,null,0,0,0,0,0,null,0,0,0,0,0,null,0,0,0,0,0]
["PV capital cost",44808.84,34190.639999999999,32017.68,30004.560000000001,28022.400000000001,null,45693.72,35768.339999999997,33517.800000000003,31495.32,29471.94,null,46033.919999999998,36168.480000000003,33742.080000000002,31744.44,29730.6,null,46422.36,37708.379999999997,34793.279999999999,32584.14,30513.78]
["PV O&M",4364.00435289096,3329.8809294801599,3118.2528913819201,2922.1919256686401,2729.1462037055999,null,4450.1842265896803,3483.5356473339598,3264.3519693732001,3067.3794183400801,2870.3192148723601,null,4483.3168468684798,3522.50591975712,3286.1949560755202,3091.6416122373598,2895.5105245763998,null,4521.1476376418404,3672.47923535772,3388.5729996883201,3173.42133371916,2971.7856731653201]
["Battery capital cost",24865.678595458368,20885.523665092958,17944.56042382164,15454.792893276421,13056.682511333011,null,35870.64519936288,29824.41130037855,27408.083879268859,24891.718842505921,22394.419517946091,null,37217.491534497429,31468.144729951291,28881.03360014634,26277.95859806324,23782.07735082303,null,45395.385253858803,38304.759986951467,35117.512007090008,32082.958431044812,29155.318584855311]
["Battery O&M",4564.0257477742498,3728.831959478,3308.0272297024999,2872.4068036897502,2428.90983251225,null,6833.8342375382499,5575.5591909567502,5149.0327050337492,4668.9895382077502,4191.5881183689999,null,6905.5874944177503,5796.1754992652504,5394.6299572032503,4938.7155577907497,4462.3610975874999,null,7915.2461494157496,6626.8284044912498,6243.4220468117501,5793.2902732930006,5331.1671597630002]
["Diesel capital cost",0,0,0,0,0,null,0,0,0,0,0,null,0,0,0,0,0,null,0,0,0,0,0]
["Diesel O&M (kW)",0,0,0,0,0,null,0,0,0,0,0,null,0,0,0,0,0,null,0,0,0,0,0]
["Diesel O&M (kWh)",0,0,0,0,0,null,0,0,0,0,0,null,0,0,0,0,0,null,0,0,0,0,0]
["Fuel cost",0,0,0,0,0,null,0,0,0,0,0,null,0,0,0,0,0,null,0,0,0,0,0]
["REopt LCC",78602.5,62134.8,56388.4,51254,46237,null,92848.3,74651.8,69339.199999999997,64123.3,58928.3,null,94640.2,76955.3,71303.8,66052.7,60870.5,null,104254,86312.4,79542.600000000006,73633.7,67971.899999999994]
[]
["TMY_medPVBatt_MedDiesel_36_D_business",100,95,90,85,80,"TMY_medPVBatt_MedDiesel_36_D_nrel",100,95,90,85,80,"TMY_medPVBatt_MedDiesel_36_D_average",100,95,90,85,80,"TMY_medPVBatt_MedDiesel_36_D_residential",100,95,90,85,80]
["PV kW",0,0,0,0,0,null,0,0,0,0,0,null,0,0,0,0,0,null,0,0,0,0,0]
["Battery kW",0,0,0,0,0,null,0,0,0,0,0,null,0,0,0,0,0,null,0,0,0,0,0]
["Battery kWh",0,0,0,0,0,null,0,0,0,0,0,null,0,0,0,0,0,null,0,0,0,0,0]
["Generator kW",6,6,6,6,6,null,7,7,7,7,7,null,8,8,8,8,8,null,12,12,12,12,12]
["PV capital cost",0,0,0,0,0,null,0,0,0,0,0,null,0,0,0,0,0,null,0,0,0,0,0]
["PV O&M",0,0,0,0,0,null,0,0,0,0,0,null,0,0,0,0,0,null,0,0,0,0,0]
["Battery capital cost",0,0,0,0,0,null,0,0,0,0,0,null,0,0,0,0,0,null,0,0,0,0,0]
["Battery O&M",0,0,0,0,0,null,0,0,0,0,0,null,0,0,0,0,0,null,0,0,0,0,0]
["Diesel capital cost",2787.6,2787.6,2787.6,2787.6,2787.6,null,3252.2,3252.2,3252.2,3252.2,3252.2,null,3716.8,3716.8,3716.8,3716.8,3716.8,null,5575.2000000000007,5575.2000000000007,5575.2000000000007,5575.2000000000007,5575.2000000000007]
["Diesel O&M (kW)",730.43695500000001,730.43695500000001,730.43695500000001,730.43695500000001,730.43695500000001,null,852.17644749999999,852.17644749999999,852.17644749999999,852.17644749999999,852.17644749999999,null,973.91593999999998,973.91593999999998,973.91593999999998,973.91593999999998,973.91593999999998,null,1460.87391,1460.87391,1460.87391,1460.87391,1460.87391]
["Diesel O&M (kWh)",2207.1177641851491,2096.7618759759098,1986.4059877666459,1876.0500995573941,1765.6942113481371,null,2207.935366616824,2097.5385982860039,1987.141829955169,1876.7450616243341,1766.3482932934969,null,2207.9353666168308,2097.5385982859948,1987.141829955154,1876.745061624312,1766.3482932934669,null,2208.7529690484798,2098.315320596063,1987.8776721436379,1877.4400236912179,1767.002375238792]
["Fuel cost",40958.06637996457,38910.16306096669,36862.25974196833,34814.356422970217,32766.453103971991,null,40973.23884389575,38924.576901701359,36875.91495950667,34827.253017312018,32778.591075117307,null,40973.238843895881,38924.576901701192,36875.914959506408,34827.253017311603,32778.591075116747,null,40988.411307826573,38938.990742435373,36889.570177044028,34840.149611652771,32790.729046261396]
["REopt LCC",46683,44524.7,42366.5,40208.199999999997,38050,null,47285.3,45126.2,42967.199999999997,40808.1,38649,null,47871.6,45712.5,43553.5,41394.400000000001,39235.300000000003,null,50232.800000000003,48072.9,45913,43753.2,41593.300000000003]
[]
["TMY_medPVBatt_MedDiesel_32_PBD_business",100,95,90,85,80,"TMY_medPVBatt_MedDiesel_32_PBD_nrel",100,95,90,85,80,"TMY_medPVBatt_MedDiesel_32_PBD_average",100,95,90,85,80,"TMY_medPVBatt_MedDiesel_32_PBD_residential",100,95,90,85,80]
["PV kW",7.2450000000000001,7.2450000000000001,7.2450000000000001,7.2450000000000001,7.2450000000000001,null,4.6239999999999997,4.6239999999999997,4.6239999999999997,4.6239999999999997,4.6239999999999997,null,4.1029999999999998,4.1029999999999998,4.1029999999999998,4.1029999999999998,4.1029999999999998,null,2.339,2.339,2.339,2.339,2.339]
["Battery kW",0,0,0,0,0,null,0,0,0,0,0,null,0,0,0,0,0,null,0,0,0,0,0]
["Battery kWh",0,0,0,0,0,null,0,0,0,0,0,null,0,0,0,0,0,null,0,0,0,0,0]
["Generator kW",6,6,6,6,6,null,7,7,7,7,7,null,8,8,8,8,8,null,12,12,12,12,12]
["PV capital cost",13040.657999999999,13040.657999999999,13040.657999999999,13040.657999999999,13040.657999999999,null,8323.5059999999994,8323.5059999999994,8323.5059999999994,8323.5059999999994,8323.5059999999994,null,7386.0840000000007,7386.0840000000007,7386.0840000000007,7386.0840000000007,7386.0840000000007,null,4210.0919999999996,4210.0919999999996,4210.0919999999996,4210.0919999999996,4210.0919999999996]
["PV O&M",1270.050469428852,1270.050469428852,1270.050469428852,1270.050469428852,1270.050469428852,null,810.63951700856387,810.63951700856387,810.63951700856387,810.63951700856387,810.63951700856387,null,719.34249417789613,719.34249417789613,719.34249417789613,719.34249417789613,719.34249417789613,null,410.02757076664801,410.02757076664801,410.02757076664801,410.02757076664801,410.02757076664801]
["Battery capital cost",0,0,0,0,0,null,0,0,0,0,0,null,0,0,0,0,0,null,0,0,0,0,0]
["Battery O&M",0,0,0,0,0,null,0,0,0,0,0,null,0,0,0,0,0,null,0,0,0,0,0]
["Diesel capital cost",2787.6,2787.6,2787.6,2787.6,2787.6,null,3252.2,3252.2,3252.2,3252.2,3252.2,null,3716.8,3716.8,3716.8,3716.8,3716.8,null,5575.2000000000007,5575.2000000000007,5575.2000000000007,5575.2000000000007,5575.2000000000007]
["Diesel O&M (kW)",730.43695500000001,730.43695500000001,730.43695500000001,730.43695500000001,730.43695500000001,null,852.17644749999999,852.17644749999999,852.17644749999999,852.17644749999999,852.17644749999999,null,973.91593999999998,973.91593999999998,973.91593999999998,973.91593999999998,973.91593999999998,null,1460.87391,1460.87391,1460.87391,1460.87391,1460.87391]
["Diesel O&M (kWh)",1275.3790490441429,1165.023160834889,1054.667272625635,944.31138441638234,833.95549500871584,null,1612.4165045447189,1502.0197362138811,1391.6229678830421,1281.2261995521969,1170.8294312213529,null,1679.4817124694771,1569.0849441386281,1458.6881758077759,1348.2914074769251,1237.8946391460729,null,1907.867373985486,1797.42972553306,1686.9920770806341,1576.554428628205,1466.1167801757761]
["Fuel cost",21037.818078306362,19217.45957253021,17397.101066754061,15576.742560977929,13756.384035433561,null,26597.367358742249,24776.334521235822,22955.30168372938,21134.268846222851,19313.236008716322,null,27703.631135587479,25882.598298080869,24061.56546057422,22240.532623067589,20419.499785560929,null,31470.931533275882,29649.22436403911,27827.517194802331,26005.81002556553,24184.1028563287]
["REopt LCC",40141.699999999997,38210.9,36280.199999999997,34349.5,32418.799999999999,null,41448,39516.6,37585.1,35653.699999999997,33722.300000000003,null,42178.9,40247.5,38316.1,36384.6,34453.199999999997,null,45034.5,43102.400000000001,41170.199999999997,39238.1,37305.9]
[]
["TMY_medPVBatt_MedDiesel_32_PB_business",100,95,90,85,80,"TMY_medPVBatt_MedDiesel_32_PB_nrel",100,95,90,85,80,"TMY_medPVBatt_MedDiesel_32_PB_average",100,95,90,85,80,"TMY_medPVBatt_MedDiesel_32_PB_residential",100,95,90,85,80]
["PV kW",24.893999999999998,18.995000000000001,17.788,16.669,15.568,null,25.385000000000002,19.870999999999999,18.620999999999999,17.497,16.373000000000001,null,25.574000000000002,20.094000000000001,18.745999999999999,17.635999999999999,16.516999999999999,null,25.79,20.949000000000002,19.329999999999998,18.102,16.952000000000002]
["Battery kW",4.76,4.4820000000000002,3.3690000000000002,2.7930000000000001,2.3490000000000002,null,5.71,5.24,4.6989999999999998,4.3010000000000002,3.911,null,6.78,5.93,5.0949999999999998,4.4960000000000004,4.1029999999999998,null,10.62,9.202,7.6589999999999998,6.5830000000000002,5.6749999999999998]
["Battery kWh",37.49,30.63,27.172999999999998,23.594999999999999,19.952000000000002,null,56.134999999999998,45.798999999999999,42.295000000000002,38.351999999999997,34.430999999999997,null,56.723999999999997,47.610999999999997,44.313000000000002,40.567999999999998,36.655000000000001,null,65.018000000000001,54.433999999999997,51.284999999999997,47.588000000000001,43.792000000000002]
["Generator kW",0,0,0,0,0,null,0,0,0,0,0,null,0,0,0,0,0,null,0,0,0,0,0]
["PV capital cost",44808.84,34190.639999999999,32017.68,30004.560000000001,28022.400000000001,null,45693.72,35768.339999999997,33517.800000000003,31495.32,29471.94,null,46033.919999999998,36168.480000000003,33742.080000000002,31744.44,29730.6,null,46422.36,37708.379999999997,34793.279999999999,32584.14,30513.78]
["PV O&M",4364.00435289096,3329.8809294801599,3118.2528913819201,2922.1919256686401,2729.1462037055999,null,4450.1842265896803,3483.5356473339598,3264.3519693732001,3067.3794183400801,2870.3192148723601,null,4483.3168468684798,3522.50591975712,3286.1949560755202,3091.6416122373598,2895.5105245763998,null,4521.1476376418404,3672.47923535772,3388.5729996883201,3173.42133371916,2971.7856731653201]
["Battery capital cost",24865.678595458368,20885.523665092958,17944.56042382164,15454.792893276421,13056.682511333011,null,35870.64519936288,29824.41130037855,27408.083879268859,24891.718842505921,22394.419517946091,null,37217.491534497429,31468.144729951291,28881.03360014634,26277.95859806324,23782.07735082303,null,45395.385253858803,38304.759986951467,35117.512007090008,32082.958431044812,29155.318584855311]
["Battery O&M",4564.0257477742498,3728.831959478,3308.0272297024999,2872.4068036897502,2428.90983251225,null,6833.8342375382499,5575.5591909567502,5149.0327050337492,4668.9895382077502,4191.5881183689999,null,6905.5874944177503,5796.1754992652504,5394.6299572032503,4938.7155577907497,4462.3610975874999,null,7915.2461494157496,6626.8284044912498,6243.4220468117501,5793.2902732930006,5331.1671597630002]
["Diesel capital cost",0,0,0,0,0,null,0,0,0,0,0,null,0,0,0,0,0,null,0,0,0,0,0]
["Diesel O&M (kW)",0,0,0,0,0,null,0,0,0,0,0,null,0,0,0,0,0,null,0,0,0,0,0]
["Diesel O&M (kWh)",0,0,0,0,0,null,0,0,0,0,0,null,0,0,0,0,0,null,0,0,0,0,0]
["Fuel cost",0,0,0,0,0,null,0,0,0,0,0,null,0,0,0,0,0,null,0,0,0,0,0]
["REopt LCC",78602.5,62134.8,56388.4,51254,46237,null,92848.3,74651.8,69339.199999999997,64123.3,58928.3,null,94640.2,76955.3,71303.8,66052.7,60870.5,null,104254,86312.4,79542.600000000006,73633.7,67971.899999999994]
[]
["TMY_medPVBatt_MedDiesel_32_D_business",100,95,90,85,80,"TMY_medPVBatt_MedDiesel_32_D_nrel",100,95,90,85,80,"TMY_medPVBatt_MedDiesel_32_D_average",100,95,90,85,80,"TMY_medPVBatt_MedDiesel_32_D_residential",100,95,90,85,80]
["PV kW",0,0,0,0,0,null,0,0,0,0,0,null,0,0,0,0,0,null,0,0,0,0,0]
["Battery kW",0,0,0,0,0,null,0,0,0,0,0,null,0,0,0,0,0,null,0,0,0,0,0]
["Battery kWh",0,0,0,0,0,null,0,0,0,0,0,null,0,0,0,0,0,null,0,0,0,0,0]
["Generator kW",6,6,6,6,6,null,7,7,7,7,7,null,8,8,8,8,8,null,12,12,12,12,12]
["PV capital cost",0,0,0,0,0,null,0,0,0,0,0,null,0,0,0,0,0,null,0,0,0,0,0]
["PV O&M",0,0,0,0,0,null,0,0,0,0,0,null,0,0,0,0,0,null,0,0,0,0,0]
["Battery capital cost",0,0,0,0,0,null,0,0,0,0,0,null,0,0,0,0,0,null,0,0,0,0,0]
["Battery O&M",0,0,0,0,0,null,0,0,0,0,0,null,0,0,0,0,0,null,0,0,0,0,0]
["Diesel capital cost",2787.6,2787.6,2787.6,2787.6,2787.6,null,3252.2,3252.2,3252.2,3252.2,3252.2,null,3716.8,3716.8,3716.8,3716.8,3716.8,null,5575.2000000000007,5575.2000000000007,5575.2000000000007,5575.2000000000007,5575.2000000000007]
["Diesel O&M (kW)",730.43695500000001,730.43695500000001,730.43695500000001,730.43695500000001,730.43695500000001,null,852.17644749999999,852.17644749999999,852.17644749999999,852.17644749999999,852.17644749999999,null,973.91593999999998,973.91593999999998,973.91593999999998,973.91593999999998,973.91593999999998,null,1460.87391,1460.87391,1460.87391,1460.87391,1460.87391]
["Diesel O&M (kWh)",2207.1177641851491,2096.7618759759021,1986.4059877666491,1876.050099557395,1765.694211348135,null,2207.935366616824,2097.5385982860039,1987.1418299551681,1876.7450616243379,1766.3482932934969,null,2207.9353666168308,2097.5385982859948,1987.141829955154,1876.745061624312,1766.3482932934669,null,2208.7529690484798,2098.315320596063,1987.8776721436379,1877.4400236912179,1767.002375238792]
["Fuel cost",36407.170115524059,34586.811609748023,32766.45310397189,30946.094598195748,29125.73609241952,null,36420.656750129558,34599.623912623443,32778.59107511703,30957.558237610749,29136.52540010427,null,36420.656750129667,34599.623912623283,32778.591075116812,30957.558237610308,29136.525400103779,null,36434.143384734743,34612.436215498121,32790.72904626136,30969.02187702469,29147.314707787911]
["REopt LCC",42132.1,40201.4,38270.699999999997,36339.9,34409.199999999997,null,42732.7,40801.300000000003,38869.800000000003,36938.400000000001,35007,null,43319,41387.599999999999,39456.1,37524.699999999997,35593.300000000003,null,45678.5,43746.3,41814.199999999997,39882.1,37949.9]
[]
["TMY_medPVBatt_LowDiesel_44_PBD_business",100,95,90,85,80,"TMY_medPVBatt_LowDiesel_44_PBD_nrel",100,95,90,85,80,"TMY_medPVBatt_LowDiesel_44_PBD_average",100,95,90,85,80,"TMY_medPVBatt_LowDiesel_44_PBD_residential",100,95,90,85,80]
["PV kW",7.56,7.56,7.56,7.56,7.56,null,4.819,4.819,4.819,4.819,4.819,null,4.2859999999999996,4.2859999999999996,4.2859999999999996,4.2859999999999996,4.2859999999999996,null,2.4809999999999999,2.4809999999999999,2.4809999999999999,2.4809999999999999,2.4809999999999999]
["Battery kW",0,0,0,0,0,null,0,0,0,0,0,null,0,0,0,0,0,null,0,0,0,0,0]
["Battery kWh",0,0,0,0,0,null,0,0,0,0,0,null,0,0,0,0,0,null,0,0,0,0,0]
["Generator kW",6,6,6,6,6,null,7,7,7,7,7,null,8,8,8,8,8,null,12,12,12,12,12]
["PV capital cost",13608.828,13608.828,13608.828,13608.828,13608.828,null,8673.4079999999994,8673.4079999999994,8673.4079999999994,8673.4079999999994,8673.4079999999994,null,7715.2860000000001,7715.2860000000001,7715.2860000000001,7715.2860000000001,7715.2860000000001,null,4466.1420000000007,4466.1420000000007,4466.1420000000007,4466.1420000000007,4466.1420000000007]
["PV O&M",1325.385451391832,1325.385451391832,1325.385451391832,1325.385451391832,1325.385451391832,null,844.71703053235194,844.71703053235194,844.71703053235194,844.71703053235194,844.71703053235194,null,751.40400170588407,751.40400170588407,751.40400170588407,751.40400170588407,751.40400170588407,null,434.96468841034812,434.96468841034812,434.96468841034812,434.96468841034812,434.96468841034812]
["Battery capital cost",0,0,0,0,0,null,0,0,0,0,0,null,0,0,0,0,0,null,0,0,0,0,0]
["Battery O&M",0,0,0,0,0,null,0,0,0,0,0,null,0,0,0,0,0,null,0,0,0,0,0]
["Diesel capital cost",2090.6999999999998,2090.6999999999998,2090.6999999999998,2090.6999999999998,2090.6999999999998,null,2439.15,2439.15,2439.15,2439.15,2439.15,null,2787.6,2787.6,2787.6,2787.6,2787.6,null,4181.3999999999996,4181.3999999999996,4181.3999999999996,4181.3999999999996,4181.3999999999996]
["Diesel O&M (kW)",730.43695500000001,730.43695500000001,730.43695500000001,730.43695500000001,730.43695500000001,null,852.17644749999999,852.17644749999999,852.17644749999999,852.17644749999999,852.17644749999999,null,973.91593999999998,973.91593999999998,973.91593999999998,973.91593999999998,973.91593999999998,null,1460.87391,1460.87391,1460.87391,1460.87391,1460.87391]
["Diesel O&M (kWh)",1241.319742365934,1130.9638541566831,1020.607965947434,910.25207773818386,799.8961929225236,null,1591.4041202916369,1481.0073519607979,1370.6105836299539,1260.213815299109,1149.817046968265,null,1659.7694737531481,1549.3727054222991,1438.975937091448,1328.579168760597,1218.1824004297471,null,1892.570648782046,1782.13300032962,1671.6953518771929,1561.257703424767,1450.8200549723381]
["Fuel cost",22523.597851261879,20521.203494908179,18518.809138554509,16516.41478220082,14514.02048742341,null,28875.836902401719,26872.700781144638,24869.564659887459,22866.428538630269,20863.292417373079,null,30116.318041766779,28113.181920509531,26110.04579925221,24106.90967799491,22103.773556737629,null,34340.467442354013,32336.58955619355,30332.711670033092,28328.833783872629,26324.955897712149]
["REopt LCC",41520,39407.300000000003,37294.5,35181.800000000003,33069,null,43276.4,41162.9,39049.300000000003,36935.800000000003,34822.300000000003,null,44003.9,41890.400000000001,39776.9,37663.4,35549.800000000003,null,46775.9,44661.599999999999,42547.3,40433,38318.699999999997]
[]
["TMY_medPVBatt_LowDiesel_44_PB_business",100,95,90,85,80,"TMY_medPVBatt_LowDiesel_44_PB_nrel",100,95,90,85,80,"TMY_medPVBatt_LowDiesel_44_PB_average",100,95,90,85,80,"TMY_medPVBatt_LowDiesel_44_PB_residential",100,95,90,85,80]
["PV kW",24.893999999999998,18.995000000000001,17.788,16.669,15.568,null,25.385000000000002,19.870999999999999,18.620999999999999,17.497,16.373000000000001,null,25.574000000000002,20.094000000000001,18.745999999999999,17.635999999999999,16.516999999999999,null,25.79,20.949000000000002,19.329999999999998,18.102,16.952000000000002]
["Battery kW",4.76,4.4820000000000002,3.3690000000000002,2.7930000000000001,2.3490000000000002,null,5.71,5.24,4.6989999999999998,4.3010000000000002,3.911,null,6.78,5.93,5.0949999999999998,4.4960000000000004,4.1029999999999998,null,10.62,9.202,7.6589999999999998,6.5830000000000002,5.6749999999999998]
["Battery kWh",37.49,30.63,27.172999999999998,23.594999999999999,19.952000000000002,null,56.134999999999998,45.798999999999999,42.295000000000002,38.351999999999997,34.430999999999997,null,56.723999999999997,47.610999999999997,44.313000000000002,40.567999999999998,36.655000000000001,null,65.018000000000001,54.433999999999997,51.284999999999997,47.588000000000001,43.792000000000002]
["Generator kW",0,0,0,0,0,null,0,0,0,0,0,null,0,0,0,0,0,null,0,0,0,0,0]
["PV capital cost",44808.84,34190.639999999999,32017.68,30004.560000000001,28022.400000000001,null,45693.72,35768.339999999997,33517.800000000003,31495.32,29471.94,null,46033.919999999998,36168.480000000003,33742.080000000002,31744.44,29730.6,null,46422.36,37708.379999999997,34793.279999999999,32584.14,30513.78]
["PV O&M",4364.00435289096,3329.8809294801599,3118.2528913819201,2922.1919256686401,2729.1462037055999,null,4450.1842265896803,3483.5356473339598,3264.3519693732001,3067.3794183400801,2870.3192148723601,null,4483.3168468684798,3522.50591975712,3286.1949560755202,3091.6416122373598,2895.5105245763998,null,4521.1476376418404,3672.47923535772,3388.5729996883201,3173.42133371916,2971.7856731653201]
["Battery capital cost",24865.678595458368,20885.523665092958,17944.56042382164,15454.792893276421,13056.682511333011,null,35870.64519936288,29824.41130037855,27408.083879268859,24891.718842505921,22394.419517946091,null,37217.491534497429,31468.144729951291,28881.03360014634,26277.95859806324,23782.07735082303,null,45395.385253858803,38304.759986951467,35117.512007090008,32082.958431044812,29155.318584855311]
["Battery O&M",4564.0257477742498,3728.831959478,3308.0272297024999,2872.4068036897502,2428.90983251225,null,6833.8342375382499,5575.5591909567502,5149.0327050337492,4668.9895382077502,4191.5881183689999,null,6905.5874944177503,5796.1754992652504,5394.6299572032503,4938.7155577907497,4462.3610975874999,null,7915.2461494157496,6626.8284044912498,6243.4220468117501,5793.2902732930006,5331.1671597630002]
["Diesel capital cost",0,0,0,0,0,null,0,0,0,0,0,null,0,0,0,0,0,null,0,0,0,0,0]
["Diesel O&M (kW)",0,0,0,0,0,null,0,0,0,0,0,null,0,0,0,0,0,null,0,0,0,0,0]
["Diesel O&M (kWh)",0,0,0,0,0,null,0,0,0,0,0,null,0,0,0,0,0,null,0,0,0,0,0]
["Fuel cost",0,0,0,0,0,null,0,0,0,0,0,null,0,0,0,0,0,null,0,0,0,0,0]
["REopt LCC",78602.5,62134.8,56388.4,51254,46237,null,92848.3,74651.8,69339.199999999997,64123.3,58928.3,null,94640.2,76955.3,71303.8,66052.7,60870.5,null,104254,86312.4,79542.600000000006,73633.7,67971.899999999994]
[]
["TMY_medPVBatt_LowDiesel_44_D_business",100,95,90,85,80,"TMY_medPVBatt_LowDiesel_44_D_nrel",100,95,90,85,80,"TMY_medPVBatt_LowDiesel_44_D_average",100,95,90,85,80,"TMY_medPVBatt_LowDiesel_44_D_residential",100,95,90,85,80]
["PV kW",0,0,0,0,0,null,0,0,0,0,0,null,0,0,0,0,0,null,0,0,0,0,0]
["Battery kW",0,0,0,0,0,null,0,0,0,0,0,null,0,0,0,0,0,null,0,0,0,0,0]
["Battery kWh",0,0,0,0,0,null,0,0,0,0,0,null,0,0,0,0,0,null,0,0,0,0,0]
["Generator kW",6,6,6,6,6,null,7,7,7,7,7,null,8,8,8,8,8,null,12,12,12,12,12]
["PV capital cost",0,0,0,0,0,null,0,0,0,0,0,null,0,0,0,0,0,null,0,0,0,0,0]
["PV O&M",0,0,0,0,0,null,0,0,0,0,0,null,0,0,0,0,0,null,0,0,0,0,0]
["Battery capital cost",0,0,0,0,0,null,0,0,0,0,0,null,0,0,0,0,0,null,0,0,0,0,0]
["Battery O&M",0,0,0,0,0,null,0,0,0,0,0,null,0,0,0,0,0,null,0,0,0,0,0]
["Diesel capital cost",2090.6999999999998,2090.6999999999998,2090.6999999999998,2090.6999999999998,2090.6999999999998,null,2439.15,2439.15,2439.15,2439.15,2439.15,null,2787.6,2787.6,2787.6,2787.6,2787.6,null,4181.3999999999996,4181.3999999999996,4181.3999999999996,4181.3999999999996,4181.3999999999996]
["Diesel O&M (kW)",730.43695500000001,730.43695500000001,730.43695500000001,730.43695500000001,730.43695500000001,null,852.17644749999999,852.17644749999999,852.17644749999999,852.17644749999999,852.17644749999999,null,973.91593999999998,973.91593999999998,973.91593999999998,973.91593999999998,973.91593999999998,null,1460.87391,1460.87391,1460.87391,1460.87391,1460.87391]
["Diesel O&M (kWh)",2207.1177641851491,2096.7618759759098,1986.4059877666459,1876.0500995573941,1765.6942113481371,null,2207.935366616824,2097.5385982860039,1987.1418299551681,1876.7450616243379,1766.3482932934969,null,2207.9353666168308,2097.5385982859948,1987.1418299551531,1876.745061624312,1766.3482932934669,null,2208.7529690484798,2098.3153205960621,1987.8776721436379,1877.4400236912179,1767.002375238792]
["Fuel cost",40047.887127076458,38045.492770722987,36043.098414369037,34040.704058015312,32038.30970166151,null,40062.722425142521,38059.586303885779,36056.450182628731,34053.314061371828,32050.1779401147,null,40062.722425142638,38059.586303885597,36056.450182628461,34053.314061371348,32050.17794011415,null,40077.5577232082,38073.679837047901,36069.8019508875,34065.924064727151,32062.046178566699]
["REopt LCC",45075.9,42963.199999999997,40850.400000000001,38737.699999999997,36624.9,null,45561.7,43448.2,41334.6,39221.1,37107.599999999999,null,46031.9,43918.3,41804.800000000003,39691.300000000003,37577.699999999997,null,47928.1,45813.8,43699.5,41585.199999999997,39470.800000000003]
[]
["TMY_medPVBatt_LowDiesel_36_PBD_business",100,95,90,85,80,"TMY_medPVBatt_LowDiesel_36_PBD_nrel",100,95,90,85,80,"TMY_medPVBatt_LowDiesel_36_PBD_average",100,95,90,85,80,"TMY_medPVBatt_LowDiesel_36_PBD_residential",100,95,90,85,80]
["PV kW",6.6859999999999999,6.6859999999999999,6.6859999999999999,6.6859999999999999,6.6859999999999999,null,4.3159999999999998,4.3159999999999998,4.3159999999999998,4.3159999999999998,4.3159999999999998,null,3.8159999999999998,3.8159999999999998,3.8159999999999998,3.8159999999999998,3.8159999999999998,null,2.1419999999999999,2.1419999999999999,2.1419999999999999,2.1419999999999999,2.1419999999999999]
["Battery kW",0,0,0,0,0,null,0,0,0,0,0,null,0,0,0,0,0,null,0,0,0,0,0]
["Battery kWh",0,0,0,0,0,null,0,0,0,0,0,null,0,0,0,0,0,null,0,0,0,0,0]
["Generator kW",6,6,6,6,6,null,7,7,7,7,7,null,8,8,8,8,8,null,12,12,12,12,12]
["PV capital cost",12034.242,12034.242,12034.242,12034.242,12034.242,null,7768.2240000000011,7768.2240000000011,7768.2240000000011,7768.2240000000011,7768.2240000000011,null,6868.098,6868.098,6868.098,6868.098,6868.098,null,3855.69,3855.69,3855.69,3855.69,3855.69]
["PV O&M",1172.034010961748,1172.034010961748,1172.034010961748,1172.034010961748,1172.034010961748,null,756.55971790905608,756.55971790905608,756.55971790905608,756.55971790905608,756.55971790905608,null,668.89501196821209,668.89501196821209,668.89501196821209,668.89501196821209,668.89501196821209,null,375.51179506986,375.51179506986,375.51179506986,375.51179506986,375.51179506986]
["Battery capital cost",0,0,0,0,0,null,0,0,0,0,0,null,0,0,0,0,0,null,0,0,0,0,0]
["Battery O&M",0,0,0,0,0,null,0,0,0,0,0,null,0,0,0,0,0,null,0,0,0,0,0]
["Diesel capital cost",2090.6999999999998,2090.6999999999998,2090.6999999999998,2090.6999999999998,2090.6999999999998,null,2439.15,2439.15,2439.15,2439.15,2439.15,null,2787.6,2787.6,2787.6,2787.6,2787.6,null,4181.3999999999996,4181.3999999999996,4181.3999999999996,4181.3999999999996,4181.3999999999996]
["Diesel O&M (kW)",730.43695500000001,730.43695500000001,730.43695500000001,730.43695500000001,730.43695500000001,null,852.17644749999999,852.17644749999999,852.17644749999999,852.17644749999999,852.17644749999999,null,973.91593999999998,973.91593999999998,973.91593999999998,973.91593999999998,973.91593999999998,null,1460.87391,1460.87391,1460.87391,1460.87391,1460.87391]
["Diesel O&M (kWh)",1342.399005647412,1232.043118334158,1121.687229228899,1011.331341019645,900.97545620400388,null,1649.232320792534,1538.8355524616941,1428.438784130853,1318.042015800009,1207.645247469163,null,1713.8041328450699,1603.407364514218,1493.010596183369,1382.6138278525179,1272.217059521666,null,1931.362784928871,1820.9251364764441,1710.487488024015,1600.049839571589,1489.612191119161]
["Fuel cost",19929.001877071689,18290.679235175001,16652.35656667456,15014.033911476021,13375.711306658421,null,24484.191271395001,22845.261717639209,21206.33216388338,19567.402610127509,17928.473056371611,null,25442.812186776489,23803.882633020508,22164.953079264549,20526.023525508579,18887.093971752591,null,28672.646809352231,27033.11035703911,25393.573904725989,23754.037452412889,22114.501000099779]
["REopt LCC",37298.5,35549.9,33801.199999999997,32052.5,30303.8,null,37949.199999999997,36199.9,34450.6,32701.3,30951.9,null,38454.800000000003,36705.5,34956.1,33206.800000000003,31457.5,null,40477,38727,36977.1,35227.1,33477.1]
[]
["TMY_medPVBatt_LowDiesel_36_PB_business",100,95,90,85,80,"TMY_medPVBatt_LowDiesel_36_PB_nrel",100,95,90,85,80,"TMY_medPVBatt_LowDiesel_36_PB_average",100,95,90,85,80,"TMY_medPVBatt_LowDiesel_36_PB_residential",100,95,90,85,80]
["PV kW",24.893999999999998,18.995000000000001,17.788,16.669,15.568,null,25.385000000000002,19.870999999999999,18.620999999999999,17.497,16.373000000000001,null,25.574000000000002,20.094000000000001,18.745999999999999,17.635999999999999,16.516999999999999,null,25.79,20.949000000000002,19.329999999999998,18.102,16.952000000000002]
["Battery kW",4.76,4.4820000000000002,3.3690000000000002,2.7930000000000001,2.3490000000000002,null,5.71,5.24,4.6989999999999998,4.3010000000000002,3.911,null,6.78,5.93,5.0949999999999998,4.4960000000000004,4.1029999999999998,null,10.62,9.202,7.6589999999999998,6.5830000000000002,5.6749999999999998]
["Battery kWh",37.49,30.63,27.172999999999998,23.594999999999999,19.952000000000002,null,56.134999999999998,45.798999999999999,42.295000000000002,38.351999999999997,34.430999999999997,null,56.723999999999997,47.610999999999997,44.313000000000002,40.567999999999998,36.655000000000001,null,65.018000000000001,54.433999999999997,51.284999999999997,47.588000000000001,43.792000000000002]
["Generator kW",0,0,0,0,0,null,0,0,0,0,0,null,0,0,0,0,0,null,0,0,0,0,0]
["PV capital cost",44808.84,34190.639999999999,32017.68,30004.560000000001,28022.400000000001,null,45693.72,35768.339999999997,33517.800000000003,31495.32,29471.94,null,46033.919999999998,36168.480000000003,33742.080000000002,31744.44,29730.6,null,46422.36,37708.379999999997,34793.279999999999,32584.14,30513.78]
["PV O&M",4364.00435289096,3329.8809294801599,3118.2528913819201,2922.1919256686401,2729.1462037055999,null,4450.1842265896803,3483.5356473339598,3264.3519693732001,3067.3794183400801,2870.3192148723601,null,4483.3168468684798,3522.50591975712,3286.1949560755202,3091.6416122373598,2895.5105245763998,null,4521.1476376418404,3672.47923535772,3388.5729996883201,3173.42133371916,2971.7856731653201]
["Battery capital cost",24865.678595458368,20885.523665092958,17944.56042382164,15454.792893276421,13056.682511333011,null,35870.64519936288,29824.41130037855,27408.083879268859,24891.718842505921,22394.419517946091,null,37217.491534497429,31468.144729951291,28881.03360014634,26277.95859806324,23782.07735082303,null,45395.385253858803,38304.759986951467,35117.512007090008,32082.958431044812,29155.318584855311]
["Battery O&M",4564.0257477742498,3728.831959478,3308.0272297024999,2872.4068036897502,2428.90983251225,null,6833.8342375382499,5575.5591909567502,5149.0327050337492,4668.9895382077502,4191.5881183689999,null,6905.5874944177503,5796.1754992652504,5394.6299572032503,4938.7155577907497,4462.3610975874999,null,7915.2461494157496,6626.8284044912498,6243.4220468117501,5793.2902732930006,5331.1671597630002]
["Diesel capital cost",0,0,0,0,0,null,0,0,0,0,0,null,0,0,0,0,0,null,0,0,0,0,0]
["Diesel O&M (kW)",0,0,0,0,0,null,0,0,0,0,0,null,0,0,0,0,0,null,0,0,0,0,0]
["Diesel O&M (kWh)",0,0,0,0,0,null,0,0,0,0,0,null,0,0,0,0,0,null,0,0,0,0,0]
["Fuel cost",0,0,0,0,0,null,0,0,0,0,0,null,0,0,0,0,0,null,0,0,0,0,0]
["REopt LCC",78602.5,62134.8,56388.4,51254,46237,null,92848.3,74651.8,69339.199999999997,64123.3,58928.3,null,94640.2,76955.3,71303.8,66052.7,60870.5,null,104254,86312.4,79542.600000000006,73633.7,67971.899999999994]
[]
["TMY_medPVBatt_LowDiesel_36_D_business",100,95,90,85,80,"TMY_medPVBatt_LowDiesel_36_D_nrel",100,95,90,85,80,"TMY_medPVBatt_LowDiesel_36_D_average",100,95,90,85,80,"TMY_medPVBatt_LowDiesel_36_D_residential",100,95,90,85,80]
["PV kW",0,0,0,0,0,null,0,0,0,0,0,null,0,0,0,0,0,null,0,0,0,0,0]
["Battery kW",0,0,0,0,0,null,0,0,0,0,0,null,0,0,0,0,0,null,0,0,0,0,0]
["Battery kWh",0,0,0,0,0,null,0,0,0,0,0,null,0,0,0,0,0,null,0,0,0,0,0]
["Generator kW",6,6,6,6,6,null,7,7,7,7,7,null,8,8,8,8,8,null,12,12,12,12,12]
["PV capital cost",0,0,0,0,0,null,0,0,0,0,0,null,0,0,0,0,0,null,0,0,0,0,0]
["PV O&M",0,0,0,0,0,null,0,0,0,0,0,null,0,0,0,0,0,null,0,0,0,0,0]
["Battery capital cost",0,0,0,0,0,null,0,0,0,0,0,null,0,0,0,0,0,null,0,0,0,0,0]
["Battery O&M",0,0,0,0,0,null,0,0,0,0,0,null,0,0,0,0,0,null,0,0,0,0,0]
["Diesel capital cost",2090.6999999999998,2090.6999999999998,2090.6999999999998,2090.6999999999998,2090.6999999999998,null,2439.15,2439.15,2439.15,2439.15,2439.15,null,2787.6,2787.6,2787.6,2787.6,2787.6,null,4181.3999999999996,4181.3999999999996,4181.3999999999996,4181.3999999999996,4181.3999999999996]
["Diesel O&M (kW)",730.43695500000001,730.43695500000001,730.43695500000001,730.43695500000001,730.43695500000001,null,852.17644749999999,852.17644749999999,852.17644749999999,852.17644749999999,852.17644749999999,null,973.91593999999998,973.91593999999998,973.91593999999998,973.91593999999998,973.91593999999998,null,1460.87391,1460.87391,1460.87391,1460.87391,1460.87391]
["Diesel O&M (kWh)",2207.1177641851491,2096.7618759759021,1986.4059877666491,1876.050099557395,1765.694211348135,null,2207.935366616824,2097.5385982860039,1987.141829955169,1876.7450616243359,1766.3482932934969,null,2207.9353666168308,2097.5385982859948,1987.1418299551531,1876.7450616243129,1766.3482932934669,null,2208.7529690484798,2098.3153205960621,1987.8776721436379,1877.4400236912179,1767.002375238792]
["Fuel cost",32766.453103971649,31128.130448773209,29489.807793574699,27851.485138376182,26213.16248317757,null,32778.591075116601,31139.661521361089,29500.731967605341,27861.802413849629,26222.872860093848,null,32778.591075116703,31139.66152136094,29500.731967605101,27861.802413849291,26222.872860093401,null,32790.729046261258,31151.192593948279,29511.65614163522,27872.119689322211,26232.583237009119]
["REopt LCC",37794.5,36045.800000000003,34297.1,32548.400000000001,30799.8,null,38277.599999999999,36528.199999999997,34778.9,33029.599999999999,31280.3,null,38747.699999999997,36998.400000000001,35249.1,33499.699999999997,31750.400000000001,null,40641.300000000003,38891.300000000003,37141.300000000003,35391.4,33641.4]
[]
["TMY_medPVBatt_LowDiesel_32_PBD_business",100,95,90,85,80,"TMY_medPVBatt_LowDiesel_32_PBD_nrel",100,95,90,85,80,"TMY_medPVBatt_LowDiesel_32_PBD_average",100,95,90,85,80,"TMY_medPVBatt_LowDiesel_32_PBD_residential",100,95,90,85,80]
["PV kW",0,0,0,0,0,null,0,0,0,0,0,null,0,0,0,0,0,null,0,0,0,0,0]
["Battery kW",0,0,0,0,0,null,0,0,0,0,0,null,0,0,0,0,0,null,0,0,0,0,0]
["Battery kWh",0,0,0,0,0,null,0,0,0,0,0,null,0,0,0,0,0,null,0,0,0,0,0]
["Generator kW",6,6,6,6,6,null,7,7,7,7,7,null,8,8,8,8,8,null,12,12,12,12,12]
["PV capital cost",0,0,0,0,0,null,0,0,0,0,0,null,0,0,0,0,0,null,0,0,0,0,0]
["PV O&M",0,0,0,0,0,null,0,0,0,0,0,null,0,0,0,0,0,null,0,0,0,0,0]
["Battery capital cost",0,0,0,0,0,null,0,0,0,0,0,null,0,0,0,0,0,null,0,0,0,0,0]
["Battery O&M",0,0,0,0,0,null,0,0,0,0,0,null,0,0,0,0,0,null,0,0,0,0,0]
["Diesel capital cost",2090.6999999999998,2090.6999999999998,2090.6999999999998,2090.6999999999998,2090.6999999999998,null,2439.15,2439.15,2439.15,2439.15,2439.15,null,2787.6,2787.6,2787.6,2787.6,2787.6,null,4181.3999999999996,4181.3999999999996,4181.3999999999996,4181.3999999999996,4181.3999999999996]
["Diesel O&M (kW)",730.43695500000001,730.43695500000001,730.43695500000001,730.43695500000001,730.43695500000001,null,852.17644749999999,852.17644749999999,852.17644749999999,852.17644749999999,852.17644749999999,null,973.91593999999998,973.91593999999998,973.91593999999998,973.91593999999998,973.91593999999998,null,1460.87391,1460.87391,1460.87391,1460.87391,1460.87391]
["Diesel O&M (kWh)",2207.1177641851491,2096.7618759759011,1986.40598776665,1876.050099557395,1765.6942113481391,null,2207.935366616824,2097.5385982859971,1987.141829955164,1876.7450616243329,1766.3482932934969,null,2207.9353666168308,2097.538598285993,1987.141829955154,1876.745061624312,1766.3482932934669,null,2208.7529690484798,2098.3153205960589,1987.8776721436379,1877.440023691217,1767.002375238792]
["Fuel cost",29125.736092419251,27669.449287798408,26213.16248317753,24756.8756785566,23300.58887393566,null,29136.525400103641,27679.699130098641,26222.872860093568,24766.046590088528,23309.220320083419,null,29136.525400103739,27679.69913009859,26222.87286009343,24766.046590088241,23309.220320083019,null,29147.314707787791,27689.948972398441,26232.58323700909,24775.21750161974,23317.851766230331]
["REopt LCC",34153.699999999997,32587.1,31020.5,29453.8,27887.200000000001,null,34635.5,33068.300000000003,31501.1,29933.8,28366.6,null,35105.699999999997,33538.400000000001,31971.200000000001,30404,28836.799999999999,null,36997.9,35430.1,33862.300000000003,32294.5,30726.7]
[]
["TMY_medPVBatt_LowDiesel_32_PB_business",100,95,90,85,80,"TMY_medPVBatt_LowDiesel_32_PB_nrel",100,95,90,85,80,"TMY_medPVBatt_LowDiesel_32_PB_average",100,95,90,85,80,"TMY_medPVBatt_LowDiesel_32_PB_residential",100,95,90,85,80]
["PV kW",24.893999999999998,18.995000000000001,17.788,16.669,15.568,null,25.385000000000002,19.870999999999999,18.620999999999999,17.497,16.373000000000001,null,25.574000000000002,20.094000000000001,18.745999999999999,17.635999999999999,16.516999999999999,null,25.79,20.949000000000002,19.329999999999998,18.102,16.952000000000002]
["Battery kW",4.76,4.4820000000000002,3.3690000000000002,2.7930000000000001,2.3490000000000002,null,5.71,5.24,4.6989999999999998,4.3010000000000002,3.911,null,6.78,5.93,5.0949999999999998,4.4960000000000004,4.1029999999999998,null,10.62,9.202,7.6589999999999998,6.5830000000000002,5.6749999999999998]
["Battery kWh",37.49,30.63,27.172999999999998,23.594999999999999,19.952000000000002,null,56.134999999999998,45.798999999999999,42.295000000000002,38.351999999999997,34.430999999999997,null,56.723999999999997,47.610999999999997,44.313000000000002,40.567999999999998,36.655000000000001,null,65.018000000000001,54.433999999999997,51.284999999999997,47.588000000000001,43.792000000000002]
["Generator kW",0,0,0,0,0,null,0,0,0,0,0,null,0,0,0,0,0,null,0,0,0,0,0]
["PV capital cost",44808.84,34190.639999999999,32017.68,30004.560000000001,28022.400000000001,null,45693.72,35768.339999999997,33517.800000000003,31495.32,29471.94,null,46033.919999999998,36168.480000000003,33742.080000000002,31744.44,29730.6,null,46422.36,37708.379999999997,34793.279999999999,32584.14,30513.78]
["PV O&M",4364.00435289096,3329.8809294801599,3118.2528913819201,2922.1919256686401,2729.1462037055999,null,4450.1842265896803,3483.5356473339598,3264.3519693732001,3067.3794183400801,2870.3192148723601,null,4483.3168468684798,3522.50591975712,3286.1949560755202,3091.6416122373598,2895.5105245763998,null,4521.1476376418404,3672.47923535772,3388.5729996883201,3173.42133371916,2971.7856731653201]
["Battery capital cost",24865.678595458368,20885.523665092958,17944.56042382164,15454.792893276421,13056.682511333011,null,35870.64519936288,29824.41130037855,27408.083879268859,24891.718842505921,22394.419517946091,null,37217.491534497429,31468.144729951291,28881.03360014634,26277.95859806324,23782.07735082303,null,45395.385253858803,38304.759986951467,35117.512007090008,32082.958431044812,29155.318584855311]
["Battery O&M",4564.0257477742498,3728.831959478,3308.0272297024999,2872.4068036897502,2428.90983251225,null,6833.8342375382499,5575.5591909567502,5149.0327050337492,4668.9895382077502,4191.5881183689999,null,6905.5874944177503,5796.1754992652504,5394.6299572032503,4938.7155577907497,4462.3610975874999,null,7915.2461494157496,6626.8284044912498,6243.4220468117501,5793.2902732930006,5331.1671597630002]
["Diesel capital cost",0,0,0,0,0,null,0,0,0,0,0,null,0,0,0,0,0,null,0,0,0,0,0]
["Diesel O&M (kW)",0,0,0,0,0,null,0,0,0,0,0,null,0,0,0,0,0,null,0,0,0,0,0]
["Diesel O&M (kWh)",0,0,0,0,0,null,0,0,0,0,0,null,0,0,0,0,0,null,0,0,0,0,0]
["Fuel cost",0,0,0,0,0,null,0,0,0,0,0,null,0,0,0,0,0,null,0,0,0,0,0]
["REopt LCC",78602.5,62134.8,56388.4,51254,46237,null,92848.3,74651.8,69339.199999999997,64123.3,58928.3,null,94640.2,76955.3,71303.8,66052.7,60870.5,null,104254,86312.4,79542.600000000006,73633.7,67971.899999999994]
[]
["TMY_medPVBatt_LowDiesel_32_D_business",100,95,90,85,80,"TMY_medPVBatt_LowDiesel_32_D_nrel",100,95,90,85,80,"TMY_medPVBatt_LowDiesel_32_D_average",100,95,90,85,80,"TMY_medPVBatt_LowDiesel_32_D_residential",100,95,90,85,80]
["PV kW",0,0,0,0,0,null,0,0,0,0,0,null,0,0,0,0,0,null,0,0,0,0,0]
["Battery kW",0,0,0,0,0,null,0,0,0,0,0,null,0,0,0,0,0,null,0,0,0,0,0]
["Battery kWh",0,0,0,0,0,null,0,0,0,0,0,null,0,0,0,0,0,null,0,0,0,0,0]
["Generator kW",6,6,6,6,6,null,7,7,7,7,7,null,8,8,8,8,8,null,12,12,12,12,12]
["PV capital cost",0,0,0,0,0,null,0,0,0,0,0,null,0,0,0,0,0,null,0,0,0,0,0]
["PV O&M",0,0,0,0,0,null,0,0,0,0,0,null,0,0,0,0,0,null,0,0,0,0,0]
["Battery capital cost",0,0,0,0,0,null,0,0,0,0,0,null,0,0,0,0,0,null,0,0,0,0,0]
["Battery O&M",0,0,0,0,0,null,0,0,0,0,0,null,0,0,0,0,0,null,0,0,0,0,0]
["Diesel capital cost",2090.6999999999998,2090.6999999999998,2090.6999999999998,2090.6999999999998,2090.6999999999998,null,2439.15,2439.15,2439.15,2439.15,2439.15,null,2787.6,2787.6,2787.6,2787.6,2787.6,null,4181.3999999999996,4181.3999999999996,4181.3999999999996,4181.3999999999996,4181.3999999999996]
["Diesel O&M (kW)",730.43695500000001,730.43695500000001,730.43695500000001,730.43695500000001,730.43695500000001,null,852.17644749999999,852.17644749999999,852.17644749999999,852.17644749999999,852.17644749999999,null,973.91593999999998,973.91593999999998,973.91593999999998,973.91593999999998,973.91593999999998,null,1460.87391,1460.87391,1460.87391,1460.87391,1460.87391]
["Diesel O&M (kWh)",2207.1177641851491,2096.7618759759021,1986.4059877666491,1876.050099557395,1765.694211348135,null,2207.935366616824,2097.538598285998,1987.141829955169,1876.745061624335,1766.3482932934969,null,2207.9353666168308,2097.5385982859948,1987.1418299551531,1876.7450616243109,1766.348293293466,null,2208.7529690484798,2098.3153205960621,1987.8776721436379,1877.4400236912179,1767.002375238792]
["Fuel cost",29125.736092419251,27669.449287798419,26213.162483177512,24756.8756785566,23300.58887393562,null,29136.525400103641,27679.699130098648,26222.87286009363,24766.04659008855,23309.220320083419,null,29136.525400103739,27679.69913009863,26222.87286009343,24766.04659008823,23309.220320083012,null,29147.314707787791,27689.94897239847,26232.58323700909,24775.21750161974,23317.851766230331]
["REopt LCC",34153.699999999997,32587.1,31020.5,29453.8,27887.200000000001,null,34635.5,33068.300000000003,31501.1,29933.8,28366.6,null,35105.699999999997,33538.400000000001,31971.200000000001,30404,28836.799999999999,null,36997.9,35430.1,33862.300000000003,32294.5,30726.7]
[]
["TMY_lowPVBatt_HighDiesel_44_PBD_business",100,95,90,85,80,"TMY_lowPVBatt_HighDiesel_44_PBD_nrel",100,95,90,85,80,"TMY_lowPVBatt_HighDiesel_44_PBD_average",100,95,90,85,80,"TMY_lowPVBatt_HighDiesel_44_PBD_residential",100,95,90,85,80]
["PV kW",9.6519999999999992,9.6609999999999996,9.657,9.6590000000000007,9.6950000000000003,null,6.298,6.3040000000000003,6.3040000000000003,6.3010000000000002,6.3090000000000002,null,5.5940000000000003,5.6539999999999999,5.6609999999999996,5.6609999999999996,5.6559999999999997,null,4.2300000000000004,4.2300000000000004,4.2300000000000004,4.2309999999999999,4.234]
["Battery kW",0.33300000000000002,0.33400000000000002,0.33300000000000002,0.33500000000000002,0.34200000000000003,null,0.19500000000000001,0.19700000000000001,0.19700000000000001,0.19600000000000001,0.19500000000000001,null,0.21199999999999999,0.221,0.223,0.223,0.222,null,0.40699999999999997,0.40699999999999997,0.40699999999999997,0.40699999999999997,0.40799999999999997]
["Battery kWh",1.57,1.579,1.5649999999999999,1.57,1.6339999999999999,null,0.871,0.88,0.88,0.876,0.88100000000000001,null,1.0309999999999999,1.1080000000000001,1.1220000000000001,1.1220000000000001,1.1120000000000001,null,2.1509999999999998,2.1509999999999998,2.1509999999999998,2.153,2.157]
["Generator kW",6,6,6,6,6,null,7,7,7,7,7,null,8,8,8,8,8,null,12,12,12,12,12]
["PV capital cost",13512.156000000001,13525.414000000001,13519.744000000001,13523.188,13572.65,null,8816.5560000000005,8825.3339999999989,8825.3339999999989,8821.2879999999986,8832.1520000000019,null,7830.9279999999999,7916.23,7925.82,7925.82,7918.7780000000002,null,5921.8180000000002,5921.8180000000002,5921.8180000000002,5923.96,5927.2220000000007]
["PV O&M",1315.9704112166639,1317.261628969916,1316.7094186319359,1317.044835281672,1321.8620183041,null,858.65844243026413,859.51334584239601,859.51334584239601,859.11929945307202,860.17736173028811,null,762.66656041923204,770.97425817062003,771.90824355708003,771.90824355708003,771.22241195213201,null,576.73529439789206,576.73529439789206,576.73529439789206,576.94390719223998,577.26159857186803]
["Battery capital cost",850.76426949076676,855.2838361717088,848.37131649487367,851.83522253196577,882.41238789163776,null,478.59688252273548,483.31599955284338,483.31599955284338,481.16278967732438,482.55854519178371,null,554.38448532411371,591.40990694957304,598.23577505776666,598.23577505776666,593.22211972128457,null,1133.551335090571,1133.551335090571,1133.551335090571,1134.9482135549349,1137.057945694625]
["Battery O&M",152.91064607563999,153.79885741292,152.36914881300001,152.8658459424,159.14078634382,null,84.85973064205001,85.708400992165991,85.708400992165991,85.30967980633001,85.819037842949996,null,100.41852474152,107.91670356358,109.24512490574,109.24512490574,108.26926113386,null,209.45230988828001,209.45230988828001,209.45230988828001,209.71429327614001,210.10872923183999]
["Diesel capital cost",3484.5,3484.5,3484.5,3484.5,3484.5,null,4065.25,4065.25,4065.25,4065.25,4065.25,null,4646,4646,4646,4646,4646,null,6969,6969,6969,6969,6969]
["Diesel O&M (kW)",730.43695500000001,730.43695500000001,730.43695500000001,730.43695500000001,730.43695500000001,null,852.17644749999999,852.17644749999999,852.17644749999999,852.17644749999999,852.17644749999999,null,973.91593999999998,973.91593999999998,973.91593999999998,973.91593999999998,973.91593999999998,null,1460.87391,1460.87391,1460.87391,1460.87391,1460.87391]
["Diesel O&M (kWh)",1049.5246742368411,938.45454824565445,828.61605783187917,717.98502881583408,604.39496485697703,null,1461.0236070647859,1350.101474555099,1239.7055479190799,1129.5483931340259,1018.66989812804,null,1540.088124031292,1424.6701055836461,1313.628856388671,1203.2320139135959,1093.3081049462221,null,1720.5517503096439,1610.114146049181,1499.676429263109,1389.1026306388269,1278.4538150061369]
["Fuel cost",28565.249013640401,25542.217840769979,22552.708487658951,19541.628357716749,16450.011226543069,null,39765.147190045667,36746.144003134243,33741.462729925937,30743.280186616728,27725.46469561195,null,41917.071457032253,38775.702303405342,35753.457079540924,32748.750879647909,29756.91666242091,null,46828.807740215991,43822.992113762113,40817.173424662738,37807.650952612727,34796.086718631763]
["REopt LCC",49660.800000000003,46546.7,43432.800000000003,40318.800000000003,37204.699999999997,null,56381.7,53267,50151.9,47036.6,43921.7,null,58324.9,55206.2,52091.6,48976.5,45861,null,64820.1,61703.9,58587.6,55471.5,52355.4]
[]
["TMY_lowPVBatt_HighDiesel_44_PB_business",100,95,90,85,80,"TMY_lowPVBatt_HighDiesel_44_PB_nrel",100,95,90,85,80,"TMY_lowPVBatt_HighDiesel_44_PB_average",100,95,90,85,80,"TMY_lowPVBatt_HighDiesel_44_PB_residential",100,95,90,85,80]
["PV kW",24.893999999999998,18.957999999999998,17.739000000000001,16.613,15.510999999999999,null,25.385000000000002,19.777999999999999,18.565999999999999,17.463999999999999,16.346,null,25.574000000000002,20.091000000000001,18.698,17.571999999999999,16.460999999999999,null,25.79,20.774999999999999,19.265000000000001,18.042000000000002,16.928000000000001]
["Battery kW",5.2279999999999998,4.5199999999999996,3.38,2.8450000000000002,2.415,null,6.9119999999999999,5.3390000000000004,4.7690000000000001,4.367,3.968,null,6.9359999999999999,5.93,5.13,4.5789999999999997,4.1749999999999998,null,10.62,9.4109999999999996,7.7080000000000002,6.617,5.6920000000000002]
["Battery kWh",36.820999999999998,30.689,27.302,23.692,20.035,null,54.417999999999999,45.95,42.366999999999997,38.365000000000002,34.438000000000002,null,56.500999999999998,47.62,44.41,40.646999999999998,36.723999999999997,null,65.018000000000001,54.673000000000002,51.411999999999999,47.722000000000001,43.84]
["Generator kW",0,0,0,0,0,null,0,0,0,0,0,null,0,0,0,0,0,null,0,0,0,0,0]
["PV capital cost",34851.32,26541.06,24834.74,23258.9,21714.7,null,35539.56,27689.200000000001,25992.959999999999,24449.46,22883.7,null,35804.160000000003,28126.84,26176.5,24600.66,23045.96,null,36106.28,29084.44,26970.3,25258.38,23699.200000000001]
["PV O&M",3394.22560780408,2584.8761398496399,2418.6949151755598,2265.2213456866002,2114.8292462318,null,3461.25439845864,2696.6953245847999,2531.4958071782412,2381.1718818392401,2228.6800196178001,null,3487.0242142310399,2739.3177817829601,2549.371060341,2395.8974908520399,2244.4827796602399,null,3516.4481626103202,2832.5799721973599,2626.6805076582,2459.9538900577199,2308.1028645248002]
["Battery capital cost",18296.331243644079,15353.62431323654,13248.30575454192,11440.142049718739,9680.4894834640745,null,26518.23978455098,22073.05836684351,20253.386979741059,18371.261673729179,16522.034704381491,null,27379.53044249495,23129.80462063419,21314.079304665422,19433.99162345978,17582.62940518438,null,33196.114185572536,28222.4000920197,25807.601437241461,23611.278045358409,21442.990587482629]
["Battery O&M",3586.0753609928001,2988.8895849035998,2658.9950385473999,2307.4211233668002,1951.2698032681999,null,5299.8752406108006,4475.1340051405996,4126.1409672010004,3736.3992863317999,3353.9814533314002,null,5502.7614092315998,4637.8071845987997,4325.16068954,3958.6858604774002,3576.6283763748002,null,6332.1969195326001,5324.7295753996004,5007.0868915686005,4647.7313880273996,4269.6474809600004]
["Diesel capital cost",0,0,0,0,0,null,0,0,0,0,0,null,0,0,0,0,0,null,0,0,0,0,0]
["Diesel O&M (kW)",0,0,0,0,0,null,0,0,0,0,0,null,0,0,0,0,0,null,0,0,0,0,0]
["Diesel O&M (kWh)",0,0,0,0,0,null,0,0,0,0,0,null,0,0,0,0,0,null,0,0,0,0,0]
["Fuel cost",0,0,0,0,0,null,0,0,0,0,0,null,0,0,0,0,0,null,0,0,0,0,0]
["REopt LCC",60126.8,47467.6,43159.9,39271,35460.5,null,70817.7,56933.2,52903.1,48937.5,44987.6,null,72172.3,58632.800000000003,54364.3,50388.4,46448.9,null,79149.8,65463.1,60410.7,55976.5,51719.199999999997]
[]
["TMY_lowPVBatt_HighDiesel_44_D_business",100,95,90,85,80,"TMY_lowPVBatt_HighDiesel_44_D_nrel",100,95,90,85,80,"TMY_lowPVBatt_HighDiesel_44_D_average",100,95,90,85,80,"TMY_lowPVBatt_HighDiesel_44_D_residential",100,95,90,85,80]
["PV kW",0,0,0,0,0,null,0,0,0,0,0,null,0,0,0,0,0,null,0,0,0,0,0]
["Battery kW",0,0,0,0,0,null,0,0,0,0,0,null,0,0,0,0,0,null,0,0,0,0,0]
["Battery kWh",0,0,0,0,0,null,0,0,0,0,0,null,0,0,0,0,0,null,0,0,0,0,0]
["Generator kW",6,6,6,6,6,null,7,7,7,7,7,null,8,8,8,8,8,null,12,12,12,12,12]
["PV capital cost",0,0,0,0,0,null,0,0,0,0,0,null,0,0,0,0,0,null,0,0,0,0,0]
["PV O&M",0,0,0,0,0,null,0,0,0,0,0,null,0,0,0,0,0,null,0,0,0,0,0]
["Battery capital cost",0,0,0,0,0,null,0,0,0,0,0,null,0,0,0,0,0,null,0,0,0,0,0]
["Battery O&M",0,0,0,0,0,null,0,0,0,0,0,null,0,0,0,0,0,null,0,0,0,0,0]
["Diesel capital cost",3484.5,3484.5,3484.5,3484.5,3484.5,null,4065.25,4065.25,4065.25,4065.25,4065.25,null,4646,4646,4646,4646,4646,null,6969,6969,6969,6969,6969]
["Diesel O&M (kW)",730.43695500000001,730.43695500000001,730.43695500000001,730.43695500000001,730.43695500000001,null,852.17644749999999,852.17644749999999,852.17644749999999,852.17644749999999,852.17644749999999,null,973.91593999999998,973.91593999999998,973.91593999999998,973.91593999999998,973.91593999999998,null,1460.87391,1460.87391,1460.87391,1460.87391,1460.87391]
["Diesel O&M (kWh)",2207.1177641851491,2096.7618759759098,1986.405987766653,1876.050099557395,1765.6942113481441,null,2207.935366616824,2097.538598285998,1987.141829955169,1876.7450616243359,1766.3482932934969,null,2207.9353666168308,2097.5385982859948,1987.1418299551531,1876.745061624312,1766.3482932934669,null,2208.7529690484798,2098.315320596063,1987.8776721436379,1877.440023691217,1767.002375238792]
["Fuel cost",60071.830690614712,57068.23915608447,54064.647621553748,51061.056087022997,48057.464552492427,null,60094.083637713753,57089.379455828457,54084.675273943139,51079.971092057647,48075.266910172053,null,60094.083637713957,57089.379455828413,54084.675273942703,51079.971092056992,48075.266910171224,null,60116.336584812299,57110.519755571862,54104.702926331243,51098.886097090712,48093.069267850064]
["REopt LCC",66493.600000000006,63379.7,60265.8,57151.8,54037.9,null,67219.199999999997,64104.1,60989,57873.9,54758.8,null,67921.600000000006,64806.5,61691.4,58576.3,55461.2,null,70754.5,67638.2,64522,61405.7,58289.5]
[]
["TMY_lowPVBatt_HighDiesel_36_PBD_business",100,95,90,85,80,"TMY_lowPVBatt_HighDiesel_36_PBD_nrel",100,95,90,85,80,"TMY_lowPVBatt_HighDiesel_36_PBD_average",100,95,90,85,80,"TMY_lowPVBatt_HighDiesel_36_PBD_residential",100,95,90,85,80]
["PV kW",8.7240000000000002,8.7430000000000003,8.7430000000000003,8.7439999999999998,8.7240000000000002,null,5.72,5.72,5.72,5.72,5.72,null,5.0060000000000002,5.0060000000000002,5.0060000000000002,5.0060000000000002,5.0060000000000002,null,3.2570000000000001,3.2570000000000001,3.2570000000000001,3.2570000000000001,3.2570000000000001]
["Battery kW",0,2.3E-2,2.3E-2,2.3E-2,0,null,0,0,0,0,0,null,0,0,0,0,0,null,0,0,0,0,0]
["Battery kWh",0,6.7000000000000004E-2,6.7000000000000004E-2,6.6000000000000003E-2,0,null,0,0,0,0,0,null,0,0,0,0,0,null,0,0,0,0,0]
["Generator kW",6,6,6,6,6,null,7,7,7,7,7,null,8,8,8,8,8,null,12,12,12,12,12]
["PV capital cost",12213.907999999999,12240.816000000001,12240.816000000001,12241.838,12213.907999999999,null,8007.7339999999986,8007.7339999999986,8007.7339999999986,8007.7339999999986,8007.7339999999986,null,7007.7839999999997,7007.7839999999997,7007.7839999999997,7007.7839999999997,7007.7839999999997,null,4560.0940000000001,4560.0940000000001,4560.0940000000001,4560.0940000000001,4560.0940000000001]
["PV O&M",1189.5319690893521,1192.152582100704,1192.152582100704,1192.252116309772,1189.5319690893521,null,779.88597858799596,779.88597858799596,779.88597858799596,779.88597858799596,779.88597858799596,null,682.49925416769599,682.49925416769599,682.49925416769599,682.49925416769599,682.49925416769599,null,444.11482344983602,444.11482344983602,444.11482344983602,444.11482344983602,444.11482344983602]
["Battery capital cost",0,42.183122046091697,42.183122046091697,41.595495568527888,0,null,0,0,0,0,0,null,0,0,0,0,0,null,0,0,0,0,0]
["Battery O&M",0,6.520026347721001,6.520026347721001,6.429198947156598,0,null,0,0,0,0,0,null,0,0,0,0,0,null,0,0,0,0,0]
["Diesel capital cost",3484.5,3484.5,3484.5,3484.5,3484.5,null,4065.25,4065.25,4065.25,4065.25,4065.25,null,4646,4646,4646,4646,4646,null,6969,6969,6969,6969,6969]
["Diesel O&M (kW)",730.43695500000001,730.43695500000001,730.43695500000001,730.43695500000001,730.43695500000001,null,852.17644749999999,852.17644749999999,852.17644749999999,852.17644749999999,852.17644749999999,null,973.91593999999998,973.91593999999998,973.91593999999998,973.91593999999998,973.91593999999998,null,1460.87391,1460.87391,1460.87391,1460.87391,1460.87391]
["Diesel O&M (kWh)",1143.177061738917,1029.4118509343029,919.05595972848243,808.68204576492849,701.7535089956217,null,1515.9117524523231,1405.514984121482,1295.1182157906389,1184.7214474597911,1074.324679128945,null,1599.0726669496389,1488.6758986187899,1378.2791302879409,1267.882361957091,1157.4855936262429,null,1829.694219533864,1719.2565710814349,1608.8189226290069,1498.3812741765789,1387.943625724153]
["Fuel cost",25457.08583667273,22923.680615722209,20466.196566194722,18008.311172985668,15627.149907568561,null,33757.408974160513,31299.014643526771,28840.620312892959,26382.225982259079,23923.831651625231,null,35609.29579858129,33150.901467947369,30692.507137313441,28234.112806679499,25775.718476045618,null,40744.941759665278,38285.637081195579,35826.332402725879,33367.027724256201,30907.72304578657]
["REopt LCC",44218,41649,39081.199999999997,36513.4,33946.6,null,48977.8,46409,43840.2,41271.4,38702.699999999997,null,50518,47949.2,45380.4,42811.6,40242.9,null,56008.1,53438.3,50868.6,48298.9,45729.1]
[]
["TMY_lowPVBatt_HighDiesel_36_PB_business",100,95,90,85,80,"TMY_lowPVBatt_HighDiesel_36_PB_nrel",100,95,90,85,80,"TMY_lowPVBatt_HighDiesel_36_PB_average",100,95,90,85,80,"TMY_lowPVBatt_HighDiesel_36_PB_residential",100,95,90,85,80]
["PV kW",24.893999999999998,18.957999999999998,17.739000000000001,16.613,15.510999999999999,null,25.385000000000002,19.777999999999999,18.565999999999999,17.463999999999999,16.346,null,25.574000000000002,20.091000000000001,18.698,17.571999999999999,16.460999999999999,null,25.79,20.774999999999999,19.265000000000001,18.042000000000002,16.928000000000001]
["Battery kW",5.2279999999999998,4.5199999999999996,3.38,2.8450000000000002,2.415,null,6.9119999999999999,5.3390000000000004,4.7690000000000001,4.367,3.968,null,6.9359999999999999,5.93,5.13,4.5789999999999997,4.1749999999999998,null,10.62,9.4109999999999996,7.7080000000000002,6.617,5.6920000000000002]
["Battery kWh",36.820999999999998,30.689,27.302,23.692,20.035,null,54.417999999999999,45.95,42.366999999999997,38.365000000000002,34.438000000000002,null,56.500999999999998,47.62,44.41,40.646999999999998,36.723999999999997,null,65.018000000000001,54.673000000000002,51.411999999999999,47.722000000000001,43.84]
["Generator kW",0,0,0,0,0,null,0,0,0,0,0,null,0,0,0,0,0,null,0,0,0,0,0]
["PV capital cost",34851.32,26541.06,24834.74,23258.9,21714.7,null,35539.56,27689.200000000001,25992.959999999999,24449.46,22883.7,null,35804.160000000003,28126.84,26176.5,24600.66,23045.96,null,36106.28,29084.44,26970.3,25258.38,23699.200000000001]
["PV O&M",3394.22560780408,2584.8761398496399,2418.6949151755598,2265.2213456866002,2114.8292462318,null,3461.25439845864,2696.6953245847999,2531.4958071782412,2381.1718818392401,2228.6800196178001,null,3487.0242142310399,2739.3177817829601,2549.371060341,2395.8974908520399,2244.4827796602399,null,3516.4481626103202,2832.5799721973599,2626.6805076582,2459.9538900577199,2308.1028645248002]
["Battery capital cost",18296.331243644079,15353.62431323654,13248.30575454192,11440.142049718739,9680.4894834640745,null,26518.23978455098,22073.05836684351,20253.386979741059,18371.261673729179,16522.034704381491,null,27379.53044249495,23129.80462063419,21314.079304665422,19433.99162345978,17582.62940518438,null,33196.114185572536,28222.4000920197,25807.601437241461,23611.278045358409,21442.990587482629]
["Battery O&M",3586.0753609928001,2988.8895849035998,2658.9950385473999,2307.4211233668002,1951.2698032681999,null,5299.8752406108006,4475.1340051405996,4126.1409672010004,3736.3992863317999,3353.9814533314002,null,5502.7614092315998,4637.8071845987997,4325.16068954,3958.6858604774002,3576.6283763748002,null,6332.1969195326001,5324.7295753996004,5007.0868915686005,4647.7313880273996,4269.6474809600004]
["Diesel capital cost",0,0,0,0,0,null,0,0,0,0,0,null,0,0,0,0,0,null,0,0,0,0,0]
["Diesel O&M (kW)",0,0,0,0,0,null,0,0,0,0,0,null,0,0,0,0,0,null,0,0,0,0,0]
["Diesel O&M (kWh)",0,0,0,0,0,null,0,0,0,0,0,null,0,0,0,0,0,null,0,0,0,0,0]
["Fuel cost",0,0,0,0,0,null,0,0,0,0,0,null,0,0,0,0,0,null,0,0,0,0,0]
["REopt LCC",60126.8,47467.6,43159.9,39271,35460.5,null,70817.7,56933.2,52903.1,48937.5,44987.6,null,72172.3,58632.800000000003,54364.3,50388.4,46448.9,null,79149.8,65463.1,60410.7,55976.5,51719.199999999997]
[]
["TMY_lowPVBatt_HighDiesel_36_D_business",100,95,90,85,80,"TMY_lowPVBatt_HighDiesel_36_D_nrel",100,95,90,85,80,"TMY_lowPVBatt_HighDiesel_36_D_average",100,95,90,85,80,"TMY_lowPVBatt_HighDiesel_36_D_residential",100,95,90,85,80]
["PV kW",0,0,0,0,0,null,0,0,0,0,0,null,0,0,0,0,0,null,0,0,0,0,0]
["Battery kW",0,0,0,0,0,null,0,0,0,0,0,null,0,0,0,0,0,null,0,0,0,0,0]
["Battery kWh",0,0,0,0,0,null,0,0,0,0,0,null,0,0,0,0,0,null,0,0,0,0,0]
["Generator kW",6,6,6,6,6,null,7,7,7,7,7,null,8,8,8,8,8,null,12,12,12,12,12]
["PV capital cost",0,0,0,0,0,null,0,0,0,0,0,null,0,0,0,0,0,null,0,0,0,0,0]
["PV O&M",0,0,0,0,0,null,0,0,0,0,0,null,0,0,0,0,0,null,0,0,0,0,0]
["Battery capital cost",0,0,0,0,0,null,0,0,0,0,0,null,0,0,0,0,0,null,0,0,0,0,0]
["Battery O&M",0,0,0,0,0,null,0,0,0,0,0,null,0,0,0,0,0,null,0,0,0,0,0]
["Diesel capital cost",3484.5,3484.5,3484.5,3484.5,3484.5,null,4065.25,4065.25,4065.25,4065.25,4065.25,null,4646,4646,4646,4646,4646,null,6969,6969,6969,6969,6969]
["Diesel O&M (kW)",730.43695500000001,730.43695500000001,730.43695500000001,730.43695500000001,730.43695500000001,null,852.17644749999999,852.17644749999999,852.17644749999999,852.17644749999999,852.17644749999999,null,973.91593999999998,973.91593999999998,973.91593999999998,973.91593999999998,973.91593999999998,null,1460.87391,1460.87391,1460.87391,1460.87391,1460.87391]
["Diesel O&M (kWh)",2207.1177641851491,2096.7618759759048,1986.40598776665,1876.0500995573921,1765.6942113481441,null,2207.935366616824,2097.5385982860039,1987.141829955169,1876.7450616243341,1766.3482932934969,null,2207.9353666168308,2097.5385982859948,1987.1418299551531,1876.745061624312,1766.3482932934669,null,2208.7529690484798,2098.315320596063,1987.8776721436379,1877.440023691217,1767.002375238792]
["Fuel cost",49149.67965595748,46692.195673159913,44234.711690362077,41777.227707564212,39319.743724766537,null,49167.886612674891,46709.492282041632,44251.097951408003,41792.703620774402,39334.309290140758,null,49167.886612675058,46709.492282041429,44251.097951407683,41792.703620773907,39334.309290140081,null,49186.093569391873,46726.78889092242,44267.484212452837,41808.179533983312,39348.874855513677]
["REopt LCC",55571.5,53003.7,50435.8,47868,45300.1,null,56293,53724.2,51155.4,48586.6,46017.8,null,56995.4,54426.6,51857.8,49289,46720.3,null,59824.2,57254.5,54684.800000000003,52115,49545.3]
[]
["TMY_lowPVBatt_HighDiesel_32_PBD_business",100,95,90,85,80,"TMY_lowPVBatt_HighDiesel_32_PBD_nrel",100,95,90,85,80,"TMY_lowPVBatt_HighDiesel_32_PBD_average",100,95,90,85,80,"TMY_lowPVBatt_HighDiesel_32_PBD_residential",100,95,90,85,80]
["PV kW",8.4610000000000003,8.4610000000000003,8.4610000000000003,8.4610000000000003,8.4610000000000003,null,5.5090000000000003,5.5090000000000003,5.5090000000000003,5.5090000000000003,5.5090000000000003,null,4.8600000000000003,4.8600000000000003,4.8600000000000003,4.8600000000000003,4.8600000000000003,null,3.0110000000000001,3.0110000000000001,3.0110000000000001,3.0110000000000001,3.0110000000000001]
["Battery kW",0,0,0,0,0,null,0,0,0,0,0,null,0,0,0,0,0,null,0,0,0,0,0]
["Battery kWh",0,0,0,0,0,null,0,0,0,0,0,null,0,0,0,0,0,null,0,0,0,0,0]
["Generator kW",6,6,6,6,6,null,7,7,7,7,7,null,8,8,8,8,8,null,12,12,12,12,12]
["PV capital cost",11845.694,11845.694,11845.694,11845.694,11845.694,null,7713.1320000000014,7713.1320000000014,7713.1320000000014,7713.1320000000014,7713.1320000000014,null,6803.3140000000003,6803.3140000000003,6803.3140000000003,6803.3140000000003,6803.3140000000003,null,4215.2039999999997,4215.2039999999997,4215.2039999999997,4215.2039999999997,4215.2039999999997]
["PV O&M",1153.6710206962359,1153.6710206962359,1153.6710206962359,1153.6710206962359,1153.6710206962359,null,751.19422021240803,751.19422021240803,751.19422021240803,751.19422021240803,751.19422021240803,null,662.58559494251608,662.58559494251608,662.58559494251608,662.58559494251608,662.58559494251608,null,410.5254365951759,410.5254365951759,410.5254365951759,410.5254365951759,410.5254365951759]
["Battery capital cost",0,0,0,0,0,null,0,0,0,0,0,null,0,0,0,0,0,null,6.5615307220000004E-9,0,0,0,0]
["Battery O&M",0,0,0,0,0,null,0,0,0,0,0,null,0,0,0,0,0,null,1.5741013771843999E-9,0,0,0,0]
["Diesel capital cost",3484.5,3484.5,3484.5,3484.5,3484.5,null,4065.25,4065.25,4065.25,4065.25,4065.25,null,4646,4646,4646,4646,4646,null,6969,6969,6969,6969,6969]
["Diesel O&M (kW)",730.43695500000001,730.43695500000001,730.43695500000001,730.43695500000001,730.43695500000001,null,852.17644749999999,852.17644749999999,852.17644749999999,852.17644749999999,852.17644749999999,null,973.91593999999998,973.91593999999998,973.91593999999998,973.91593999999998,973.91593999999998,null,1460.87391,1460.87391,1460.87391,1460.87391,1460.87391]
["Diesel O&M (kWh)",1161.5033449028449,1051.147456693589,940.7915684843349,830.43568027507035,720.0797909794012,null,1530.6387708058021,1420.242002474962,1309.845234144118,1199.4484658132719,1089.0516974824211,null,1609.2892907372659,1498.892522406416,1388.4957540755649,1278.098985744713,1167.7022174138669,null,1846.9025241731649,1736.4648757207769,1626.027227268349,1515.589578815923,1405.151930363498]
["Fuel cost",22991.278791092591,20806.848584161169,18622.418377229798,16437.988170298209,14253.557941861891,null,30298.098462208971,28112.859057201211,25927.619652193389,23742.38024718552,21557.14084217756,null,31854.93946378175,29669.7000587738,27484.460653765818,25299.221248757851,23113.981843749982,null,36558.354325522567,34372.305722439189,32186.257119355028,30000.208516270919,27814.15991318681]
["REopt LCC",41366.400000000001,39071.699999999997,36776.9,34482.1,32187.3,null,45209.9,42914.3,40618.699999999997,38323,36027.4,null,46549.5,44253.9,41958.2,39662.6,37367,null,51460.2,49163.7,46867.3,44570.8,42274.3]
[]
["TMY_lowPVBatt_HighDiesel_32_PB_business",100,95,90,85,80,"TMY_lowPVBatt_HighDiesel_32_PB_nrel",100,95,90,85,80,"TMY_lowPVBatt_HighDiesel_32_PB_average",100,95,90,85,80,"TMY_lowPVBatt_HighDiesel_32_PB_residential",100,95,90,85,80]
["PV kW",24.893999999999998,18.957999999999998,17.739000000000001,16.613,15.510999999999999,null,25.385000000000002,19.777999999999999,18.565999999999999,17.463999999999999,16.346,null,25.574000000000002,20.091000000000001,18.698,17.571999999999999,16.460999999999999,null,25.79,20.774999999999999,19.265000000000001,18.042000000000002,16.928000000000001]
["Battery kW",5.2279999999999998,4.5199999999999996,3.38,2.8450000000000002,2.415,null,6.9119999999999999,5.3390000000000004,4.7690000000000001,4.367,3.968,null,6.9359999999999999,5.93,5.13,4.5789999999999997,4.1749999999999998,null,10.62,9.4109999999999996,7.7080000000000002,6.617,5.6920000000000002]
["Battery kWh",36.820999999999998,30.689,27.302,23.692,20.035,null,54.417999999999999,45.95,42.366999999999997,38.365000000000002,34.438000000000002,null,56.500999999999998,47.62,44.41,40.646999999999998,36.723999999999997,null,65.018000000000001,54.673000000000002,51.411999999999999,47.722000000000001,43.84]
["Generator kW",0,0,0,0,0,null,0,0,0,0,0,null,0,0,0,0,0,null,0,0,0,0,0]
["PV capital cost",34851.32,26541.06,24834.74,23258.9,21714.7,null,35539.56,27689.200000000001,25992.959999999999,24449.46,22883.7,null,35804.160000000003,28126.84,26176.5,24600.66,23045.96,null,36106.28,29084.44,26970.3,25258.38,23699.200000000001]
["PV O&M",3394.22560780408,2584.8761398496399,2418.6949151755598,2265.2213456866002,2114.8292462318,null,3461.25439845864,2696.6953245847999,2531.4958071782412,2381.1718818392401,2228.6800196178001,null,3487.0242142310399,2739.3177817829601,2549.371060341,2395.8974908520399,2244.4827796602399,null,3516.4481626103202,2832.5799721973599,2626.6805076582,2459.9538900577199,2308.1028645248002]
["Battery capital cost",18296.331243644079,15353.62431323654,13248.30575454192,11440.142049718739,9680.4894834640745,null,26518.23978455098,22073.05836684351,20253.386979741059,18371.261673729179,16522.034704381491,null,27379.53044249495,23129.80462063419,21314.079304665422,19433.99162345978,17582.62940518438,null,33196.114185572536,28222.4000920197,25807.601437241461,23611.278045358409,21442.990587482629]
["Battery O&M",3586.0753609928001,2988.8895849035998,2658.9950385473999,2307.4211233668002,1951.2698032681999,null,5299.8752406108006,4475.1340051405996,4126.1409672010004,3736.3992863317999,3353.9814533314002,null,5502.7614092315998,4637.8071845987997,4325.16068954,3958.6858604774002,3576.6283763748002,null,6332.1969195326001,5324.7295753996004,5007.0868915686005,4647.7313880273996,4269.6474809600004]
["Diesel capital cost",0,0,0,0,0,null,0,0,0,0,0,null,0,0,0,0,0,null,0,0,0,0,0]
["Diesel O&M (kW)",0,0,0,0,0,null,0,0,0,0,0,null,0,0,0,0,0,null,0,0,0,0,0]
["Diesel O&M (kWh)",0,0,0,0,0,null,0,0,0,0,0,null,0,0,0,0,0,null,0,0,0,0,0]
["Fuel cost",0,0,0,0,0,null,0,0,0,0,0,null,0,0,0,0,0,null,0,0,0,0,0]
["REopt LCC",60126.8,47467.6,43159.9,39271,35460.5,null,70817.7,56933.2,52903.1,48937.5,44987.6,null,72172.3,58632.800000000003,54364.3,50388.4,46448.9,null,79149.8,65463.1,60410.7,55976.5,51719.199999999997]
[]
["TMY_lowPVBatt_HighDiesel_32_D_business",100,95,90,85,80,"TMY_lowPVBatt_HighDiesel_32_D_nrel",100,95,90,85,80,"TMY_lowPVBatt_HighDiesel_32_D_average",100,95,90,85,80,"TMY_lowPVBatt_HighDiesel_32_D_residential",100,95,90,85,80]
["PV kW",0,0,0,0,0,null,0,0,0,0,0,null,0,0,0,0,0,null,0,0,0,0,0]
["Battery kW",0,0,0,0,0,null,0,0,0,0,0,null,0,0,0,0,0,null,0,0,0,0,0]
["Battery kWh",0,0,0,0,0,null,0,0,0,0,0,null,0,0,0,0,0,null,0,0,0,0,0]
["Generator kW",6,6,6,6,6,null,7,7,7,7,7,null,8,8,8,8,8,null,12,12,12,12,12]
["PV capital cost",0,0,0,0,0,null,0,0,0,0,0,null,0,0,0,0,0,null,0,0,0,0,0]
["PV O&M",0,0,0,0,0,null,0,0,0,0,0,null,0,0,0,0,0,null,0,0,0,0,0]
["Battery capital cost",0,0,0,0,0,null,0,0,0,0,0,null,0,0,0,0,0,null,0,0,0,0,0]
["Battery O&M",0,0,0,0,0,null,0,0,0,0,0,null,0,0,0,0,0,null,0,0,0,0,0]
["Diesel capital cost",3484.5,3484.5,3484.5,3484.5,3484.5,null,4065.25,4065.25,4065.25,4065.25,4065.25,null,4646,4646,4646,4646,4646,null,6969,6969,6969,6969,6969]
["Diesel O&M (kW)",730.43695500000001,730.43695500000001,730.43695500000001,730.43695500000001,730.43695500000001,null,852.17644749999999,852.17644749999999,852.17644749999999,852.17644749999999,852.17644749999999,null,973.91593999999998,973.91593999999998,973.91593999999998,973.91593999999998,973.91593999999998,null,1460.87391,1460.87391,1460.87391,1460.87391,1460.87391]
["Diesel O&M (kWh)",2207.1177641851491,2096.7618759759098,1986.4059877666459,1876.0500995573941,1765.6942113481371,null,2207.935366616824,2097.5385982860039,1987.141829955169,1876.7450616243341,1766.3482932934969,null,2207.9353666168308,2097.5385982859948,1987.1418299551531,1876.745061624312,1766.3482932934669,null,2208.7529690484798,2098.315320596063,1987.8776721436379,1877.440023691217,1767.002375238792]
["Fuel cost",43688.604138628878,41504.173931697791,39319.743724766216,37135.313517834882,34950.883310903453,null,43704.788100155471,41519.548695148122,39334.309290140438,37149.06988513282,34963.830480125129,null,43704.788100155602,41519.54869514794,39334.309290140147,37149.069885132383,34963.830480124532,null,43720.972061681678,41534.923458597717,39348.874855513634,37162.826252429608,34976.777649345488]
["REopt LCC",50110.400000000001,47815.6,45520.800000000003,43226.1,40931.300000000003,null,50829.9,48534.2,46238.6,43943,41647.300000000003,null,51532.3,49236.7,46941,44645.4,42349.8,null,54359.1,52062.6,49766.1,47469.7,45173.2]
[]
["TMY_lowPVBatt_MedDiesel_44_PBD_business",100,95,90,85,80,"TMY_lowPVBatt_MedDiesel_44_PBD_nrel",100,95,90,85,80,"TMY_lowPVBatt_MedDiesel_44_PBD_average",100,95,90,85,80,"TMY_lowPVBatt_MedDiesel_44_PBD_residential",100,95,90,85,80]
["PV kW",8.7729999999999997,8.8160000000000007,8.8140000000000001,8.8160000000000007,8.8140000000000001,null,5.7370000000000001,5.7370000000000001,5.7370000000000001,5.7370000000000001,5.7370000000000001,null,5.0289999999999999,5.0289999999999999,5.0289999999999999,5.0289999999999999,5.0289999999999999,null,3.286,3.286,3.286,3.286,3.286]
["Battery kW",0,4.3999999999999997E-2,4.5999999999999999E-2,4.4999999999999998E-2,4.5999999999999999E-2,null,0,0,0,0,0,null,0,0,0,0,0,null,0,0,0,0,0]
["Battery kWh",0,0.127,0.13100000000000001,0.128,0.13100000000000001,null,0,0,0,0,0,null,0,0,0,0,0,null,0,0,0,0,0]
["Generator kW",6,6,6,6,6,null,7,7,7,7,7,null,8,8,8,8,8,null,12,12,12,12,12]
["PV capital cost",12282.871999999999,12342.834000000001,12340.201999999999,12341.924000000001,12340.201999999999,null,8031.1559999999999,8031.1559999999999,8031.1559999999999,8031.1559999999999,8031.1559999999999,null,7040.39,7040.39,7040.39,7040.39,7040.39,null,4600.05,4600.05,4600.05,4600.05,4600.05]
["PV O&M",1196.248482977968,1202.0882777373961,1201.8319430619881,1201.9996513868559,1201.8319430619881,null,782.16708450266401,782.16708450266401,782.16708450266401,782.16708450266401,782.16708450266401,null,685.67480448166009,685.67480448166009,685.67480448166009,685.67480448166009,685.67480448166009,null,448.00620197970011,448.00620197970011,448.00620197970011,448.00620197970011,448.00620197970011]
["Battery capital cost",0,79.976955381772484,82.522630442963603,80.50504467627745,82.522630442963603,null,1.0002126472000001E-9,0,0,0,0,null,1.2754075311E-10,0,0,0,0,null,0,0,0,0,0]
["Battery O&M",0,12.361622851638,12.755084891398001,12.44323700741,12.755084891398001,null,2.3994951363343998E-10,0,0,0,0,null,3.0596835345822001E-11,0,0,0,0,null,0,0,0,0,0]
["Diesel capital cost",2787.6,2787.6,2787.6,2787.6,2787.6,null,3252.2,3252.2,3252.2,3252.2,3252.2,null,3716.8,3716.8,3716.8,3716.8,3716.8,null,5575.2000000000007,5575.2000000000007,5575.2000000000007,5575.2000000000007,5575.2000000000007]
["Diesel O&M (kW)",730.43695500000001,730.43695500000001,730.43695500000001,730.43695500000001,730.43695500000001,null,852.17644749999999,852.17644749999999,852.17644749999999,852.17644749999999,852.17644749999999,null,973.91593999999998,973.91593999999998,973.91593999999998,973.91593999999998,973.91593999999998,null,1460.87391,1460.87391,1460.87391,1460.87391,1460.87391]
["Diesel O&M (kWh)",1139.951576980875,1022.788576356897,912.42910651229033,802.09308420586729,691.71732724110666,null,1514.816083030832,1404.419314699993,1294.022546369152,1183.625778038305,1073.2290097074549,null,1597.5486831601479,1487.151914829298,1376.7551464984469,1266.3583781675959,1155.9616098367469,null,1827.825664439478,1717.38801598705,1606.950367534622,1496.5127190821941,1386.075070629767]
["Fuel cost",25855.355809546902,23197.97006613656,20694.89588526445,18192.35352035263,15688.909929678221,null,34357.695189576792,31853.775038005439,29349.854886434019,26845.934734862491,24342.014583290889,null,36234.161573401361,33730.241421829764,31226.32127025813,28722.40111868651,26218.48096711492,null,41457.096833067539,38952.249475366902,36447.402117666301,33942.554759965693,31437.707402265129]
["REopt LCC",43991.8,41375.4,38762,36148.699999999997,33535.300000000003,null,48789.7,46175.3,43561,40946.699999999997,38332.400000000001,null,50247.9,47633.599999999999,45019.3,42405,39790.699999999997,null,55368.4,52753.1,50137.8,47522.6,44907.3]
[]
["TMY_lowPVBatt_MedDiesel_44_PB_business",100,95,90,85,80,"TMY_lowPVBatt_MedDiesel_44_PB_nrel",100,95,90,85,80,"TMY_lowPVBatt_MedDiesel_44_PB_average",100,95,90,85,80,"TMY_lowPVBatt_MedDiesel_44_PB_residential",100,95,90,85,80]
["PV kW",24.893999999999998,18.957999999999998,17.739000000000001,16.613,15.510999999999999,null,25.385000000000002,19.777999999999999,18.565999999999999,17.463999999999999,16.346,null,25.574000000000002,20.091000000000001,18.698,17.571999999999999,16.460999999999999,null,25.79,20.774999999999999,19.265000000000001,18.042000000000002,16.928000000000001]
["Battery kW",5.2279999999999998,4.5199999999999996,3.38,2.8450000000000002,2.415,null,6.9119999999999999,5.3390000000000004,4.7690000000000001,4.367,3.968,null,6.9359999999999999,5.93,5.13,4.5789999999999997,4.1749999999999998,null,10.62,9.4109999999999996,7.7080000000000002,6.617,5.6920000000000002]
["Battery kWh",36.820999999999998,30.689,27.302,23.692,20.035,null,54.417999999999999,45.95,42.366999999999997,38.365000000000002,34.438000000000002,null,56.500999999999998,47.62,44.41,40.646999999999998,36.723999999999997,null,65.018000000000001,54.673000000000002,51.411999999999999,47.722000000000001,43.84]
["Generator kW",0,0,0,0,0,null,0,0,0,0,0,null,0,0,0,0,0,null,0,0,0,0,0]
["PV capital cost",34851.32,26541.06,24834.74,23258.9,21714.7,null,35539.56,27689.200000000001,25992.959999999999,24449.46,22883.7,null,35804.160000000003,28126.84,26176.5,24600.66,23045.96,null,36106.28,29084.44,26970.3,25258.38,23699.200000000001]
["PV O&M",3394.22560780408,2584.8761398496399,2418.6949151755598,2265.2213456866002,2114.8292462318,null,3461.25439845864,2696.6953245847999,2531.4958071782412,2381.1718818392401,2228.6800196178001,null,3487.0242142310399,2739.3177817829601,2549.371060341,2395.8974908520399,2244.4827796602399,null,3516.4481626103202,2832.5799721973599,2626.6805076582,2459.9538900577199,2308.1028645248002]
["Battery capital cost",18296.331243644079,15353.62431323654,13248.30575454192,11440.142049718739,9680.4894834640745,null,26518.23978455098,22073.05836684351,20253.386979741059,18371.261673729179,16522.034704381491,null,27379.53044249495,23129.80462063419,21314.079304665422,19433.99162345978,17582.62940518438,null,33196.114185572536,28222.4000920197,25807.601437241461,23611.278045358409,21442.990587482629]
["Battery O&M",3586.0753609928001,2988.8895849035998,2658.9950385473999,2307.4211233668002,1951.2698032681999,null,5299.8752406108006,4475.1340051405996,4126.1409672010004,3736.3992863317999,3353.9814533314002,null,5502.7614092315998,4637.8071845987997,4325.16068954,3958.6858604774002,3576.6283763748002,null,6332.1969195326001,5324.7295753996004,5007.0868915686005,4647.7313880273996,4269.6474809600004]
["Diesel capital cost",0,0,0,0,0,null,0,0,0,0,0,null,0,0,0,0,0,null,0,0,0,0,0]
["Diesel O&M (kW)",0,0,0,0,0,null,0,0,0,0,0,null,0,0,0,0,0,null,0,0,0,0,0]
["Diesel O&M (kWh)",0,0,0,0,0,null,0,0,0,0,0,null,0,0,0,0,0,null,0,0,0,0,0]
["Fuel cost",0,0,0,0,0,null,0,0,0,0,0,null,0,0,0,0,0,null,0,0,0,0,0]
["REopt LCC",60126.8,47467.6,43159.9,39271,35460.5,null,70817.7,56933.2,52903.1,48937.5,44987.6,null,72172.3,58632.800000000003,54364.3,50388.4,46448.9,null,79149.8,65463.1,60410.7,55976.5,51719.199999999997]
[]
["TMY_lowPVBatt_MedDiesel_44_D_business",100,95,90,85,80,"TMY_lowPVBatt_MedDiesel_44_D_nrel",100,95,90,85,80,"TMY_lowPVBatt_MedDiesel_44_D_average",100,95,90,85,80,"TMY_lowPVBatt_MedDiesel_44_D_residential",100,95,90,85,80]
["PV kW",0,0,0,0,0,null,0,0,0,0,0,null,0,0,0,0,0,null,0,0,0,0,0]
["Battery kW",0,0,0,0,0,null,0,0,0,0,0,null,0,0,0,0,0,null,0,0,0,0,0]
["Battery kWh",0,0,0,0,0,null,0,0,0,0,0,null,0,0,0,0,0,null,0,0,0,0,0]
["Generator kW",6,6,6,6,6,null,7,7,7,7,7,null,8,8,8,8,8,null,12,12,12,12,12]
["PV capital cost",0,0,0,0,0,null,0,0,0,0,0,null,0,0,0,0,0,null,0,0,0,0,0]
["PV O&M",0,0,0,0,0,null,0,0,0,0,0,null,0,0,0,0,0,null,0,0,0,0,0]
["Battery capital cost",0,0,0,0,0,null,0,0,0,0,0,null,0,0,0,0,0,null,0,0,0,0,0]
["Battery O&M",0,0,0,0,0,null,0,0,0,0,0,null,0,0,0,0,0,null,0,0,0,0,0]
["Diesel capital cost",2787.6,2787.6,2787.6,2787.6,2787.6,null,3252.2,3252.2,3252.2,3252.2,3252.2,null,3716.8,3716.8,3716.8,3716.8,3716.8,null,5575.2000000000007,5575.2000000000007,5575.2000000000007,5575.2000000000007,5575.2000000000007]
["Diesel O&M (kW)",730.43695500000001,730.43695500000001,730.43695500000001,730.43695500000001,730.43695500000001,null,852.17644749999999,852.17644749999999,852.17644749999999,852.17644749999999,852.17644749999999,null,973.91593999999998,973.91593999999998,973.91593999999998,973.91593999999998,973.91593999999998,null,1460.87391,1460.87391,1460.87391,1460.87391,1460.87391]
["Diesel O&M (kWh)",2207.1177641851491,2096.7618759759048,1986.40598776665,1876.0500995573921,1765.6942113481441,null,2207.935366616824,2097.5385982860039,1987.141829955169,1876.7450616243341,1766.3482932934969,null,2207.9353666168308,2097.5385982859948,1987.1418299551531,1876.745061624312,1766.3482932934669,null,2208.7529690484798,2098.315320596063,1987.8776721436379,1877.440023691217,1767.002375238792]
["Fuel cost",50059.858908845592,47556.865963403638,45053.873017961392,42550.880072519089,40047.887127077032,null,50078.403031428148,47574.482879857213,45070.562728285942,42566.642576714679,40062.72242514338,null,50078.403031428294,47574.482879857023,45070.562728285593,42566.64257671417,40062.722425142689,null,50096.94715401026,47592.099796309893,45087.252438609372,42582.405080908917,40077.557723208367]
["REopt LCC",55784.800000000003,53171.4,50558.1,47944.7,45331.4,null,56390.400000000001,53776.1,51161.8,48547.5,45933.2,null,56976.7,54362.400000000001,51748.1,49133.8,46519.5,null,59341.3,56726,54110.7,51495.4,48880.2]
[]
["TMY_lowPVBatt_MedDiesel_36_PBD_business",100,95,90,85,80,"TMY_lowPVBatt_MedDiesel_36_PBD_nrel",100,95,90,85,80,"TMY_lowPVBatt_MedDiesel_36_PBD_average",100,95,90,85,80,"TMY_lowPVBatt_MedDiesel_36_PBD_residential",100,95,90,85,80]
["PV kW",8.3089999999999993,8.3089999999999993,8.3089999999999993,8.3089999999999993,8.3089999999999993,null,5.3970000000000002,5.3970000000000002,5.3970000000000002,5.3970000000000002,5.3970000000000002,null,4.7489999999999997,4.7489999999999997,4.7489999999999997,4.7489999999999997,4.7489999999999997,null,2.8849999999999998,2.8849999999999998,2.8849999999999998,2.8849999999999998,2.8849999999999998]
["Battery kW",0,0,0,0,0,null,0,0,0,0,0,null,0,0,0,0,0,null,0,0,0,0,0]
["Battery kWh",0,0,0,0,0,null,0,0,0,0,0,null,0,0,0,0,0,null,0,0,0,0,0]
["Generator kW",6,6,6,6,6,null,7,7,7,7,7,null,8,8,8,8,8,null,12,12,12,12,12]
["PV capital cost",11632.824000000001,11632.824000000001,11632.824000000001,11632.824000000001,11632.824000000001,null,7555.2400000000007,7555.2400000000007,7555.2400000000007,7555.2400000000007,7555.2400000000007,null,6648.04,6648.04,6648.04,6648.04,6648.04,null,4039.49,4039.49,4039.49,4039.49,4039.49]
["PV O&M",1132.939272081456,1132.939272081456,1132.939272081456,1132.939272081456,1132.939272081456,null,735.81686665256007,735.81686665256007,735.81686665256007,735.81686665256007,735.81686665256007,null,647.46321257576005,647.46321257576005,647.46321257576005,647.46321257576005,647.46321257576005,null,393.41237004705999,393.41237004705999,393.41237004705999,393.41237004705999,393.41237004705999]
["Battery capital cost",1.1024034156000001E-9,0,0,0,0,null,1.2277547724999999E-9,0,0,0,0,null,0,0,0,0,0,null,-1.2192334622E-9,0,0,0,0]
["Battery O&M",2.6446492567512E-10,0,0,0,0,null,2.9453652815449998E-10,0,0,0,0,null,0,0,0,0,0,null,-2.9249227859644E-10,0,0,0,0]
["Diesel capital cost",2787.6,2787.6,2787.6,2787.6,2787.6,null,3252.2,3252.2,3252.2,3252.2,3252.2,null,3716.8,3716.8,3716.8,3716.8,3716.8,null,5575.2000000000007,5575.2000000000007,5575.2000000000007,5575.2000000000007,5575.2000000000007]
["Diesel O&M (kW)",730.43695500000001,730.43695500000001,730.43695500000001,730.43695500000001,730.43695500000001,null,852.17644749999999,852.17644749999999,852.17644749999999,852.17644749999999,852.17644749999999,null,973.91593999999998,973.91593999999998,973.91593999999998,973.91593999999998,973.91593999999998,null,1460.87391,1460.87391,1460.87391,1460.87391,1460.87391]
["Diesel O&M (kWh)",1173.0676031949299,1062.7117149856781,952.35582677642628,841.99993856716389,731.64405303470562,null,1539.251456714439,1428.8546883836,1318.4579200527569,1208.0611517219099,1097.6643833910659,null,1617.749167012752,1507.352398681903,1396.9556303510531,1286.558862020202,1176.162093689353,null,1856.4625741641551,1746.0249257117209,1635.587277259292,1525.149628806867,1414.7119803544419]
["Fuel cost",21768.92485733869,19721.021538340559,17673.118219342439,15625.214900344121,13577.31163101996,null,28564.295191943598,26515.633249748851,24466.971307554031,22418.309365359131,20369.647423164311,null,30020.9979022589,27972.33596006396,25923.674017869002,23875.012075674029,21826.350133479089,null,34450.86554890182,32401.444983510301,30352.024418118879,28302.603852727541,26253.183287336189]
["REopt LCC",39225.199999999997,37066.9,34908.6,32750.400000000001,30592.1,null,42498.400000000001,40339.4,38180.300000000003,36021.300000000003,33862.199999999997,null,43624.4,41465.4,39306.300000000003,37147.300000000003,34988.199999999997,null,47775.7,45615.8,43456,41296.1,39136.300000000003]
[]
["TMY_lowPVBatt_MedDiesel_36_PB_business",100,95,90,85,80,"TMY_lowPVBatt_MedDiesel_36_PB_nrel",100,95,90,85,80,"TMY_lowPVBatt_MedDiesel_36_PB_average",100,95,90,85,80,"TMY_lowPVBatt_MedDiesel_36_PB_residential",100,95,90,85,80]
["PV kW",24.893999999999998,18.957999999999998,17.739000000000001,16.613,15.510999999999999,null,25.385000000000002,19.777999999999999,18.565999999999999,17.463999999999999,16.346,null,25.574000000000002,20.091000000000001,18.698,17.571999999999999,16.460999999999999,null,25.79,20.774999999999999,19.265000000000001,18.042000000000002,16.928000000000001]
["Battery kW",5.2279999999999998,4.5199999999999996,3.38,2.8450000000000002,2.415,null,6.9119999999999999,5.3390000000000004,4.7690000000000001,4.367,3.968,null,6.9359999999999999,5.93,5.13,4.5789999999999997,4.1749999999999998,null,10.62,9.4109999999999996,7.7080000000000002,6.617,5.6920000000000002]
["Battery kWh",36.820999999999998,30.689,27.302,23.692,20.035,null,54.417999999999999,45.95,42.366999999999997,38.365000000000002,34.438000000000002,null,56.500999999999998,47.62,44.41,40.646999999999998,36.723999999999997,null,65.018000000000001,54.673000000000002,51.411999999999999,47.722000000000001,43.84]
["Generator kW",0,0,0,0,0,null,0,0,0,0,0,null,0,0,0,0,0,null,0,0,0,0,0]
["PV capital cost",34851.32,26541.06,24834.74,23258.9,21714.7,null,35539.56,27689.200000000001,25992.959999999999,24449.46,22883.7,null,35804.160000000003,28126.84,26176.5,24600.66,23045.96,null,36106.28,29084.44,26970.3,25258.38,23699.200000000001]
["PV O&M",3394.22560780408,2584.8761398496399,2418.6949151755598,2265.2213456866002,2114.8292462318,null,3461.25439845864,2696.6953245847999,2531.4958071782412,2381.1718818392401,2228.6800196178001,null,3487.0242142310399,2739.3177817829601,2549.371060341,2395.8974908520399,2244.4827796602399,null,3516.4481626103202,2832.5799721973599,2626.6805076582,2459.9538900577199,2308.1028645248002]
["Battery capital cost",18296.331243644079,15353.62431323654,13248.30575454192,11440.142049718739,9680.4894834640745,null,26518.23978455098,22073.05836684351,20253.386979741059,18371.261673729179,16522.034704381491,null,27379.53044249495,23129.80462063419,21314.079304665422,19433.99162345978,17582.62940518438,null,33196.114185572536,28222.4000920197,25807.601437241461,23611.278045358409,21442.990587482629]
["Battery O&M",3586.0753609928001,2988.8895849035998,2658.9950385473999,2307.4211233668002,1951.2698032681999,null,5299.8752406108006,4475.1340051405996,4126.1409672010004,3736.3992863317999,3353.9814533314002,null,5502.7614092315998,4637.8071845987997,4325.16068954,3958.6858604774002,3576.6283763748002,null,6332.1969195326001,5324.7295753996004,5007.0868915686005,4647.7313880273996,4269.6474809600004]
["Diesel capital cost",0,0,0,0,0,null,0,0,0,0,0,null,0,0,0,0,0,null,0,0,0,0,0]
["Diesel O&M (kW)",0,0,0,0,0,null,0,0,0,0,0,null,0,0,0,0,0,null,0,0,0,0,0]
["Diesel O&M (kWh)",0,0,0,0,0,null,0,0,0,0,0,null,0,0,0,0,0,null,0,0,0,0,0]
["Fuel cost",0,0,0,0,0,null,0,0,0,0,0,null,0,0,0,0,0,null,0,0,0,0,0]
["REopt LCC",60126.8,47467.6,43159.9,39271,35460.5,null,70817.7,56933.2,52903.1,48937.5,44987.6,null,72172.3,58632.800000000003,54364.3,50388.4,46448.9,null,79149.8,65463.1,60410.7,55976.5,51719.199999999997]
[]
["TMY_lowPVBatt_MedDiesel_36_D_business",100,95,90,85,80,"TMY_lowPVBatt_MedDiesel_36_D_nrel",100,95,90,85,80,"TMY_lowPVBatt_MedDiesel_36_D_average",100,95,90,85,80,"TMY_lowPVBatt_MedDiesel_36_D_residential",100,95,90,85,80]
["PV kW",0,0,0,0,0,null,0,0,0,0,0,null,0,0,0,0,0,null,0,0,0,0,0]
["Battery kW",0,0,0,0,0,null,0,0,0,0,0,null,0,0,0,0,0,null,0,0,0,0,0]
["Battery kWh",0,0,0,0,0,null,0,0,0,0,0,null,0,0,0,0,0,null,0,0,0,0,0]
["Generator kW",6,6,6,6,6,null,7,7,7,7,7,null,8,8,8,8,8,null,12,12,12,12,12]
["PV capital cost",0,0,0,0,0,null,0,0,0,0,0,null,0,0,0,0,0,null,0,0,0,0,0]
["PV O&M",0,0,0,0,0,null,0,0,0,0,0,null,0,0,0,0,0,null,0,0,0,0,0]
["Battery capital cost",0,0,0,0,0,null,0,0,0,0,0,null,0,0,0,0,0,null,0,0,0,0,0]
["Battery O&M",0,0,0,0,0,null,0,0,0,0,0,null,0,0,0,0,0,null,0,0,0,0,0]
["Diesel capital cost",2787.6,2787.6,2787.6,2787.6,2787.6,null,3252.2,3252.2,3252.2,3252.2,3252.2,null,3716.8,3716.8,3716.8,3716.8,3716.8,null,5575.2000000000007,5575.2000000000007,5575.2000000000007,5575.2000000000007,5575.2000000000007]
["Diesel O&M (kW)",730.43695500000001,730.43695500000001,730.43695500000001,730.43695500000001,730.43695500000001,null,852.17644749999999,852.17644749999999,852.17644749999999,852.17644749999999,852.17644749999999,null,973.91593999999998,973.91593999999998,973.91593999999998,973.91593999999998,973.91593999999998,null,1460.87391,1460.87391,1460.87391,1460.87391,1460.87391]
["Diesel O&M (kWh)",2207.1177641851491,2096.7618759759098,1986.4059877666459,1876.0500995573941,1765.6942113481371,null,2207.935366616824,2097.5385982860039,1987.141829955169,1876.7450616243341,1766.3482932934969,null,2207.9353666168308,2097.5385982859948,1987.141829955154,1876.745061624312,1766.3482932934669,null,2208.7529690484798,2098.315320596063,1987.8776721436379,1877.4400236912179,1767.002375238792]
["Fuel cost",40958.06637996457,38910.16306096669,36862.25974196833,34814.356422970217,32766.453103971991,null,40973.23884389575,38924.576901701359,36875.91495950667,34827.253017312018,32778.591075117307,null,40973.238843895881,38924.576901701192,36875.914959506408,34827.253017311603,32778.591075116747,null,40988.411307826573,38938.990742435373,36889.570177044028,34840.149611652771,32790.729046261396]
["REopt LCC",46683,44524.7,42366.5,40208.199999999997,38050,null,47285.3,45126.2,42967.199999999997,40808.1,38649,null,47871.6,45712.5,43553.5,41394.400000000001,39235.300000000003,null,50232.800000000003,48072.9,45913,43753.2,41593.300000000003]
[]
["TMY_lowPVBatt_MedDiesel_32_PBD_business",100,95,90,85,80,"TMY_lowPVBatt_MedDiesel_32_PBD_nrel",100,95,90,85,80,"TMY_lowPVBatt_MedDiesel_32_PBD_average",100,95,90,85,80,"TMY_lowPVBatt_MedDiesel_32_PBD_residential",100,95,90,85,80]
["PV kW",8.0429999999999993,8.0429999999999993,8.0429999999999993,8.0429999999999993,8.0429999999999993,null,5.1660000000000004,5.1660000000000004,5.1660000000000004,5.1660000000000004,5.1660000000000004,null,4.5789999999999997,4.5789999999999997,4.5789999999999997,4.5789999999999997,4.5789999999999997,null,2.6880000000000002,2.6880000000000002,2.6880000000000002,2.6880000000000002,2.6880000000000002]
["Battery kW",0,0,0,0,0,null,0,0,0,0,0,null,0,0,0,0,0,null,0,0,0,0,0]
["Battery kWh",0,0,0,0,0,null,0,0,0,0,0,null,0,0,0,0,0,null,0,0,0,0,0]
["Generator kW",6,6,6,6,6,null,7,7,7,7,7,null,8,8,8,8,8,null,12,12,12,12,12]
["PV capital cost",11260.745999999999,11260.745999999999,11260.745999999999,11260.745999999999,11260.745999999999,null,7232.1480000000001,7232.1480000000001,7232.1480000000001,7232.1480000000001,7232.1480000000001,null,6411.1039999999994,6411.1039999999994,6411.1039999999994,6411.1039999999994,6411.1039999999994,null,3763.6060000000002,3763.6060000000002,3763.6060000000002,3763.6060000000002,3763.6060000000002]
["PV O&M",1096.702002569124,1096.702002569124,1096.702002569124,1096.702002569124,1096.702002569124,null,704.3504217639121,704.3504217639121,704.3504217639121,704.3504217639121,704.3504217639121,null,624.38763785977585,624.38763785977585,624.38763785977585,624.38763785977585,624.38763785977585,null,366.54358752796401,366.54358752796401,366.54358752796401,366.54358752796401,366.54358752796401]
["Battery capital cost",0,0,0,0,0,null,1.8994889733E-9,0,0,0,0,null,0,0,0,0,0,null,0,0,0,0,0]
["Battery O&M",0,0,0,0,0,null,4.5568455525066002E-10,0,0,0,0,null,0,0,0,0,0,null,0,0,0,0,0]
["Diesel capital cost",2787.6,2787.6,2787.6,2787.6,2787.6,null,3252.2,3252.2,3252.2,3252.2,3252.2,null,3716.8,3716.8,3716.8,3716.8,3716.8,null,5575.2000000000007,5575.2000000000007,5575.2000000000007,5575.2000000000007,5575.2000000000007]
["Diesel O&M (kW)",730.43695500000001,730.43695500000001,730.43695500000001,730.43695500000001,730.43695500000001,null,852.17644749999999,852.17644749999999,852.17644749999999,852.17644749999999,852.17644749999999,null,973.91593999999998,973.91593999999998,973.91593999999998,973.91593999999998,973.91593999999998,null,1460.87391,1460.87391,1460.87391,1460.87391,1460.87391]
["Diesel O&M (kWh)",1195.1504379463761,1084.7945497371229,974.43866152787166,864.08277331861495,753.72688265654131,null,1558.425200752074,1448.0284323092351,1337.631663978395,1227.2348956475489,1116.838127316702,null,1631.784512256994,1521.387743926145,1410.9909755952931,1300.594207264443,1190.1974389335919,null,1872.815400168419,1762.3777517159911,1651.940103263564,1541.502454811136,1431.06480635871]
["Fuel cost",19714.419417951231,17894.0609121751,16073.70240639899,14253.343900622811,12432.98535438655,null,25706.762147803958,23885.729308450031,22064.696470943582,20243.663633437031,18422.63079593045,null,26916.849337919699,25095.816500413101,23274.78366290643,21453.75082539982,19632.717987893171,null,30892.73711413304,29071.029944896251,27249.322775659461,25427.61560642266,23605.908437185892]
["REopt LCC",36784.400000000001,34853.699999999997,32923,30992.3,29061.599999999999,null,39305.5,37374.1,35442.699999999997,33511.199999999997,31579.8,null,40274.300000000003,38342.9,36411.4,34480,32548.6,null,43931.199999999997,41999,40066.9,38134.699999999997,36202.6]
[]
["TMY_lowPVBatt_MedDiesel_32_PB_business",100,95,90,85,80,"TMY_lowPVBatt_MedDiesel_32_PB_nrel",100,95,90,85,80,"TMY_lowPVBatt_MedDiesel_32_PB_average",100,95,90,85,80,"TMY_lowPVBatt_MedDiesel_32_PB_residential",100,95,90,85,80]
["PV kW",24.893999999999998,18.957999999999998,17.739000000000001,16.613,15.510999999999999,null,25.385000000000002,19.777999999999999,18.565999999999999,17.463999999999999,16.346,null,25.574000000000002,20.091000000000001,18.698,17.571999999999999,16.460999999999999,null,25.79,20.774999999999999,19.265000000000001,18.042000000000002,16.928000000000001]
["Battery kW",5.2279999999999998,4.5199999999999996,3.38,2.8450000000000002,2.415,null,6.9119999999999999,5.3390000000000004,4.7690000000000001,4.367,3.968,null,6.9359999999999999,5.93,5.13,4.5789999999999997,4.1749999999999998,null,10.62,9.4109999999999996,7.7080000000000002,6.617,5.6920000000000002]
["Battery kWh",36.820999999999998,30.689,27.302,23.692,20.035,null,54.417999999999999,45.95,42.366999999999997,38.365000000000002,34.438000000000002,null,56.500999999999998,47.62,44.41,40.646999999999998,36.723999999999997,null,65.018000000000001,54.673000000000002,51.411999999999999,47.722000000000001,43.84]
["Generator kW",0,0,0,0,0,null,0,0,0,0,0,null,0,0,0,0,0,null,0,0,0,0,0]
["PV capital cost",34851.32,26541.06,24834.74,23258.9,21714.7,null,35539.56,27689.200000000001,25992.959999999999,24449.46,22883.7,null,35804.160000000003,28126.84,26176.5,24600.66,23045.96,null,36106.28,29084.44,26970.3,25258.38,23699.200000000001]
["PV O&M",3394.22560780408,2584.8761398496399,2418.6949151755598,2265.2213456866002,2114.8292462318,null,3461.25439845864,2696.6953245847999,2531.4958071782412,2381.1718818392401,2228.6800196178001,null,3487.0242142310399,2739.3177817829601,2549.371060341,2395.8974908520399,2244.4827796602399,null,3516.4481626103202,2832.5799721973599,2626.6805076582,2459.9538900577199,2308.1028645248002]
["Battery capital cost",18296.331243644079,15353.62431323654,13248.30575454192,11440.142049718739,9680.4894834640745,null,26518.23978455098,22073.05836684351,20253.386979741059,18371.261673729179,16522.034704381491,null,27379.53044249495,23129.80462063419,21314.079304665422,19433.99162345978,17582.62940518438,null,33196.114185572536,28222.4000920197,25807.601437241461,23611.278045358409,21442.990587482629]
["Battery O&M",3586.0753609928001,2988.8895849035998,2658.9950385473999,2307.4211233668002,1951.2698032681999,null,5299.8752406108006,4475.1340051405996,4126.1409672010004,3736.3992863317999,3353.9814533314002,null,5502.7614092315998,4637.8071845987997,4325.16068954,3958.6858604774002,3576.6283763748002,null,6332.1969195326001,5324.7295753996004,5007.0868915686005,4647.7313880273996,4269.6474809600004]
["Diesel capital cost",0,0,0,0,0,null,0,0,0,0,0,null,0,0,0,0,0,null,0,0,0,0,0]
["Diesel O&M (kW)",0,0,0,0,0,null,0,0,0,0,0,null,0,0,0,0,0,null,0,0,0,0,0]
["Diesel O&M (kWh)",0,0,0,0,0,null,0,0,0,0,0,null,0,0,0,0,0,null,0,0,0,0,0]
["Fuel cost",0,0,0,0,0,null,0,0,0,0,0,null,0,0,0,0,0,null,0,0,0,0,0]
["REopt LCC",60126.8,47467.6,43159.9,39271,35460.5,null,70817.7,56933.2,52903.1,48937.5,44987.6,null,72172.3,58632.800000000003,54364.3,50388.4,46448.9,null,79149.8,65463.1,60410.7,55976.5,51719.199999999997]
[]
["TMY_lowPVBatt_MedDiesel_32_D_business",100,95,90,85,80,"TMY_lowPVBatt_MedDiesel_32_D_nrel",100,95,90,85,80,"TMY_lowPVBatt_MedDiesel_32_D_average",100,95,90,85,80,"TMY_lowPVBatt_MedDiesel_32_D_residential",100,95,90,85,80]
["PV kW",0,0,0,0,0,null,0,0,0,0,0,null,0,0,0,0,0,null,0,0,0,0,0]
["Battery kW",0,0,0,0,0,null,0,0,0,0,0,null,0,0,0,0,0,null,0,0,0,0,0]
["Battery kWh",0,0,0,0,0,null,0,0,0,0,0,null,0,0,0,0,0,null,0,0,0,0,0]
["Generator kW",6,6,6,6,6,null,7,7,7,7,7,null,8,8,8,8,8,null,12,12,12,12,12]
["PV capital cost",0,0,0,0,0,null,0,0,0,0,0,null,0,0,0,0,0,null,0,0,0,0,0]
["PV O&M",0,0,0,0,0,null,0,0,0,0,0,null,0,0,0,0,0,null,0,0,0,0,0]
["Battery capital cost",0,0,0,0,0,null,0,0,0,0,0,null,0,0,0,0,0,null,0,0,0,0,0]
["Battery O&M",0,0,0,0,0,null,0,0,0,0,0,null,0,0,0,0,0,null,0,0,0,0,0]
["Diesel capital cost",2787.6,2787.6,2787.6,2787.6,2787.6,null,3252.2,3252.2,3252.2,3252.2,3252.2,null,3716.8,3716.8,3716.8,3716.8,3716.8,null,5575.2000000000007,5575.2000000000007,5575.2000000000007,5575.2000000000007,5575.2000000000007]
["Diesel O&M (kW)",730.43695500000001,730.43695500000001,730.43695500000001,730.43695500000001,730.43695500000001,null,852.17644749999999,852.17644749999999,852.17644749999999,852.17644749999999,852.17644749999999,null,973.91593999999998,973.91593999999998,973.91593999999998,973.91593999999998,973.91593999999998,null,1460.87391,1460.87391,1460.87391,1460.87391,1460.87391]
["Diesel O&M (kWh)",2207.1177641851491,2096.7618759759021,1986.4059877666491,1876.050099557395,1765.694211348135,null,2207.935366616824,2097.5385982860039,1987.1418299551681,1876.7450616243379,1766.3482932934969,null,2207.9353666168308,2097.5385982859948,1987.141829955154,1876.745061624312,1766.3482932934669,null,2208.7529690484798,2098.315320596063,1987.8776721436379,1877.4400236912179,1767.002375238792]
["Fuel cost",36407.170115524059,34586.811609748023,32766.45310397189,30946.094598195748,29125.73609241952,null,36420.656750129558,34599.623912623443,32778.59107511703,30957.558237610749,29136.52540010427,null,36420.656750129667,34599.623912623283,32778.591075116812,30957.558237610308,29136.525400103779,null,36434.143384734743,34612.436215498121,32790.72904626136,30969.02187702469,29147.314707787911]
["REopt LCC",42132.1,40201.4,38270.699999999997,36339.9,34409.199999999997,null,42732.7,40801.300000000003,38869.800000000003,36938.400000000001,35007,null,43319,41387.599999999999,39456.1,37524.699999999997,35593.300000000003,null,45678.5,43746.3,41814.199999999997,39882.1,37949.9]
[]
["TMY_lowPVBatt_LowDiesel_44_PBD_business",100,95,90,85,80,"TMY_lowPVBatt_LowDiesel_44_PBD_nrel",100,95,90,85,80,"TMY_lowPVBatt_LowDiesel_44_PBD_average",100,95,90,85,80,"TMY_lowPVBatt_LowDiesel_44_PBD_residential",100,95,90,85,80]
["PV kW",8.266,8.266,8.266,8.266,8.266,null,5.3550000000000004,5.3550000000000004,5.3550000000000004,5.3550000000000004,5.3550000000000004,null,4.7149999999999999,4.7149999999999999,4.7149999999999999,4.7149999999999999,4.7149999999999999,null,2.8460000000000001,2.8460000000000001,2.8460000000000001,2.8460000000000001,2.8460000000000001]
["Battery kW",0,0,0,0,0,null,0,0,0,0,0,null,0,0,0,0,0,null,0,0,0,0,0]
["Battery kWh",0,0,0,0,0,null,0,0,0,0,0,null,0,0,0,0,0,null,0,0,0,0,0]
["Generator kW",6,6,6,6,6,null,7,7,7,7,7,null,8,8,8,8,8,null,12,12,12,12,12]
["PV capital cost",11572.33,11572.33,11572.33,11572.33,11572.33,null,7496.4539999999997,7496.4539999999997,7496.4539999999997,7496.4539999999997,7496.4539999999997,null,6601.2379999999994,6601.2379999999994,6601.2379999999994,6601.2379999999994,6601.2379999999994,null,3984.0079999999998,3984.0079999999998,3984.0079999999998,3984.0079999999998,3984.0079999999998]
["PV O&M",1127.0476649940199,1127.0476649940199,1127.0476649940199,1127.0476649940199,1127.0476649940199,null,730.09160440767596,730.09160440767596,730.09160440767596,730.09160440767596,730.09160440767596,null,642.90509119337196,642.90509119337196,642.90509119337196,642.90509119337196,642.90509119337196,null,388.008889628752,388.008889628752,388.008889628752,388.008889628752,388.008889628752]
["Battery capital cost",0,0,0,0,0,null,0,0,0,0,0,null,0,0,0,0,0,null,0,0,0,0,0]
["Battery O&M",0,0,0,0,0,null,0,0,0,0,0,null,0,0,0,0,0,null,0,0,0,0,0]
["Diesel capital cost",2090.6999999999998,2090.6999999999998,2090.6999999999998,2090.6999999999998,2090.6999999999998,null,2439.15,2439.15,2439.15,2439.15,2439.15,null,2787.6,2787.6,2787.6,2787.6,2787.6,null,4181.3999999999996,4181.3999999999996,4181.3999999999996,4181.3999999999996,4181.3999999999996]
["Diesel O&M (kW)",730.43695500000001,730.43695500000001,730.43695500000001,730.43695500000001,730.43695500000001,null,852.17644749999999,852.17644749999999,852.17644749999999,852.17644749999999,852.17644749999999,null,973.91593999999998,973.91593999999998,973.91593999999998,973.91593999999998,973.91593999999998,null,1460.87391,1460.87391,1460.87391,1460.87391,1460.87391]
["Diesel O&M (kWh)",1176.5028158164041,1066.14692760715,955.79103933069814,845.43515118863581,735.07926406577394,null,1542.583578053642,1432.1868097228009,1321.790041391959,1211.3932730611141,1100.996504730269,null,1620.4029101799811,1510.00614184913,1399.6093735182819,1289.2126051874311,1178.815836856583,null,1859.6081499380309,1749.1705014856041,1638.732853033177,1528.295204580751,1417.8575561283239]
["Fuel cost",21347.502492644751,19345.108136291001,17342.713778717931,15340.31942358336,13337.92508694205,null,27989.994018638921,25986.8578973818,23983.72177612465,21980.58565486746,19977.449533610259,null,29402.016467042638,27398.880345785361,25395.744224528102,23392.608103270799,21389.47198201354,null,33742.366854088003,31738.488967927529,29734.611081767049,27730.733195606608,25726.855309446139]
["REopt LCC",38043.9,35931.1,33818.400000000001,31705.599999999999,29592.9,null,41049.9,38936.400000000001,36822.800000000003,34709.300000000003,32595.8,null,42027.5,39914,37800.5,35686.9,33573.4,null,45615.6,43501.3,41387,39272.699999999997,37158.400000000001]
[]
["TMY_lowPVBatt_LowDiesel_44_PB_business",100,95,90,85,80,"TMY_lowPVBatt_LowDiesel_44_PB_nrel",100,95,90,85,80,"TMY_lowPVBatt_LowDiesel_44_PB_average",100,95,90,85,80,"TMY_lowPVBatt_LowDiesel_44_PB_residential",100,95,90,85,80]
["PV kW",24.893999999999998,18.957999999999998,17.739000000000001,16.613,15.510999999999999,null,25.385000000000002,19.777999999999999,18.565999999999999,17.463999999999999,16.346,null,25.574000000000002,20.091000000000001,18.698,17.571999999999999,16.460999999999999,null,25.79,20.774999999999999,19.265000000000001,18.042000000000002,16.928000000000001]
["Battery kW",5.2279999999999998,4.5199999999999996,3.38,2.8450000000000002,2.415,null,6.9119999999999999,5.3390000000000004,4.7690000000000001,4.367,3.968,null,6.9359999999999999,5.93,5.13,4.5789999999999997,4.1749999999999998,null,10.62,9.4109999999999996,7.7080000000000002,6.617,5.6920000000000002]
["Battery kWh",36.820999999999998,30.689,27.302,23.692,20.035,null,54.417999999999999,45.95,42.366999999999997,38.365000000000002,34.438000000000002,null,56.500999999999998,47.62,44.41,40.646999999999998,36.723999999999997,null,65.018000000000001,54.673000000000002,51.411999999999999,47.722000000000001,43.84]
["Generator kW",0,0,0,0,0,null,0,0,0,0,0,null,0,0,0,0,0,null,0,0,0,0,0]
["PV capital cost",34851.32,26541.06,24834.74,23258.9,21714.7,null,35539.56,27689.200000000001,25992.959999999999,24449.46,22883.7,null,35804.160000000003,28126.84,26176.5,24600.66,23045.96,null,36106.28,29084.44,26970.3,25258.38,23699.200000000001]
["PV O&M",3394.22560780408,2584.8761398496399,2418.6949151755598,2265.2213456866002,2114.8292462318,null,3461.25439845864,2696.6953245847999,2531.4958071782412,2381.1718818392401,2228.6800196178001,null,3487.0242142310399,2739.3177817829601,2549.371060341,2395.8974908520399,2244.4827796602399,null,3516.4481626103202,2832.5799721973599,2626.6805076582,2459.9538900577199,2308.1028645248002]
["Battery capital cost",18296.331243644079,15353.62431323654,13248.30575454192,11440.142049718739,9680.4894834640745,null,26518.23978455098,22073.05836684351,20253.386979741059,18371.261673729179,16522.034704381491,null,27379.53044249495,23129.80462063419,21314.079304665422,19433.99162345978,17582.62940518438,null,33196.114185572536,28222.4000920197,25807.601437241461,23611.278045358409,21442.990587482629]
["Battery O&M",3586.0753609928001,2988.8895849035998,2658.9950385473999,2307.4211233668002,1951.2698032681999,null,5299.8752406108006,4475.1340051405996,4126.1409672010004,3736.3992863317999,3353.9814533314002,null,5502.7614092315998,4637.8071845987997,4325.16068954,3958.6858604774002,3576.6283763748002,null,6332.1969195326001,5324.7295753996004,5007.0868915686005,4647.7313880273996,4269.6474809600004]
["Diesel capital cost",0,0,0,0,0,null,0,0,0,0,0,null,0,0,0,0,0,null,0,0,0,0,0]
["Diesel O&M (kW)",0,0,0,0,0,null,0,0,0,0,0,null,0,0,0,0,0,null,0,0,0,0,0]
["Diesel O&M (kWh)",0,0,0,0,0,null,0,0,0,0,0,null,0,0,0,0,0,null,0,0,0,0,0]
["Fuel cost",0,0,0,0,0,null,0,0,0,0,0,null,0,0,0,0,0,null,0,0,0,0,0]
["REopt LCC",60126.8,47467.6,43159.9,39271,35460.5,null,70817.7,56933.2,52903.1,48937.5,44987.6,null,72172.3,58632.800000000003,54364.3,50388.4,46448.9,null,79149.8,65463.1,60410.7,55976.5,51719.199999999997]
[]
["TMY_lowPVBatt_LowDiesel_44_D_business",100,95,90,85,80,"TMY_lowPVBatt_LowDiesel_44_D_nrel",100,95,90,85,80,"TMY_lowPVBatt_LowDiesel_44_D_average",100,95,90,85,80,"TMY_lowPVBatt_LowDiesel_44_D_residential",100,95,90,85,80]
["PV kW",0,0,0,0,0,null,0,0,0,0,0,null,0,0,0,0,0,null,0,0,0,0,0]
["Battery kW",0,0,0,0,0,null,0,0,0,0,0,null,0,0,0,0,0,null,0,0,0,0,0]
["Battery kWh",0,0,0,0,0,null,0,0,0,0,0,null,0,0,0,0,0,null,0,0,0,0,0]
["Generator kW",6,6,6,6,6,null,7,7,7,7,7,null,8,8,8,8,8,null,12,12,12,12,12]
["PV capital cost",0,0,0,0,0,null,0,0,0,0,0,null,0,0,0,0,0,null,0,0,0,0,0]
["PV O&M",0,0,0,0,0,null,0,0,0,0,0,null,0,0,0,0,0,null,0,0,0,0,0]
["Battery capital cost",0,0,0,0,0,null,0,0,0,0,0,null,0,0,0,0,0,null,0,0,0,0,0]
["Battery O&M",0,0,0,0,0,null,0,0,0,0,0,null,0,0,0,0,0,null,0,0,0,0,0]
["Diesel capital cost",2090.6999999999998,2090.6999999999998,2090.6999999999998,2090.6999999999998,2090.6999999999998,null,2439.15,2439.15,2439.15,2439.15,2439.15,null,2787.6,2787.6,2787.6,2787.6,2787.6,null,4181.3999999999996,4181.3999999999996,4181.3999999999996,4181.3999999999996,4181.3999999999996]
["Diesel O&M (kW)",730.43695500000001,730.43695500000001,730.43695500000001,730.43695500000001,730.43695500000001,null,852.17644749999999,852.17644749999999,852.17644749999999,852.17644749999999,852.17644749999999,null,973.91593999999998,973.91593999999998,973.91593999999998,973.91593999999998,973.91593999999998,null,1460.87391,1460.87391,1460.87391,1460.87391,1460.87391]
["Diesel O&M (kWh)",2207.1177641851491,2096.7618759759098,1986.4059877666459,1876.0500995573941,1765.6942113481371,null,2207.935366616824,2097.5385982860039,1987.1418299551681,1876.7450616243379,1766.3482932934969,null,2207.9353666168308,2097.5385982859948,1987.1418299551531,1876.745061624312,1766.3482932934669,null,2208.7529690484798,2098.3153205960621,1987.8776721436379,1877.4400236912179,1767.002375238792]
["Fuel cost",40047.887127076458,38045.492770722987,36043.098414369037,34040.704058015312,32038.30970166151,null,40062.722425142521,38059.586303885779,36056.450182628731,34053.314061371828,32050.1779401147,null,40062.722425142638,38059.586303885597,36056.450182628461,34053.314061371348,32050.17794011415,null,40077.5577232082,38073.679837047901,36069.8019508875,34065.924064727151,32062.046178566699]
["REopt LCC",45075.9,42963.199999999997,40850.400000000001,38737.699999999997,36624.9,null,45561.7,43448.2,41334.6,39221.1,37107.599999999999,null,46031.9,43918.3,41804.800000000003,39691.300000000003,37577.699999999997,null,47928.1,45813.8,43699.5,41585.199999999997,39470.800000000003]
[]
["TMY_lowPVBatt_LowDiesel_36_PBD_business",100,95,90,85,80,"TMY_lowPVBatt_LowDiesel_36_PBD_nrel",100,95,90,85,80,"TMY_lowPVBatt_LowDiesel_36_PBD_average",100,95,90,85,80,"TMY_lowPVBatt_LowDiesel_36_PBD_residential",100,95,90,85,80]
["PV kW",7.7679999999999998,7.7679999999999998,7.7679999999999998,7.7679999999999998,7.7679999999999998,null,4.9509999999999996,4.9509999999999996,4.9509999999999996,4.9509999999999996,4.9509999999999996,null,4.4050000000000002,4.4050000000000002,4.4050000000000002,4.4050000000000002,4.4050000000000002,null,2.5640000000000001,2.5640000000000001,2.5640000000000001,2.5640000000000001,2.5640000000000001]
["Battery kW",0,0,0,0,0,null,0,0,0,0,0,null,0,0,0,0,0,null,0,0,0,0,0]
["Battery kWh",0,0,0,0,0,null,0,0,0,0,0,null,0,0,0,0,0,null,0,0,0,0,0]
["Generator kW",6,6,6,6,6,null,7,7,7,7,7,null,8,8,8,8,8,null,12,12,12,12,12]
["PV capital cost",10875.634,10875.634,10875.634,10875.634,10875.634,null,6931.26,6931.26,6931.26,6931.26,6931.26,null,6167.0420000000004,6167.0420000000004,6167.0420000000004,6167.0420000000004,6167.0420000000004,null,3589.74,3589.74,3589.74,3589.74,3589.74]
["PV O&M",1059.1953310205961,1059.1953310205961,1059.1953310205961,1059.1953310205961,1059.1953310205961,null,675.04645982843999,675.04645982843999,675.04645982843999,675.04645982843999,675.04645982843999,null,600.61805064494797,600.61805064494797,600.61805064494797,600.61805064494797,600.61805064494797,null,349.61050064556002,349.61050064556002,349.61050064556002,349.61050064556002,349.61050064556002]
["Battery capital cost",0,0,0,0,0,null,0,0,0,0,0,null,0,0,0,0,0,null,0,0,0,0,0]
["Battery O&M",0,0,0,0,0,null,0,0,0,0,0,null,0,0,0,0,0,null,0,0,0,0,0]
["Diesel capital cost",2090.6999999999998,2090.6999999999998,2090.6999999999998,2090.6999999999998,2090.6999999999998,null,2439.15,2439.15,2439.15,2439.15,2439.15,null,2787.6,2787.6,2787.6,2787.6,2787.6,null,4181.3999999999996,4181.3999999999996,4181.3999999999996,4181.3999999999996,4181.3999999999996]
["Diesel O&M (kW)",730.43695500000001,730.43695500000001,730.43695500000001,730.43695500000001,730.43695500000001,null,852.17644749999999,852.17644749999999,852.17644749999999,852.17644749999999,852.17644749999999,null,973.91593999999998,973.91593999999998,973.91593999999998,973.91593999999998,973.91593999999998,null,1460.87391,1460.87391,1460.87391,1460.87391,1460.87391]
["Diesel O&M (kWh)",1220.491508111787,1110.135619902461,999.77973169320899,889.4238434840255,779.06794982034455,null,1578.202881900969,1467.80611357013,1357.4093452392869,1247.0125769084409,1136.6158085775969,null,1647.9052573222,1537.5084889913501,1427.111720660499,1316.714952329648,1206.318183998799,null,1884.252945655383,1773.8152972029559,1663.377648750529,1552.9400002981019,1442.502351845676]
["Fuel cost",18119.186213475528,16480.863558275942,14842.540903077441,13204.21824787995,11565.89551170603,null,23429.701648680599,21790.772094924789,20151.842541168939,18512.912987413041,16873.983433657169,null,24464.48993797625,22825.56038422028,21186.630830464299,19547.701276708329,17908.771722952381,null,27973.26304091961,26333.726588606489,24694.1901362934,23054.653683980301,21415.117231667209]
["REopt LCC",34095,32346.3,30597.7,28849,27100.3,null,35905,34155.699999999997,32406.400000000001,30657,28907.7,null,36641,34891.699999999997,33142.400000000001,31393.1,29643.7,null,39438.5,37688.6,35938.6,34188.6,32438.6]
[]
["TMY_lowPVBatt_LowDiesel_36_PB_business",100,95,90,85,80,"TMY_lowPVBatt_LowDiesel_36_PB_nrel",100,95,90,85,80,"TMY_lowPVBatt_LowDiesel_36_PB_average",100,95,90,85,80,"TMY_lowPVBatt_LowDiesel_36_PB_residential",100,95,90,85,80]
["PV kW",24.893999999999998,18.957999999999998,17.739000000000001,16.613,15.510999999999999,null,25.385000000000002,19.777999999999999,18.565999999999999,17.463999999999999,16.346,null,25.574000000000002,20.091000000000001,18.698,17.571999999999999,16.460999999999999,null,25.79,20.774999999999999,19.265000000000001,18.042000000000002,16.928000000000001]
["Battery kW",5.2279999999999998,4.5199999999999996,3.38,2.8450000000000002,2.415,null,6.9119999999999999,5.3390000000000004,4.7690000000000001,4.367,3.968,null,6.9359999999999999,5.93,5.13,4.5789999999999997,4.1749999999999998,null,10.62,9.4109999999999996,7.7080000000000002,6.617,5.6920000000000002]
["Battery kWh",36.820999999999998,30.689,27.302,23.692,20.035,null,54.417999999999999,45.95,42.366999999999997,38.365000000000002,34.438000000000002,null,56.500999999999998,47.62,44.41,40.646999999999998,36.723999999999997,null,65.018000000000001,54.673000000000002,51.411999999999999,47.722000000000001,43.84]
["Generator kW",0,0,0,0,0,null,0,0,0,0,0,null,0,0,0,0,0,null,0,0,0,0,0]
["PV capital cost",34851.32,26541.06,24834.74,23258.9,21714.7,null,35539.56,27689.200000000001,25992.959999999999,24449.46,22883.7,null,35804.160000000003,28126.84,26176.5,24600.66,23045.96,null,36106.28,29084.44,26970.3,25258.38,23699.200000000001]
["PV O&M",3394.22560780408,2584.8761398496399,2418.6949151755598,2265.2213456866002,2114.8292462318,null,3461.25439845864,2696.6953245847999,2531.4958071782412,2381.1718818392401,2228.6800196178001,null,3487.0242142310399,2739.3177817829601,2549.371060341,2395.8974908520399,2244.4827796602399,null,3516.4481626103202,2832.5799721973599,2626.6805076582,2459.9538900577199,2308.1028645248002]
["Battery capital cost",18296.331243644079,15353.62431323654,13248.30575454192,11440.142049718739,9680.4894834640745,null,26518.23978455098,22073.05836684351,20253.386979741059,18371.261673729179,16522.034704381491,null,27379.53044249495,23129.80462063419,21314.079304665422,19433.99162345978,17582.62940518438,null,33196.114185572536,28222.4000920197,25807.601437241461,23611.278045358409,21442.990587482629]
["Battery O&M",3586.0753609928001,2988.8895849035998,2658.9950385473999,2307.4211233668002,1951.2698032681999,null,5299.8752406108006,4475.1340051405996,4126.1409672010004,3736.3992863317999,3353.9814533314002,null,5502.7614092315998,4637.8071845987997,4325.16068954,3958.6858604774002,3576.6283763748002,null,6332.1969195326001,5324.7295753996004,5007.0868915686005,4647.7313880273996,4269.6474809600004]
["Diesel capital cost",0,0,0,0,0,null,0,0,0,0,0,null,0,0,0,0,0,null,0,0,0,0,0]
["Diesel O&M (kW)",0,0,0,0,0,null,0,0,0,0,0,null,0,0,0,0,0,null,0,0,0,0,0]
["Diesel O&M (kWh)",0,0,0,0,0,null,0,0,0,0,0,null,0,0,0,0,0,null,0,0,0,0,0]
["Fuel cost",0,0,0,0,0,null,0,0,0,0,0,null,0,0,0,0,0,null,0,0,0,0,0]
["REopt LCC",60126.8,47467.6,43159.9,39271,35460.5,null,70817.7,56933.2,52903.1,48937.5,44987.6,null,72172.3,58632.800000000003,54364.3,50388.4,46448.9,null,79149.8,65463.1,60410.7,55976.5,51719.199999999997]
[]
["TMY_lowPVBatt_LowDiesel_36_D_business",100,95,90,85,80,"TMY_lowPVBatt_LowDiesel_36_D_nrel",100,95,90,85,80,"TMY_lowPVBatt_LowDiesel_36_D_average",100,95,90,85,80,"TMY_lowPVBatt_LowDiesel_36_D_residential",100,95,90,85,80]
["PV kW",0,0,0,0,0,null,0,0,0,0,0,null,0,0,0,0,0,null,0,0,0,0,0]
["Battery kW",0,0,0,0,0,null,0,0,0,0,0,null,0,0,0,0,0,null,0,0,0,0,0]
["Battery kWh",0,0,0,0,0,null,0,0,0,0,0,null,0,0,0,0,0,null,0,0,0,0,0]
["Generator kW",6,6,6,6,6,null,7,7,7,7,7,null,8,8,8,8,8,null,12,12,12,12,12]
["PV capital cost",0,0,0,0,0,null,0,0,0,0,0,null,0,0,0,0,0,null,0,0,0,0,0]
["PV O&M",0,0,0,0,0,null,0,0,0,0,0,null,0,0,0,0,0,null,0,0,0,0,0]
["Battery capital cost",0,0,0,0,0,null,0,0,0,0,0,null,0,0,0,0,0,null,0,0,0,0,0]
["Battery O&M",0,0,0,0,0,null,0,0,0,0,0,null,0,0,0,0,0,null,0,0,0,0,0]
["Diesel capital cost",2090.6999999999998,2090.6999999999998,2090.6999999999998,2090.6999999999998,2090.6999999999998,null,2439.15,2439.15,2439.15,2439.15,2439.15,null,2787.6,2787.6,2787.6,2787.6,2787.6,null,4181.3999999999996,4181.3999999999996,4181.3999999999996,4181.3999999999996,4181.3999999999996]
["Diesel O&M (kW)",730.43695500000001,730.43695500000001,730.43695500000001,730.43695500000001,730.43695500000001,null,852.17644749999999,852.17644749999999,852.17644749999999,852.17644749999999,852.17644749999999,null,973.91593999999998,973.91593999999998,973.91593999999998,973.91593999999998,973.91593999999998,null,1460.87391,1460.87391,1460.87391,1460.87391,1460.87391]
["Diesel O&M (kWh)",2207.1177641851491,2096.7618759759021,1986.4059877666491,1876.050099557395,1765.694211348135,null,2207.935366616824,2097.5385982860039,1987.141829955169,1876.7450616243359,1766.3482932934969,null,2207.9353666168308,2097.5385982859948,1987.1418299551531,1876.7450616243129,1766.3482932934669,null,2208.7529690484798,2098.3153205960621,1987.8776721436379,1877.4400236912179,1767.002375238792]
["Fuel cost",32766.453103971649,31128.130448773209,29489.807793574699,27851.485138376182,26213.16248317757,null,32778.591075116601,31139.661521361089,29500.731967605341,27861.802413849629,26222.872860093848,null,32778.591075116703,31139.66152136094,29500.731967605101,27861.802413849291,26222.872860093401,null,32790.729046261258,31151.192593948279,29511.65614163522,27872.119689322211,26232.583237009119]
["REopt LCC",37794.5,36045.800000000003,34297.1,32548.400000000001,30799.8,null,38277.599999999999,36528.199999999997,34778.9,33029.599999999999,31280.3,null,38747.699999999997,36998.400000000001,35249.1,33499.699999999997,31750.400000000001,null,40641.300000000003,38891.300000000003,37141.300000000003,35391.4,33641.4]
[]
["TMY_lowPVBatt_LowDiesel_32_PBD_business",100,95,90,85,80,"TMY_lowPVBatt_LowDiesel_32_PBD_nrel",100,95,90,85,80,"TMY_lowPVBatt_LowDiesel_32_PBD_average",100,95,90,85,80,"TMY_lowPVBatt_LowDiesel_32_PBD_residential",100,95,90,85,80]
["PV kW",7.4009999999999998,7.4009999999999998,7.4009999999999998,7.4009999999999998,7.4009999999999998,null,4.7190000000000003,4.7190000000000003,4.7190000000000003,4.7190000000000003,4.7190000000000003,null,4.1859999999999999,4.1859999999999999,4.1859999999999999,4.1859999999999999,4.1859999999999999,null,2.395,2.395,2.395,2.395,2.395]
["Battery kW",0,0,0,0,0,null,0,0,0,0,0,null,0,0,0,0,0,null,0,0,0,0,0]
["Battery kWh",0,0,0,0,0,null,0,0,0,0,0,null,0,0,0,0,0,null,0,0,0,0,0]
["Generator kW",6,6,6,6,6,null,7,7,7,7,7,null,8,8,8,8,8,null,12,12,12,12,12]
["PV capital cost",10361.763999999999,10361.763999999999,10361.763999999999,10361.763999999999,10361.763999999999,null,6606.95,6606.95,6606.95,6606.95,6606.95,null,5860.96,5860.96,5860.96,5860.96,5860.96,null,3352.58,3352.58,3352.58,3352.58,3352.58]
["PV O&M",1009.148712611816,1009.148712611816,1009.148712611816,1009.148712611816,1009.148712611816,null,643.46139197829996,643.46139197829996,643.46139197829996,643.46139197829996,643.46139197829996,null,570.80823677024,570.80823677024,570.80823677024,570.80823677024,570.80823677024,null,326.51311021252002,326.51311021252002,326.51311021252002,326.51311021252002,326.51311021252002]
["Battery capital cost",0,0,0,0,0,null,0,0,0,0,0,null,0,0,0,0,0,null,0,0,0,0,0]
["Battery O&M",0,0,0,0,0,null,0,0,0,0,0,null,0,0,0,0,0,null,0,0,0,0,0]
["Diesel capital cost",2090.6999999999998,2090.6999999999998,2090.6999999999998,2090.6999999999998,2090.6999999999998,null,2439.15,2439.15,2439.15,2439.15,2439.15,null,2787.6,2787.6,2787.6,2787.6,2787.6,null,4181.3999999999996,4181.3999999999996,4181.3999999999996,4181.3999999999996,4181.3999999999996]
["Diesel O&M (kW)",730.43695500000001,730.43695500000001,730.43695500000001,730.43695500000001,730.43695500000001,null,852.17644749999999,852.17644749999999,852.17644749999999,852.17644749999999,852.17644749999999,null,973.91593999999998,973.91593999999998,973.91593999999998,973.91593999999998,973.91593999999998,null,1460.87391,1460.87391,1460.87391,1460.87391,1460.87391]
["Diesel O&M (kWh)",1258.110847936965,1147.754959727708,1037.39907151845,927.04318330919784,816.68729418153009,null,1601.894851356265,1491.4980830254281,1381.1013146945879,1270.7045463637421,1160.307778032899,null,1670.3101408676489,1559.9133725367969,1449.516604205947,1339.1198358750969,1228.723067544249,null,1901.697149138236,1791.259500685811,1680.821852233385,1570.3842037809579,1459.946555328532]
["Fuel cost",16602.378507678011,15146.091703057051,13689.804898436079,12233.51809381519,10777.23127707463,null,21139.047243196339,19682.220973191212,18225.394703186041,16768.56843318079,15311.74216317559,null,22041.874314469849,20585.04804446454,19128.221774459231,17671.395504453929,16214.56923444866,null,25095.3212340055,23637.955498616098,22180.589763226679,20723.224027837241,19265.85829244784]
["REopt LCC",32051.9,30485.3,28918.7,27352,25785.4,null,33282.199999999997,31714.9,30147.7,28580.5,27013.3,null,33904.9,32337.7,30770.5,29203.3,27636.1,null,36317.800000000003,34750,33182.199999999997,31614.400000000001,30046.6]
[]
["TMY_lowPVBatt_LowDiesel_32_PB_business",100,95,90,85,80,"TMY_lowPVBatt_LowDiesel_32_PB_nrel",100,95,90,85,80,"TMY_lowPVBatt_LowDiesel_32_PB_average",100,95,90,85,80,"TMY_lowPVBatt_LowDiesel_32_PB_residential",100,95,90,85,80]
["PV kW",24.893999999999998,18.957999999999998,17.739000000000001,16.613,15.510999999999999,null,25.385000000000002,19.777999999999999,18.565999999999999,17.463999999999999,16.346,null,25.574000000000002,20.091000000000001,18.698,17.571999999999999,16.460999999999999,null,25.79,20.774999999999999,19.265000000000001,18.042000000000002,16.928000000000001]
["Battery kW",5.2279999999999998,4.5199999999999996,3.38,2.8450000000000002,2.415,null,6.9119999999999999,5.3390000000000004,4.7690000000000001,4.367,3.968,null,6.9359999999999999,5.93,5.13,4.5789999999999997,4.1749999999999998,null,10.62,9.4109999999999996,7.7080000000000002,6.617,5.6920000000000002]
["Battery kWh",36.820999999999998,30.689,27.302,23.692,20.035,null,54.417999999999999,45.95,42.366999999999997,38.365000000000002,34.438000000000002,null,56.500999999999998,47.62,44.41,40.646999999999998,36.723999999999997,null,65.018000000000001,54.673000000000002,51.411999999999999,47.722000000000001,43.84]
["Generator kW",0,0,0,0,0,null,0,0,0,0,0,null,0,0,0,0,0,null,0,0,0,0,0]
["PV capital cost",34851.32,26541.06,24834.74,23258.9,21714.7,null,35539.56,27689.200000000001,25992.959999999999,24449.46,22883.7,null,35804.160000000003,28126.84,26176.5,24600.66,23045.96,null,36106.28,29084.44,26970.3,25258.38,23699.200000000001]
["PV O&M",3394.22560780408,2584.8761398496399,2418.6949151755598,2265.2213456866002,2114.8292462318,null,3461.25439845864,2696.6953245847999,2531.4958071782412,2381.1718818392401,2228.6800196178001,null,3487.0242142310399,2739.3177817829601,2549.371060341,2395.8974908520399,2244.4827796602399,null,3516.4481626103202,2832.5799721973599,2626.6805076582,2459.9538900577199,2308.1028645248002]
["Battery capital cost",18296.331243644079,15353.62431323654,13248.30575454192,11440.142049718739,9680.4894834640745,null,26518.23978455098,22073.05836684351,20253.386979741059,18371.261673729179,16522.034704381491,null,27379.53044249495,23129.80462063419,21314.079304665422,19433.99162345978,17582.62940518438,null,33196.114185572536,28222.4000920197,25807.601437241461,23611.278045358409,21442.990587482629]
["Battery O&M",3586.0753609928001,2988.8895849035998,2658.9950385473999,2307.4211233668002,1951.2698032681999,null,5299.8752406108006,4475.1340051405996,4126.1409672010004,3736.3992863317999,3353.9814533314002,null,5502.7614092315998,4637.8071845987997,4325.16068954,3958.6858604774002,3576.6283763748002,null,6332.1969195326001,5324.7295753996004,5007.0868915686005,4647.7313880273996,4269.6474809600004]
["Diesel capital cost",0,0,0,0,0,null,0,0,0,0,0,null,0,0,0,0,0,null,0,0,0,0,0]
["Diesel O&M (kW)",0,0,0,0,0,null,0,0,0,0,0,null,0,0,0,0,0,null,0,0,0,0,0]
["Diesel O&M (kWh)",0,0,0,0,0,null,0,0,0,0,0,null,0,0,0,0,0,null,0,0,0,0,0]
["Fuel cost",0,0,0,0,0,null,0,0,0,0,0,null,0,0,0,0,0,null,0,0,0,0,0]
["REopt LCC",60126.8,47467.6,43159.9,39271,35460.5,null,70817.7,56933.2,52903.1,48937.5,44987.6,null,72172.3,58632.800000000003,54364.3,50388.4,46448.9,null,79149.8,65463.1,60410.7,55976.5,51719.199999999997]
[]
["TMY_lowPVBatt_LowDiesel_32_D_business",100,95,90,85,80,"TMY_lowPVBatt_LowDiesel_32_D_nrel",100,95,90,85,80,"TMY_lowPVBatt_LowDiesel_32_D_average",100,95,90,85,80,"TMY_lowPVBatt_LowDiesel_32_D_residential",100,95,90,85,80]
["PV kW",0,0,0,0,0,null,0,0,0,0,0,null,0,0,0,0,0,null,0,0,0,0,0]
["Battery kW",0,0,0,0,0,null,0,0,0,0,0,null,0,0,0,0,0,null,0,0,0,0,0]
["Battery kWh",0,0,0,0,0,null,0,0,0,0,0,null,0,0,0,0,0,null,0,0,0,0,0]
["Generator kW",6,6,6,6,6,null,7,7,7,7,7,null,8,8,8,8,8,null,12,12,12,12,12]
["PV capital cost",0,0,0,0,0,null,0,0,0,0,0,null,0,0,0,0,0,null,0,0,0,0,0]
["PV O&M",0,0,0,0,0,null,0,0,0,0,0,null,0,0,0,0,0,null,0,0,0,0,0]
["Battery capital cost",0,0,0,0,0,null,0,0,0,0,0,null,0,0,0,0,0,null,0,0,0,0,0]
["Battery O&M",0,0,0,0,0,null,0,0,0,0,0,null,0,0,0,0,0,null,0,0,0,0,0]
["Diesel capital cost",2090.6999999999998,2090.6999999999998,2090.6999999999998,2090.6999999999998,2090.6999999999998,null,2439.15,2439.15,2439.15,2439.15,2439.15,null,2787.6,2787.6,2787.6,2787.6,2787.6,null,4181.3999999999996,4181.3999999999996,4181.3999999999996,4181.3999999999996,4181.3999999999996]
["Diesel O&M (kW)",730.43695500000001,730.43695500000001,730.43695500000001,730.43695500000001,730.43695500000001,null,852.17644749999999,852.17644749999999,852.17644749999999,852.17644749999999,852.17644749999999,null,973.91593999999998,973.91593999999998,973.91593999999998,973.91593999999998,973.91593999999998,null,1460.87391,1460.87391,1460.87391,1460.87391,1460.87391]
["Diesel O&M (kWh)",2207.1177641851491,2096.7618759759021,1986.4059877666491,1876.050099557395,1765.694211348135,null,2207.935366616824,2097.538598285998,1987.141829955169,1876.745061624335,1766.3482932934969,null,2207.9353666168308,2097.5385982859948,1987.1418299551531,1876.7450616243109,1766.348293293466,null,2208.7529690484798,2098.3153205960621,1987.8776721436379,1877.4400236912179,1767.002375238792]
["Fuel cost",29125.736092419251,27669.449287798419,26213.162483177512,24756.8756785566,23300.58887393562,null,29136.525400103641,27679.699130098648,26222.87286009363,24766.04659008855,23309.220320083419,null,29136.525400103739,27679.69913009863,26222.87286009343,24766.04659008823,23309.220320083012,null,29147.314707787791,27689.94897239847,26232.58323700909,24775.21750161974,23317.851766230331]
["REopt LCC",34153.699999999997,32587.1,31020.5,29453.8,27887.200000000001,null,34635.5,33068.300000000003,31501.1,29933.8,28366.6,null,35105.699999999997,33538.400000000001,31971.200000000001,30404,28836.799999999999,null,36997.9,35430.1,33862.300000000003,32294.5,30726.7]

{"sheet":"Lodwar_20","index":11,"n_rows":1214,"n_cols":24,"rows_kept":1214,"cut":false,"hidden":false,"merged":[]}
["TMY_highPVBatt_HighDiesel_44_PBD_business",100,95,90,85,80,"TMY_highPVBatt_HighDiesel_44_PBD_nrel",100,95,90,85,80,"TMY_highPVBatt_HighDiesel_44_PBD_average",100,95,90,85,80,"TMY_highPVBatt_HighDiesel_44_PBD_residential",100,95,90,85,80]
["PV kW",7.7039999999999997,7.7039999999999997,7.7039999999999997,7.7039999999999997,7.7039999999999997,null,4.8810000000000002,4.8810000000000002,4.8810000000000002,4.8810000000000002,4.8810000000000002,null,4.359,4.359,4.359,4.359,4.359,null,2.6920000000000002,2.6920000000000002,2.6920000000000002,2.6920000000000002,2.6920000000000002]
["Battery kW",0,0,0,0,0,null,0,0,0,0,0,null,0,0,0,0,0,null,0,0,0,0,0]
["Battery kWh",0,0,0,0,0,null,0,0,0,0,0,null,0,0,0,0,0,null,0,0,0,0,0]
["Generator kW",6,6,6,6,6,null,7,7,7,7,7,null,8,8,8,8,8,null,12,12,12,12,12]
["PV capital cost",16948.25,16948.25,16948.25,16948.25,16948.25,null,10739.255999999999,10739.255999999999,10739.255999999999,10739.255999999999,10739.255999999999,null,9590.3060000000005,9590.3060000000005,9590.3060000000005,9590.3060000000005,9590.3060000000005,null,5922.3339999999998,5922.3339999999998,5922.3339999999998,5922.3339999999998,5922.3339999999998]
["PV O&M",1650.6170830105,1650.6170830105,1650.6170830105,1650.6170830105,1650.6170830105,null,1045.9132602140639,1045.9132602140639,1045.9132602140639,1045.9132602140639,1045.9132602140639,null,934.01518828776409,934.01518828776409,934.01518828776409,934.01518828776409,934.01518828776409,null,576.78554846039606,576.78554846039606,576.78554846039606,576.78554846039606,576.78554846039606]
["Battery capital cost",0,0,0,0,0,null,0,0,0,0,0,null,1.2635201879999999E-9,0,0,0,0,null,0,0,0,0,0]
["Battery O&M",0,0,0,0,0,null,0,0,0,0,0,null,2.7280359395339998E-10,0,0,0,0,null,0,0,0,0,0]
["Diesel capital cost",3484.5,3484.5,3484.5,3484.5,3484.5,null,4065.25,4065.25,4065.25,4065.25,4065.25,null,4646,4646,4646,4646,4646,null,6969,6969,6969,6969,6969]
["Diesel O&M (kW)",730.43695500000001,730.43695500000001,730.43695500000001,730.43695500000001,730.43695500000001,null,852.17644749999999,852.17644749999999,852.17644749999999,852.17644749999999,852.17644749999999,null,973.91593999999998,973.91593999999998,973.91593999999998,973.91593999999998,973.91593999999998,null,1460.87391,1460.87391,1460.87391,1460.87391,1460.87391]
["Diesel O&M (kWh)",1084.822078057525,974.46618984827376,864.11030163901398,753.75441342974409,643.39852408815239,null,1504.643959350698,1394.247191019859,1283.8504226890191,1173.4536543581739,1063.056886027327,null,1576.426037946406,1466.029269615555,1355.6325012847051,1245.2357329538549,1134.838964623005,null,1830.037198281598,1719.5995498291711,1609.1619013767429,1498.7242529243181,1388.2866044718919]
["Fuel cost",29525.94975219715,26522.358217666591,23518.766683135789,20515.175148604729,17511.583583254869,null,40952.37628117291,37947.672099287287,34942.967917401627,31938.263735515829,28933.559553629992,null,42906.092091898448,39901.387910012512,36896.683728126569,33891.979546240669,30887.27536435474,null,49808.708224178386,46802.89139493768,43797.074565696967,40791.257736456319,37785.440907215663]
["REopt LCC",53424.6,50310.7,47196.7,44082.8,40968.800000000003,null,59159.5,56044.4,52929.3,49814.2,46699.1,null,60626.6,57511.5,54396.4,51281.3,48166.2,null,66567.399999999994,63451.1,60334.9,57218.6,54102.3]
[]
["TMY_highPVBatt_HighDiesel_44_PB_business",100,95,90,85,80,"TMY_highPVBatt_HighDiesel_44_PB_nrel",100,95,90,85,80,"TMY_highPVBatt_HighDiesel_44_PB_average",100,95,90,85,80,"TMY_highPVBatt_HighDiesel_44_PB_residential",100,95,90,85,80]
["PV kW",20.606000000000002,16.184000000000001,15.11,14.122,13.176,null,21.759,16.913,15.851000000000001,14.896000000000001,13.933999999999999,null,21.734000000000002,17.074000000000002,15.993,14.999000000000001,14.034000000000001,null,22.225999999999999,17.792999999999999,16.545000000000002,15.433999999999999,14.468]
["Battery kW",4.76,4.2619999999999996,3.177,2.5579999999999998,2.0539999999999998,null,5.71,5.1369999999999996,4.4409999999999998,4.056,3.6709999999999998,null,6.78,5.891,4.9880000000000004,4.2430000000000003,3.86,null,10.62,9.1579999999999995,7.52,6.5250000000000004,5.6059999999999999]
["Battery kWh",47.183,27.693999999999999,24.280999999999999,20.818000000000001,17.343,null,63.968000000000004,44.302,40.953000000000003,37.090000000000003,33.262,null,66.605000000000004,46.186,42.7,39.238999999999997,35.420999999999999,null,74.412999999999997,53.484999999999999,49.966999999999999,46.393999999999998,42.625]
["Generator kW",0,0,0,0,0,null,0,0,0,0,0,null,0,0,0,0,0,null,0,0,0,0,0]
["PV capital cost",45334.080000000002,35603.919999999998,33241.78,31067.52,28986.98,null,47870.68,37209.699999999997,34871.54,32771.199999999997,30655.68,null,47815.02,37563.68,35185.699999999997,32998.9,30873.919999999998,null,48896.1,39145.040000000001,36398.339999999997,33955.9,31829.38]
["PV O&M",4415.1583137235202,3467.522521448479,3237.46994159732,3025.7152944268801,2823.0881874461202,null,4662.2018310639196,3623.9119952617998,3396.1948658347601,3191.6394052927999,2985.6055403539199,null,4656.7810149418801,3658.38667170592,3426.7914090057998,3213.8154712465998,3006.8602818284799,null,4762.0691193834,3812.39784279376,3544.89235155396,3307.0192267046,3099.91405423172]
["Battery capital cost",38021.209423277818,24197.01244233119,20497.246551303931,17362.426716267331,14364.985071764981,null,50595.261923150487,36555.003644347948,33397.925068507211,30289.738567232791,27207.427477592169,null,53749.440715996563,38795.33531006705,35280.070858173887,31984.377110384859,28909.702888109579,null,63951.257015145049,47918.451271641243,43439.818953828362,39748.038610513067,36020.51301944942]
["Battery O&M",6892.8121520748,4045.8026413104012,3547.1041146537,3041.3057407944002,2533.5644046348002,null,9344.9474449662011,6471.9782048211009,5982.7023148838998,5418.3375059726995,4859.1003644856,null,9730.0776338595006,6747.236066943301,6237.8877694826997,5732.2500917534999,5174.5760853501006,null,10870.874070178499,7813.4402814177001,7299.6071010533997,6777.5492005757997,6226.9458238968]
["Diesel capital cost",0,0,0,0,0,null,0,0,0,0,0,null,0,0,0,0,0,null,0,0,0,0,0]
["Diesel O&M (kW)",0,0,0,0,0,null,0,0,0,0,0,null,0,0,0,0,0,null,0,0,0,0,0]
["Diesel O&M (kWh)",0,0,0,0,0,null,0,0,0,0,0,null,0,0,0,0,0,null,0,0,0,0,0]
["Fuel cost",0,0,0,0,0,null,0,0,0,0,0,null,0,0,0,0,0,null,0,0,0,0,0]
["REopt LCC",94664.1,67314.899999999994,60524.2,54497.5,48709.3,null,112474,83861.3,77648.899999999994,71671.399999999994,65708.399999999994,null,115952,86765.2,80131,73929.899999999994,67965.7,null,128481,98690.2,90683.3,83789,77177.399999999994]
[]
["TMY_highPVBatt_HighDiesel_44_D_business",100,95,90,85,80,"TMY_highPVBatt_HighDiesel_44_D_nrel",100,95,90,85,80,"TMY_highPVBatt_HighDiesel_44_D_average",100,95,90,85,80,"TMY_highPVBatt_HighDiesel_44_D_residential",100,95,90,85,80]
["PV kW",0,0,0,0,0,null,0,0,0,0,0,null,0,0,0,0,0,null,0,0,0,0,0]
["Battery kW",0,0,0,0,0,null,0,0,0,0,0,null,0,0,0,0,0,null,0,0,0,0,0]
["Battery kWh",0,0,0,0,0,null,0,0,0,0,0,null,0,0,0,0,0,null,0,0,0,0,0]
["Generator kW",6,6,6,6,6,null,7,7,7,7,7,null,8,8,8,8,8,null,12,12,12,12,12]
["PV capital cost",0,0,0,0,0,null,0,0,0,0,0,null,0,0,0,0,0,null,0,0,0,0,0]
["PV O&M",0,0,0,0,0,null,0,0,0,0,0,null,0,0,0,0,0,null,0,0,0,0,0]
["Battery capital cost",0,0,0,0,0,null,0,0,0,0,0,null,0,0,0,0,0,null,0,0,0,0,0]
["Battery O&M",0,0,0,0,0,null,0,0,0,0,0,null,0,0,0,0,0,null,0,0,0,0,0]
["Diesel capital cost",3484.5,3484.5,3484.5,3484.5,3484.5,null,4065.25,4065.25,4065.25,4065.25,4065.25,null,4646,4646,4646,4646,4646,null,6969,6969,6969,6969,6969]
["Diesel O&M (kW)",730.43695500000001,730.43695500000001,730.43695500000001,730.43695500000001,730.43695500000001,null,852.17644749999999,852.17644749999999,852.17644749999999,852.17644749999999,852.17644749999999,null,973.91593999999998,973.91593999999998,973.91593999999998,973.91593999999998,973.91593999999998,null,1460.87391,1460.87391,1460.87391,1460.87391,1460.87391]
["Diesel O&M (kWh)",2207.1177641851491,2096.7618759759098,1986.405987766653,1876.050099557395,1765.6942113481441,null,2207.935366616824,2097.538598285998,1987.141829955169,1876.7450616243359,1766.3482932934969,null,2207.9353666168308,2097.5385982859948,1987.1418299551531,1876.745061624312,1766.3482932934669,null,2208.7529690484798,2098.315320596063,1987.8776721436379,1877.440023691217,1767.002375238792]
["Fuel cost",60071.830690614712,57068.23915608447,54064.647621553748,51061.056087022997,48057.464552492427,null,60094.083637713753,57089.379455828457,54084.675273943139,51079.971092057647,48075.266910172053,null,60094.083637713957,57089.379455828413,54084.675273942703,51079.971092056992,48075.266910171224,null,60116.336584812299,57110.519755571862,54104.702926331243,51098.886097090712,48093.069267850064]
["REopt LCC",66493.600000000006,63379.7,60265.8,57151.8,54037.9,null,67219.199999999997,64104.1,60989,57873.9,54758.8,null,67921.600000000006,64806.5,61691.4,58576.3,55461.2,null,70754.5,67638.2,64522,61405.7,58289.5]
[]
["TMY_highPVBatt_HighDiesel_36_PBD_business",100,95,90,85,80,"TMY_highPVBatt_HighDiesel_36_PBD_nrel",100,95,90,85,80,"TMY_highPVBatt_HighDiesel_36_PBD_average",100,95,90,85,80,"TMY_highPVBatt_HighDiesel_36_PBD_residential",100,95,90,85,80]
["PV kW",7.37,7.37,7.37,7.37,7.37,null,4.5789999999999997,4.5789999999999997,4.5789999999999997,4.5789999999999997,4.5789999999999997,null,4.1130000000000004,4.1130000000000004,4.1130000000000004,4.1130000000000004,4.1130000000000004,null,2.3849999999999998,2.3849999999999998,2.3849999999999998,2.3849999999999998,2.3849999999999998]
["Battery kW",0,0,0,0,0,null,0,0,0,0,0,null,0,0,0,0,0,null,0,0,0,0,0]
["Battery kWh",0,0,0,0,0,null,0,0,0,0,0,null,0,0,0,0,0,null,0,0,0,0,0]
["Generator kW",6,6,6,6,6,null,7,7,7,7,7,null,8,8,8,8,8,null,12,12,12,12,12]
["PV capital cost",16213.626,16213.626,16213.626,16213.626,16213.626,null,10073.492,10073.492,10073.492,10073.492,10073.492,null,9048.732,9048.732,9048.732,9048.732,9048.732,null,5245.9000000000005,5245.9000000000005,5245.9000000000005,5245.9000000000005,5245.9000000000005]
["PV O&M",1579.0708806598441,1579.0708806598441,1579.0708806598441,1579.0708806598441,1579.0708806598441,null,981.0734430262479,981.0734430262479,981.0734430262479,981.0734430262479,981.0734430262479,null,881.27043315880803,881.27043315880803,881.27043315880803,881.27043315880803,881.27043315880803,null,510.90656296460003,510.90656296460003,510.90656296460003,510.90656296460003,510.90656296460003]
["Battery capital cost",0,0,0,0,0,null,0,0,0,0,0,null,0,0,0,0,0,null,0,0,0,0,0]
["Battery O&M",0,0,0,0,0,null,0,0,0,0,0,null,0,0,0,0,0,null,0,0,0,0,0]
["Diesel capital cost",3484.5,3484.5,3484.5,3484.5,3484.5,null,4065.25,4065.25,4065.25,4065.25,4065.25,null,4646,4646,4646,4646,4646,null,6969,6969,6969,6969,6969]
["Diesel O&M (kW)",730.43695500000001,730.43695500000001,730.43695500000001,730.43695500000001,730.43695500000001,null,852.17644749999999,852.17644749999999,852.17644749999999,852.17644749999999,852.17644749999999,null,973.91593999999998,973.91593999999998,973.91593999999998,973.91593999999998,973.91593999999998,null,1460.87391,1460.87391,1460.87391,1460.87391,1460.87391]
["Diesel O&M (kWh)",1116.135272353346,1005.779384144093,895.42349593483948,785.06760772556891,674.7117254747177,null,1533.270476550452,1422.873708219613,1312.4769398887729,1202.080171557926,1091.6834032270799,null,1599.6917726088509,1489.295004278001,1378.898235947152,1268.501467616298,1158.104699285444,null,1858.574706323308,1748.1370578708829,1637.699409418457,1527.261760966029,1416.8241125136051]
["Fuel cost",24854.899896623709,22397.415913825931,19939.93193102815,17482.44794822999,15024.964098118169,null,34143.965478984843,31685.57114835117,29227.176817717431,26768.78248708359,24310.388156449721,null,35623.082486957072,33164.688156323107,30706.29382568919,28247.899495055179,25789.505164421131,null,41388.073130833123,38928.768452363503,36469.463773893847,34010.159095424191,31550.854416954571]
["REopt LCC",47978.7,45410.9,42843,40275.199999999997,37707.4,null,51649.1,49080.3,46511.5,43942.8,41374,null,52772.5,50203.7,47635,45066.2,42497.4,null,57432.9,54863.199999999997,52293.5,49723.7,47154]
[]
["TMY_highPVBatt_HighDiesel_36_PB_business",100,95,90,85,80,"TMY_highPVBatt_HighDiesel_36_PB_nrel",100,95,90,85,80,"TMY_highPVBatt_HighDiesel_36_PB_average",100,95,90,85,80,"TMY_highPVBatt_HighDiesel_36_PB_residential",100,95,90,85,80]
["PV kW",20.606000000000002,16.184000000000001,15.11,14.122,13.176,null,21.759,16.913,15.851000000000001,14.896000000000001,13.933999999999999,null,21.734000000000002,17.074000000000002,15.993,14.999000000000001,14.034000000000001,null,22.225999999999999,17.792999999999999,16.545000000000002,15.433999999999999,14.468]
["Battery kW",4.76,4.2619999999999996,3.177,2.5579999999999998,2.0539999999999998,null,5.71,5.1369999999999996,4.4409999999999998,4.056,3.6709999999999998,null,6.78,5.891,4.9880000000000004,4.2430000000000003,3.86,null,10.62,9.1579999999999995,7.52,6.5250000000000004,5.6059999999999999]
["Battery kWh",47.183,27.693999999999999,24.280999999999999,20.818000000000001,17.343,null,63.968000000000004,44.302,40.953000000000003,37.090000000000003,33.262,null,66.605000000000004,46.186,42.7,39.238999999999997,35.420999999999999,null,74.412999999999997,53.484999999999999,49.966999999999999,46.393999999999998,42.625]
["Generator kW",0,0,0,0,0,null,0,0,0,0,0,null,0,0,0,0,0,null,0,0,0,0,0]
["PV capital cost",45334.080000000002,35603.919999999998,33241.78,31067.52,28986.98,null,47870.68,37209.699999999997,34871.54,32771.199999999997,30655.68,null,47815.02,37563.68,35185.699999999997,32998.9,30873.919999999998,null,48896.1,39145.040000000001,36398.339999999997,33955.9,31829.38]
["PV O&M",4415.1583137235202,3467.522521448479,3237.46994159732,3025.7152944268801,2823.0881874461202,null,4662.2018310639196,3623.9119952617998,3396.1948658347601,3191.6394052927999,2985.6055403539199,null,4656.7810149418801,3658.38667170592,3426.7914090057998,3213.8154712465998,3006.8602818284799,null,4762.0691193834,3812.39784279376,3544.89235155396,3307.0192267046,3099.91405423172]
["Battery capital cost",38021.209423277818,24197.01244233119,20497.246551303931,17362.426716267331,14364.985071764981,null,50595.261923150487,36555.003644347948,33397.925068507211,30289.738567232791,27207.427477592169,null,53749.440715996563,38795.33531006705,35280.070858173887,31984.377110384859,28909.702888109579,null,63951.257015145049,47918.451271641243,43439.818953828362,39748.038610513067,36020.51301944942]
["Battery O&M",6892.8121520748,4045.8026413104012,3547.1041146537,3041.3057407944002,2533.5644046348002,null,9344.9474449662011,6471.9782048211009,5982.7023148838998,5418.3375059726995,4859.1003644856,null,9730.0776338595006,6747.236066943301,6237.8877694826997,5732.2500917534999,5174.5760853501006,null,10870.874070178499,7813.4402814177001,7299.6071010533997,6777.5492005757997,6226.9458238968]
["Diesel capital cost",0,0,0,0,0,null,0,0,0,0,0,null,0,0,0,0,0,null,0,0,0,0,0]
["Diesel O&M (kW)",0,0,0,0,0,null,0,0,0,0,0,null,0,0,0,0,0,null,0,0,0,0,0]
["Diesel O&M (kWh)",0,0,0,0,0,null,0,0,0,0,0,null,0,0,0,0,0,null,0,0,0,0,0]
["Fuel cost",0,0,0,0,0,null,0,0,0,0,0,null,0,0,0,0,0,null,0,0,0,0,0]
["REopt LCC",94664.1,67314.899999999994,60524.2,54497.5,48709.3,null,112474,83861.3,77648.899999999994,71671.399999999994,65708.399999999994,null,115952,86765.2,80131,73929.899999999994,67965.7,null,128481,98690.2,90683.3,83789,77177.399999999994]
[]
["TMY_highPVBatt_HighDiesel_36_D_business",100,95,90,85,80,"TMY_highPVBatt_HighDiesel_36_D_nrel",100,95,90,85,80,"TMY_highPVBatt_HighDiesel_36_D_average",100,95,90,85,80,"TMY_highPVBatt_HighDiesel_36_D_residential",100,95,90,85,80]
["PV kW",0,0,0,0,0,null,0,0,0,0,0,null,0,0,0,0,0,null,0,0,0,0,0]
["Battery kW",0,0,0,0,0,null,0,0,0,0,0,null,0,0,0,0,0,null,0,0,0,0,0]
["Battery kWh",0,0,0,0,0,null,0,0,0,0,0,null,0,0,0,0,0,null,0,0,0,0,0]
["Generator kW",6,6,6,6,6,null,7,7,7,7,7,null,8,8,8,8,8,null,12,12,12,12,12]
["PV capital cost",0,0,0,0,0,null,0,0,0,0,0,null,0,0,0,0,0,null,0,0,0,0,0]
["PV O&M",0,0,0,0,0,null,0,0,0,0,0,null,0,0,0,0,0,null,0,0,0,0,0]
["Battery capital cost",0,0,0,0,0,null,0,0,0,0,0,null,0,0,0,0,0,null,0,0,0,0,0]
["Battery O&M",0,0,0,0,0,null,0,0,0,0,0,null,0,0,0,0,0,null,0,0,0,0,0]
["Diesel capital cost",3484.5,3484.5,3484.5,3484.5,3484.5,null,4065.25,4065.25,4065.25,4065.25,4065.25,null,4646,4646,4646,4646,4646,null,6969,6969,6969,6969,6969]
["Diesel O&M (kW)",730.43695500000001,730.43695500000001,730.43695500000001,730.43695500000001,730.43695500000001,null,852.17644749999999,852.17644749999999,852.17644749999999,852.17644749999999,852.17644749999999,null,973.91593999999998,973.91593999999998,973.91593999999998,973.91593999999998,973.91593999999998,null,1460.87391,1460.87391,1460.87391,1460.87391,1460.87391]
["Diesel O&M (kWh)",2207.1177641851491,2096.7618759759048,1986.40598776665,1876.0500995573921,1765.6942113481441,null,2207.935366616824,2097.5385982860039,1987.141829955169,1876.7450616243341,1766.3482932934969,null,2207.9353666168308,2097.5385982859948,1987.1418299551531,1876.745061624312,1766.3482932934669,null,2208.7529690484798,2098.315320596063,1987.8776721436379,1877.440023691217,1767.002375238792]
["Fuel cost",49149.67965595748,46692.195673159913,44234.711690362077,41777.227707564212,39319.743724766537,null,49167.886612674891,46709.492282041632,44251.097951408003,41792.703620774402,39334.309290140758,null,49167.886612675058,46709.492282041429,44251.097951407683,41792.703620773907,39334.309290140081,null,49186.093569391873,46726.78889092242,44267.484212452837,41808.179533983312,39348.874855513677]
["REopt LCC",55571.5,53003.7,50435.8,47868,45300.1,null,56293,53724.2,51155.4,48586.6,46017.8,null,56995.4,54426.6,51857.8,49289,46720.3,null,59824.2,57254.5,54684.800000000003,52115,49545.3]
[]
["TMY_highPVBatt_HighDiesel_32_PBD_business",100,95,90,85,80,"TMY_highPVBatt_HighDiesel_32_PBD_nrel",100,95,90,85,80,"TMY_highPVBatt_HighDiesel_32_PBD_average",100,95,90,85,80,"TMY_highPVBatt_HighDiesel_32_PBD_residential",100,95,90,85,80]
["PV kW",7.1619999999999999,7.1619999999999999,7.1619999999999999,7.1619999999999999,7.1619999999999999,null,4.4180000000000001,4.4180000000000001,4.4180000000000001,4.4180000000000001,4.4180000000000001,null,3.9689999999999999,3.9689999999999999,3.9689999999999999,3.9689999999999999,3.9689999999999999,null,2.2799999999999998,2.2799999999999998,2.2799999999999998,2.2799999999999998,2.2799999999999998]
["Battery kW",0,0,0,0,0,null,0,0,0,0,0,null,0,0,0,0,0,null,0,0,0,0,0]
["Battery kWh",0,0,0,0,0,null,0,0,0,0,0,null,0,0,0,0,0,null,0,0,0,0,0]
["Generator kW",6,6,6,6,6,null,7,7,7,7,7,null,8,8,8,8,8,null,12,12,12,12,12]
["PV capital cost",15756.378000000001,15756.378000000001,15756.378000000001,15756.378000000001,15756.378000000001,null,9720.0619999999999,9720.0619999999999,9720.0619999999999,9720.0619999999999,9720.0619999999999,null,8732.0419999999995,8732.0419999999995,8732.0419999999995,8732.0419999999995,8732.0419999999995,null,5016.0219999999999,5016.0219999999999,5016.0219999999999,5016.0219999999999,5016.0219999999999]
["PV O&M",1534.5387690865321,1534.5387690865321,1534.5387690865321,1534.5387690865321,1534.5387690865321,null,946.65233195882797,946.65233195882797,946.65233195882797,946.65233195882797,946.65233195882797,null,850.427489254948,850.427489254948,850.427489254948,850.427489254948,850.427489254948,null,488.51837811906802,488.51837811906802,488.51837811906802,488.51837811906802,488.51837811906802]
["Battery capital cost",0,0,0,0,0,null,0,0,0,0,0,null,0,0,0,0,0,null,0,0,0,0,0]
["Battery O&M",0,0,0,0,0,null,0,0,0,0,0,null,0,0,0,0,0,null,0,0,0,0,0]
["Diesel capital cost",3484.5,3484.5,3484.5,3484.5,3484.5,null,4065.25,4065.25,4065.25,4065.25,4065.25,null,4646,4646,4646,4646,4646,null,6969,6969,6969,6969,6969]
["Diesel O&M (kW)",730.43695500000001,730.43695500000001,730.43695500000001,730.43695500000001,730.43695500000001,null,852.17644749999999,852.17644749999999,852.17644749999999,852.17644749999999,852.17644749999999,null,973.91593999999998,973.91593999999998,973.91593999999998,973.91593999999998,973.91593999999998,null,1460.87391,1460.87391,1460.87391,1460.87391,1460.87391]
["Diesel O&M (kWh)",1138.98240315064,1028.6265149413859,918.27062673213459,807.91473847806731,697.55885081760221,null,1550.916380926072,1440.519612595233,1330.122844264391,1219.7260759335479,1109.329307602701,null,1615.545049765931,1505.148281435082,1394.7515131042319,1284.354744773382,1173.9579764425309,null,1870.046438709488,1759.608790257063,1649.171141804638,1538.733493352212,1428.2958448997861]
["Fuel cost",22545.489932424931,20361.05972549356,18176.62951856224,15992.199310743799,13807.76911467539,null,30699.481884424778,28514.24247941704,26329.003074409251,24143.763669401451,21958.524264393571,null,31978.76855175562,29793.529146747711,27608.289741739751,25423.050336731809,23237.810931723841,null,37016.474565775789,34830.425962691712,32644.377359607592,30458.32875652346,28272.28015343934]
["REopt LCC",45190.400000000001,42895.6,40600.800000000003,38306,36011.199999999997,null,47834.400000000001,45538.8,43243.199999999997,40947.5,38651.9,null,48796.5,46500.9,44205.3,41909.599999999999,39614,null,52820.5,50524.1,48227.6,45931.1,43634.6]
[]
["TMY_highPVBatt_HighDiesel_32_PB_business",100,95,90,85,80,"TMY_highPVBatt_HighDiesel_32_PB_nrel",100,95,90,85,80,"TMY_highPVBatt_HighDiesel_32_PB_average",100,95,90,85,80,"TMY_highPVBatt_HighDiesel_32_PB_residential",100,95,90,85,80]
["PV kW",20.606000000000002,16.184000000000001,15.11,14.122,13.176,null,21.759,16.913,15.851000000000001,14.896000000000001,13.933999999999999,null,21.734000000000002,17.074000000000002,15.993,14.999000000000001,14.034000000000001,null,22.225999999999999,17.792999999999999,16.545000000000002,15.433999999999999,14.468]
["Battery kW",4.76,4.2619999999999996,3.177,2.5579999999999998,2.0539999999999998,null,5.71,5.1369999999999996,4.4409999999999998,4.056,3.6709999999999998,null,6.78,5.891,4.9880000000000004,4.2430000000000003,3.86,null,10.62,9.1579999999999995,7.52,6.5250000000000004,5.6059999999999999]
["Battery kWh",47.183,27.693999999999999,24.280999999999999,20.818000000000001,17.343,null,63.968000000000004,44.302,40.953000000000003,37.090000000000003,33.262,null,66.605000000000004,46.186,42.7,39.238999999999997,35.420999999999999,null,74.412999999999997,53.484999999999999,49.966999999999999,46.393999999999998,42.625]
["Generator kW",0,0,0,0,0,null,0,0,0,0,0,null,0,0,0,0,0,null,0,0,0,0,0]
["PV capital cost",45334.080000000002,35603.919999999998,33241.78,31067.52,28986.98,null,47870.68,37209.699999999997,34871.54,32771.199999999997,30655.68,null,47815.02,37563.68,35185.699999999997,32998.9,30873.919999999998,null,48896.1,39145.040000000001,36398.339999999997,33955.9,31829.38]
["PV O&M",4415.1583137235202,3467.522521448479,3237.46994159732,3025.7152944268801,2823.0881874461202,null,4662.2018310639196,3623.9119952617998,3396.1948658347601,3191.6394052927999,2985.6055403539199,null,4656.7810149418801,3658.38667170592,3426.7914090057998,3213.8154712465998,3006.8602818284799,null,4762.0691193834,3812.39784279376,3544.89235155396,3307.0192267046,3099.91405423172]
["Battery capital cost",38021.209423277818,24197.01244233119,20497.246551303931,17362.426716267331,14364.985071764981,null,50595.261923150487,36555.003644347948,33397.925068507211,30289.738567232791,27207.427477592169,null,53749.440715996563,38795.33531006705,35280.070858173887,31984.377110384859,28909.702888109579,null,63951.257015145049,47918.451271641243,43439.818953828362,39748.038610513067,36020.51301944942]
["Battery O&M",6892.8121520748,4045.8026413104012,3547.1041146537,3041.3057407944002,2533.5644046348002,null,9344.9474449662011,6471.9782048211009,5982.7023148838998,5418.3375059726995,4859.1003644856,null,9730.0776338595006,6747.236066943301,6237.8877694826997,5732.2500917534999,5174.5760853501006,null,10870.874070178499,7813.4402814177001,7299.6071010533997,6777.5492005757997,6226.9458238968]
["Diesel capital cost",0,0,0,0,0,null,0,0,0,0,0,null,0,0,0,0,0,null,0,0,0,0,0]
["Diesel O&M (kW)",0,0,0,0,0,null,0,0,0,0,0,null,0,0,0,0,0,null,0,0,0,0,0]
["Diesel O&M (kWh)",0,0,0,0,0,null,0,0,0,0,0,null,0,0,0,0,0,null,0,0,0,0,0]
["Fuel cost",0,0,0,0,0,null,0,0,0,0,0,null,0,0,0,0,0,null,0,0,0,0,0]
["REopt LCC",94664.1,67314.899999999994,60524.2,54497.5,48709.3,null,112474,83861.3,77648.899999999994,71671.399999999994,65708.399999999994,null,115952,86765.2,80131,73929.899999999994,67965.7,null,128481,98690.2,90683.3,83789,77177.399999999994]
[]
["TMY_highPVBatt_HighDiesel_32_D_business",100,95,90,85,80,"TMY_highPVBatt_HighDiesel_32_D_nrel",100,95,90,85,80,"TMY_highPVBatt_HighDiesel_32_D_average",100,95,90,85,80,"TMY_highPVBatt_HighDiesel_32_D_residential",100,95,90,85,80]
["PV kW",0,0,0,0,0,null,0,0,0,0,0,null,0,0,0,0,0,null,0,0,0,0,0]
["Battery kW",0,0,0,0,0,null,0,0,0,0,0,null,0,0,0,0,0,null,0,0,0,0,0]
["Battery kWh",0,0,0,0,0,null,0,0,0,0,0,null,0,0,0,0,0,null,0,0,0,0,0]
["Generator kW",6,6,6,6,6,null,7,7,7,7,7,null,8,8,8,8,8,null,12,12,12,12,12]
["PV capital cost",0,0,0,0,0,null,0,0,0,0,0,null,0,0,0,0,0,null,0,0,0,0,0]
["PV O&M",0,0,0,0,0,null,0,0,0,0,0,null,0,0,0,0,0,null,0,0,0,0,0]
["Battery capital cost",0,0,0,0,0,null,0,0,0,0,0,null,0,0,0,0,0,null,0,0,0,0,0]
["Battery O&M",0,0,0,0,0,null,0,0,0,0,0,null,0,0,0,0,0,null,0,0,0,0,0]
["Diesel capital cost",3484.5,3484.5,3484.5,3484.5,3484.5,null,4065.25,4065.25,4065.25,4065.25,4065.25,null,4646,4646,4646,4646,4646,null,6969,6969,6969,6969,6969]
["Diesel O&M (kW)",730.43695500000001,730.43695500000001,730.43695500000001,730.43695500000001,730.43695500000001,null,852.17644749999999,852.17644749999999,852.17644749999999,852.17644749999999,852.17644749999999,null,973.91593999999998,973.91593999999998,973.91593999999998,973.91593999999998,973.91593999999998,null,1460.87391,1460.87391,1460.87391,1460.87391,1460.87391]
["Diesel O&M (kWh)",2207.1177641851491,2096.7618759759098,1986.4059877666459,1876.0500995573941,1765.6942113481371,null,2207.935366616824,2097.5385982860039,1987.141829955169,1876.7450616243341,1766.3482932934969,null,2207.9353666168308,2097.5385982859948,1987.1418299551531,1876.745061624312,1766.3482932934669,null,2208.7529690484798,2098.315320596063,1987.8776721436379,1877.440023691217,1767.002375238792]
["Fuel cost",43688.604138628878,41504.173931697791,39319.743724766216,37135.313517834882,34950.883310903453,null,43704.788100155471,41519.548695148122,39334.309290140438,37149.06988513282,34963.830480125129,null,43704.788100155602,41519.54869514794,39334.309290140147,37149.069885132383,34963.830480124532,null,43720.972061681678,41534.923458597717,39348.874855513634,37162.826252429608,34976.777649345488]
["REopt LCC",50110.400000000001,47815.6,45520.800000000003,43226.1,40931.300000000003,null,50829.9,48534.2,46238.6,43943,41647.300000000003,null,51532.3,49236.7,46941,44645.4,42349.8,null,54359.1,52062.6,49766.1,47469.7,45173.2]
[]
["TMY_highPVBatt_MedDiesel_44_PBD_business",100,95,90,85,80,"TMY_highPVBatt_MedDiesel_44_PBD_nrel",100,95,90,85,80,"TMY_highPVBatt_MedDiesel_44_PBD_average",100,95,90,85,80,"TMY_highPVBatt_MedDiesel_44_PBD_residential",100,95,90,85,80]
["PV kW",7.3940000000000001,7.3940000000000001,7.3940000000000001,7.3940000000000001,7.3940000000000001,null,4.6029999999999998,4.6029999999999998,4.6029999999999998,4.6029999999999998,4.6029999999999998,null,4.1369999999999996,4.1369999999999996,4.1369999999999996,4.1369999999999996,4.1369999999999996,null,2.403,2.403,2.403,2.403,2.403]
["Battery kW",0,0,0,0,0,null,0,0,0,0,0,null,0,0,0,0,0,null,0,0,0,0,0]
["Battery kWh",0,0,0,0,0,null,0,0,0,0,0,null,0,0,0,0,0,null,0,0,0,0,0]
["Generator kW",6,6,6,6,6,null,7,7,7,7,7,null,8,8,8,8,8,null,12,12,12,12,12]
["PV capital cost",16266.91,16266.91,16266.91,16266.91,16266.91,null,10127.458000000001,10127.458000000001,10127.458000000001,10127.458000000001,10127.458000000001,null,9101.7080000000005,9101.7080000000005,9101.7080000000005,9101.7080000000005,9101.7080000000005,null,5287.634,5287.634,5287.634,5287.634,5287.634]
["PV O&M",1584.2602943545401,1584.2602943545401,1584.2602943545401,1584.2602943545401,1584.2602943545401,null,986.32927778805197,986.32927778805197,986.32927778805197,986.32927778805197,986.32927778805197,null,886.42985024255211,886.42985024255211,886.42985024255211,886.42985024255211,886.42985024255211,null,514.97110374859597,514.97110374859597,514.97110374859597,514.97110374859597,514.97110374859597]
["Battery capital cost",3.183564762000001E-10,0,0,0,0,null,0,0,0,0,0,null,0,0,0,0,0,null,0,0,0,0,0]
["Battery O&M",6.8735578339410022E-11,0,0,0,0,null,0,0,0,0,0,null,0,0,0,0,0,null,0,0,0,0,0]
["Diesel capital cost",2787.6,2787.6,2787.6,2787.6,2787.6,null,3252.2,3252.2,3252.2,3252.2,3252.2,null,3716.8,3716.8,3716.8,3716.8,3716.8,null,5575.2000000000007,5575.2000000000007,5575.2000000000007,5575.2000000000007,5575.2000000000007]
["Diesel O&M (kW)",730.43695500000001,730.43695500000001,730.43695500000001,730.43695500000001,730.43695500000001,null,852.17644749999999,852.17644749999999,852.17644749999999,852.17644749999999,852.17644749999999,null,973.91593999999998,973.91593999999998,973.91593999999998,973.91593999999998,973.91593999999998,null,1460.87391,1460.87391,1460.87391,1460.87391,1460.87391]
["Diesel O&M (kWh)",1113.64665723648,1003.2907684672221,892.93488081797011,782.57899202629915,672.22310094982106,null,1530.750131839746,1420.353363508907,1309.9565951780639,1199.5598268472211,1089.163058516375,null,1597.2125078459851,1486.815739515137,1376.4189711842871,1266.0222028534361,1155.625434522585,null,1856.6240343628331,1746.1863859104039,1635.7487374579759,1525.311089005548,1414.8734405531211]
["Fuel cost",25258.7312920966,22755.73833395289,20252.74540121216,17749.7524425601,15246.759432086101,null,34719.096945370911,32215.17679379955,29711.256642228102,27207.336490656649,24703.416339085132,null,36226.536747454753,33722.616595883177,31218.696444311561,28714.776292739942,26210.856141168311,null,42110.275543583717,39605.428185883116,37100.580828182508,34595.733470481908,32090.886112781329]
["REopt LCC",47741.599999999999,45128.3,42514.9,39901.599999999999,37288.199999999997,null,51467.9,48853.599999999999,46239.3,43625,41010.6,null,52502.400000000001,49888.1,47273.8,44659.5,42045.2,null,56805.2,54189.9,51574.6,48959.3,46344.1]
[]
["TMY_highPVBatt_MedDiesel_44_PB_business",100,95,90,85,80,"TMY_highPVBatt_MedDiesel_44_PB_nrel",100,95,90,85,80,"TMY_highPVBatt_MedDiesel_44_PB_average",100,95,90,85,80,"TMY_highPVBatt_MedDiesel_44_PB_residential",100,95,90,85,80]
["PV kW",20.606000000000002,16.184000000000001,15.11,14.122,13.176,null,21.759,16.913,15.851000000000001,14.896000000000001,13.933999999999999,null,21.734000000000002,17.074000000000002,15.993,14.999000000000001,14.034000000000001,null,22.225999999999999,17.792999999999999,16.545000000000002,15.433999999999999,14.468]
["Battery kW",4.76,4.2619999999999996,3.177,2.5579999999999998,2.0539999999999998,null,5.71,5.1369999999999996,4.4409999999999998,4.056,3.6709999999999998,null,6.78,5.891,4.9880000000000004,4.2430000000000003,3.86,null,10.62,9.1579999999999995,7.52,6.5250000000000004,5.6059999999999999]
["Battery kWh",47.183,27.693999999999999,24.280999999999999,20.818000000000001,17.343,null,63.968000000000004,44.302,40.953000000000003,37.090000000000003,33.262,null,66.605000000000004,46.186,42.7,39.238999999999997,35.420999999999999,null,74.412999999999997,53.484999999999999,49.966999999999999,46.393999999999998,42.625]
["Generator kW",0,0,0,0,0,null,0,0,0,0,0,null,0,0,0,0,0,null,0,0,0,0,0]
["PV capital cost",45334.080000000002,35603.919999999998,33241.78,31067.52,28986.98,null,47870.68,37209.699999999997,34871.54,32771.199999999997,30655.68,null,47815.02,37563.68,35185.699999999997,32998.9,30873.919999999998,null,48896.1,39145.040000000001,36398.339999999997,33955.9,31829.38]
["PV O&M",4415.1583137235202,3467.522521448479,3237.46994159732,3025.7152944268801,2823.0881874461202,null,4662.2018310639196,3623.9119952617998,3396.1948658347601,3191.6394052927999,2985.6055403539199,null,4656.7810149418801,3658.38667170592,3426.7914090057998,3213.8154712465998,3006.8602818284799,null,4762.0691193834,3812.39784279376,3544.89235155396,3307.0192267046,3099.91405423172]
["Battery capital cost",38021.209423277818,24197.01244233119,20497.246551303931,17362.426716267331,14364.985071764981,null,50595.261923150487,36555.003644347948,33397.925068507211,30289.738567232791,27207.427477592169,null,53749.440715996563,38795.33531006705,35280.070858173887,31984.377110384859,28909.702888109579,null,63951.257015145049,47918.451271641243,43439.818953828362,39748.038610513067,36020.51301944942]
["Battery O&M",6892.8121520748,4045.8026413104012,3547.1041146537,3041.3057407944002,2533.5644046348002,null,9344.9474449662011,6471.9782048211009,5982.7023148838998,5418.3375059726995,4859.1003644856,null,9730.0776338595006,6747.236066943301,6237.8877694826997,5732.2500917534999,5174.5760853501006,null,10870.874070178499,7813.4402814177001,7299.6071010533997,6777.5492005757997,6226.9458238968]
["Diesel capital cost",0,0,0,0,0,null,0,0,0,0,0,null,0,0,0,0,0,null,0,0,0,0,0]
["Diesel O&M (kW)",0,0,0,0,0,null,0,0,0,0,0,null,0,0,0,0,0,null,0,0,0,0,0]
["Diesel O&M (kWh)",0,0,0,0,0,null,0,0,0,0,0,null,0,0,0,0,0,null,0,0,0,0,0]
["Fuel cost",0,0,0,0,0,null,0,0,0,0,0,null,0,0,0,0,0,null,0,0,0,0,0]
["REopt LCC",94664.1,67314.899999999994,60524.2,54497.5,48709.3,null,112474,83861.3,77648.899999999994,71671.399999999994,65708.399999999994,null,115952,86765.2,80131,73929.899999999994,67965.7,null,128481,98690.2,90683.3,83789,77177.399999999994]
[]
["TMY_highPVBatt_MedDiesel_44_D_business",100,95,90,85,80,"TMY_highPVBatt_MedDiesel_44_D_nrel",100,95,90,85,80,"TMY_highPVBatt_MedDiesel_44_D_average",100,95,90,85,80,"TMY_highPVBatt_MedDiesel_44_D_residential",100,95,90,85,80]
["PV kW",0,0,0,0,0,null,0,0,0,0,0,null,0,0,0,0,0,null,0,0,0,0,0]
["Battery kW",0,0,0,0,0,null,0,0,0,0,0,null,0,0,0,0,0,null,0,0,0,0,0]
["Battery kWh",0,0,0,0,0,null,0,0,0,0,0,null,0,0,0,0,0,null,0,0,0,0,0]
["Generator kW",6,6,6,6,6,null,7,7,7,7,7,null,8,8,8,8,8,null,12,12,12,12,12]
["PV capital cost",0,0,0,0,0,null,0,0,0,0,0,null,0,0,0,0,0,null,0,0,0,0,0]
["PV O&M",0,0,0,0,0,null,0,0,0,0,0,null,0,0,0,0,0,null,0,0,0,0,0]
["Battery capital cost",0,0,0,0,0,null,0,0,0,0,0,null,0,0,0,0,0,null,0,0,0,0,0]
["Battery O&M",0,0,0,0,0,null,0,0,0,0,0,null,0,0,0,0,0,null,0,0,0,0,0]
["Diesel capital cost",2787.6,2787.6,2787.6,2787.6,2787.6,null,3252.2,3252.2,3252.2,3252.2,3252.2,null,3716.8,3716.8,3716.8,3716.8,3716.8,null,5575.2000000000007,5575.2000000000007,5575.2000000000007,5575.2000000000007,5575.2000000000007]
["Diesel O&M (kW)",730.43695500000001,730.43695500000001,730.43695500000001,730.43695500000001,730.43695500000001,null,852.17644749999999,852.17644749999999,852.17644749999999,852.17644749999999,852.17644749999999,null,973.91593999999998,973.91593999999998,973.91593999999998,973.91593999999998,973.91593999999998,null,1460.87391,1460.87391,1460.87391,1460.87391,1460.87391]
["Diesel O&M (kWh)",2207.1177641851491,2096.7618759759048,1986.40598776665,1876.0500995573921,1765.6942113481441,null,2207.935366616824,2097.5385982860039,1987.141829955169,1876.7450616243341,1766.3482932934969,null,2207.9353666168308,2097.5385982859948,1987.1418299551531,1876.745061624312,1766.3482932934669,null,2208.7529690484798,2098.315320596063,1987.8776721436379,1877.440023691217,1767.002375238792]
["Fuel cost",50059.858908845592,47556.865963403638,45053.873017961392,42550.880072519089,40047.887127077032,null,50078.403031428148,47574.482879857213,45070.562728285942,42566.642576714679,40062.72242514338,null,50078.403031428294,47574.482879857023,45070.562728285593,42566.64257671417,40062.722425142689,null,50096.94715401026,47592.099796309893,45087.252438609372,42582.405080908917,40077.557723208367]
["REopt LCC",55784.800000000003,53171.4,50558.1,47944.7,45331.4,null,56390.400000000001,53776.1,51161.8,48547.5,45933.2,null,56976.7,54362.400000000001,51748.1,49133.8,46519.5,null,59341.3,56726,54110.7,51495.4,48880.2]
[]
["TMY_highPVBatt_MedDiesel_36_PBD_business",100,95,90,85,80,"TMY_highPVBatt_MedDiesel_36_PBD_nrel",100,95,90,85,80,"TMY_highPVBatt_MedDiesel_36_PBD_average",100,95,90,85,80,"TMY_highPVBatt_MedDiesel_36_PBD_residential",100,95,90,85,80]
["PV kW",7.0110000000000001,7.0110000000000001,7.0110000000000001,7.0110000000000001,7.0110000000000001,null,4.2990000000000004,4.2990000000000004,4.2990000000000004,4.2990000000000004,4.2990000000000004,null,3.8919999999999999,3.8919999999999999,3.8919999999999999,3.8919999999999999,3.8919999999999999,null,2.2210000000000001,2.2210000000000001,2.2210000000000001,2.2210000000000001,2.2210000000000001]
["Battery kW",0,0,0,0,0,null,0,0,0,0,0,null,0,0,0,0,0,null,0,0,0,0,0]
["Battery kWh",0,0,0,0,0,null,0,0,0,0,0,null,0,0,0,0,0,null,0,0,0,0,0]
["Generator kW",6,6,6,6,6,null,7,7,7,7,7,null,8,8,8,8,8,null,12,12,12,12,12]
["PV capital cost",15425.013999999999,15425.013999999999,15425.013999999999,15425.013999999999,15425.013999999999,null,9458.1739999999991,9458.1739999999991,9458.1739999999991,9458.1739999999991,9458.1739999999991,null,8561.41,8561.41,8561.41,8561.41,8561.41,null,4885.2979999999998,4885.2979999999998,4885.2979999999998,4885.2979999999998,4885.2979999999998]
["PV O&M",1502.2667009323161,1502.2667009323161,1502.2667009323161,1502.2667009323161,1502.2667009323161,null,921.14664218935582,921.14664218935582,921.14664218935582,921.14664218935582,921.14664218935582,null,833.80936678754006,833.80936678754006,833.80936678754006,833.80936678754006,833.80936678754006,null,475.78695938501198,475.78695938501198,475.78695938501198,475.78695938501198,475.78695938501198]
["Battery capital cost",0,0,0,0,0,null,0,0,0,0,0,null,0,0,0,0,0,null,0,0,0,0,0]
["Battery O&M",0,0,0,0,0,null,0,0,0,0,0,null,0,0,0,0,0,null,0,0,0,0,0]
["Diesel capital cost",2787.6,2787.6,2787.6,2787.6,2787.6,null,3252.2,3252.2,3252.2,3252.2,3252.2,null,3716.8,3716.8,3716.8,3716.8,3716.8,null,5575.2000000000007,5575.2000000000007,5575.2000000000007,5575.2000000000007,5575.2000000000007]
["Diesel O&M (kW)",730.43695500000001,730.43695500000001,730.43695500000001,730.43695500000001,730.43695500000001,null,852.17644749999999,852.17644749999999,852.17644749999999,852.17644749999999,852.17644749999999,null,973.91593999999998,973.91593999999998,973.91593999999998,973.91593999999998,973.91593999999998,null,1460.87391,1460.87391,1460.87391,1460.87391,1460.87391]
["Diesel O&M (kWh)",1157.039269619248,1046.6833814099971,936.32749320074379,825.97160499147753,715.61571783501154,null,1565.1315252748291,1454.734756943991,1344.337988613152,1233.9412202823059,1123.5444519514599,null,1624.851217932026,1514.4544496011749,1404.0576812703241,1293.6609129394731,1183.2641446086241,null,1877.161460101627,1766.7238116492019,1656.2861631967751,1545.848514744348,1435.410866291923]
["Fuel cost",21471.482844408602,19423.579525410481,17375.67620641234,15327.772887413939,13279.869587952649,null,29044.55844894558,26995.896506750851,24947.234564556089,22898.572622361229,20849.910680166358,null,30152.792534020591,28104.130591825629,26055.46864963066,24006.806707435691,21958.144765240751,null,34834.980233661867,32785.559668270522,30736.13910287914,28686.718537487752,26637.297972096399]
["REopt LCC",43073.9,40915.599999999999,38757.4,36599.1,34440.800000000003,null,45093.3,42934.2,40775.1,38616.1,36457,null,45863.4,43704.4,41545.300000000003,39386.199999999997,37227.199999999997,null,49108.9,46949.1,44789.2,42629.3,40469.5]
[]
["TMY_highPVBatt_MedDiesel_36_PB_business",100,95,90,85,80,"TMY_highPVBatt_MedDiesel_36_PB_nrel",100,95,90,85,80,"TMY_highPVBatt_MedDiesel_36_PB_average",100,95,90,85,80,"TMY_highPVBatt_MedDiesel_36_PB_residential",100,95,90,85,80]
["PV kW",20.606000000000002,16.184000000000001,15.11,14.122,13.176,null,21.759,16.913,15.851000000000001,14.896000000000001,13.933999999999999,null,21.734000000000002,17.074000000000002,15.993,14.999000000000001,14.034000000000001,null,22.225999999999999,17.792999999999999,16.545000000000002,15.433999999999999,14.468]
["Battery kW",4.76,4.2619999999999996,3.177,2.5579999999999998,2.0539999999999998,null,5.71,5.1369999999999996,4.4409999999999998,4.056,3.6709999999999998,null,6.78,5.891,4.9880000000000004,4.2430000000000003,3.86,null,10.62,9.1579999999999995,7.52,6.5250000000000004,5.6059999999999999]
["Battery kWh",47.183,27.693999999999999,24.280999999999999,20.818000000000001,17.343,null,63.968000000000004,44.302,40.953000000000003,37.090000000000003,33.262,null,66.605000000000004,46.186,42.7,39.238999999999997,35.420999999999999,null,74.412999999999997,53.484999999999999,49.966999999999999,46.393999999999998,42.625]
["Generator kW",0,0,0,0,0,null,0,0,0,0,0,null,0,0,0,0,0,null,0,0,0,0,0]
["PV capital cost",45334.080000000002,35603.919999999998,33241.78,31067.52,28986.98,null,47870.68,37209.699999999997,34871.54,32771.199999999997,30655.68,null,47815.02,37563.68,35185.699999999997,32998.9,30873.919999999998,null,48896.1,39145.040000000001,36398.339999999997,33955.9,31829.38]
["PV O&M",4415.1583137235202,3467.522521448479,3237.46994159732,3025.7152944268801,2823.0881874461202,null,4662.2018310639196,3623.9119952617998,3396.1948658347601,3191.6394052927999,2985.6055403539199,null,4656.7810149418801,3658.38667170592,3426.7914090057998,3213.8154712465998,3006.8602818284799,null,4762.0691193834,3812.39784279376,3544.89235155396,3307.0192267046,3099.91405423172]
["Battery capital cost",38021.209423277818,24197.01244233119,20497.246551303931,17362.426716267331,14364.985071764981,null,50595.261923150487,36555.003644347948,33397.925068507211,30289.738567232791,27207.427477592169,null,53749.440715996563,38795.33531006705,35280.070858173887,31984.377110384859,28909.702888109579,null,63951.257015145049,47918.451271641243,43439.818953828362,39748.038610513067,36020.51301944942]
["Battery O&M",6892.8121520748,4045.8026413104012,3547.1041146537,3041.3057407944002,2533.5644046348002,null,9344.9474449662011,6471.9782048211009,5982.7023148838998,5418.3375059726995,4859.1003644856,null,9730.0776338595006,6747.236066943301,6237.8877694826997,5732.2500917534999,5174.5760853501006,null,10870.874070178499,7813.4402814177001,7299.6071010533997,6777.5492005757997,6226.9458238968]
["Diesel capital cost",0,0,0,0,0,null,0,0,0,0,0,null,0,0,0,0,0,null,0,0,0,0,0]
["Diesel O&M (kW)",0,0,0,0,0,null,0,0,0,0,0,null,0,0,0,0,0,null,0,0,0,0,0]
["Diesel O&M (kWh)",0,0,0,0,0,null,0,0,0,0,0,null,0,0,0,0,0,null,0,0,0,0,0]
["Fuel cost",0,0,0,0,0,null,0,0,0,0,0,null,0,0,0,0,0,null,0,0,0,0,0]
["REopt LCC",94664.1,67314.899999999994,60524.2,54497.5,48709.3,null,112474,83861.3,77648.899999999994,71671.399999999994,65708.399999999994,null,115952,86765.2,80131,73929.899999999994,67965.7,null,128481,98690.2,90683.3,83789,77177.399999999994]
[]
["TMY_highPVBatt_MedDiesel_36_D_business",100,95,90,85,80,"TMY_highPVBatt_MedDiesel_36_D_nrel",100,95,90,85,80,"TMY_highPVBatt_MedDiesel_36_D_average",100,95,90,85,80,"TMY_highPVBatt_MedDiesel_36_D_residential",100,95,90,85,80]
["PV kW",0,0,0,0,0,null,0,0,0,0,0,null,0,0,0,0,0,null,0,0,0,0,0]
["Battery kW",0,0,0,0,0,null,0,0,0,0,0,null,0,0,0,0,0,null,0,0,0,0,0]
["Battery kWh",0,0,0,0,0,null,0,0,0,0,0,null,0,0,0,0,0,null,0,0,0,0,0]
["Generator kW",6,6,6,6,6,null,7,7,7,7,7,null,8,8,8,8,8,null,12,12,12,12,12]
["PV capital cost",0,0,0,0,0,null,0,0,0,0,0,null,0,0,0,0,0,null,0,0,0,0,0]
["PV O&M",0,0,0,0,0,null,0,0,0,0,0,null,0,0,0,0,0,null,0,0,0,0,0]
["Battery capital cost",0,0,0,0,0,null,0,0,0,0,0,null,0,0,0,0,0,null,0,0,0,0,0]
["Battery O&M",0,0,0,0,0,null,0,0,0,0,0,null,0,0,0,0,0,null,0,0,0,0,0]
["Diesel capital cost",2787.6,2787.6,2787.6,2787.6,2787.6,null,3252.2,3252.2,3252.2,3252.2,3252.2,null,3716.8,3716.8,3716.8,3716.8,3716.8,null,5575.2000000000007,5575.2000000000007,5575.2000000000007,5575.2000000000007,5575.2000000000007]
["Diesel O&M (kW)",730.43695500000001,730.43695500000001,730.43695500000001,730.43695500000001,730.43695500000001,null,852.17644749999999,852.17644749999999,852.17644749999999,852.17644749999999,852.17644749999999,null,973.91593999999998,973.91593999999998,973.91593999999998,973.91593999999998,973.91593999999998,null,1460.87391,1460.87391,1460.87391,1460.87391,1460.87391]
["Diesel O&M (kWh)",2207.1177641851491,2096.7618759759098,1986.4059877666459,1876.0500995573941,1765.6942113481371,null,2207.935366616824,2097.5385982860039,1987.141829955169,1876.7450616243341,1766.3482932934969,null,2207.9353666168308,2097.5385982859948,1987.141829955154,1876.745061624312,1766.3482932934669,null,2208.7529690484798,2098.315320596063,1987.8776721436379,1877.4400236912179,1767.002375238792]
["Fuel cost",40958.06637996457,38910.16306096669,36862.25974196833,34814.356422970217,32766.453103971991,null,40973.23884389575,38924.576901701359,36875.91495950667,34827.253017312018,32778.591075117307,null,40973.238843895881,38924.576901701192,36875.914959506408,34827.253017311603,32778.591075116747,null,40988.411307826573,38938.990742435373,36889.570177044028,34840.149611652771,32790.729046261396]
["REopt LCC",46683,44524.7,42366.5,40208.199999999997,38050,null,47285.3,45126.2,42967.199999999997,40808.1,38649,null,47871.6,45712.5,43553.5,41394.400000000001,39235.300000000003,null,50232.800000000003,48072.9,45913,43753.2,41593.300000000003]
[]
["TMY_highPVBatt_MedDiesel_32_PBD_business",100,95,90,85,80,"TMY_highPVBatt_MedDiesel_32_PBD_nrel",100,95,90,85,80,"TMY_highPVBatt_MedDiesel_32_PBD_average",100,95,90,85,80,"TMY_highPVBatt_MedDiesel_32_PBD_residential",100,95,90,85,80]
["PV kW",6.7329999999999997,6.7329999999999997,6.7329999999999997,6.7329999999999997,6.7329999999999997,null,4.0549999999999997,4.0549999999999997,4.0549999999999997,4.0549999999999997,4.0549999999999997,null,3.7210000000000001,3.7210000000000001,3.7210000000000001,3.7210000000000001,3.7210000000000001,null,2.089,2.089,2.089,2.089,2.089]
["Battery kW",0,0,0,0,0,null,0,0,0,0,0,null,0,0,0,0,0,null,0,0,0,0,0]
["Battery kWh",0,0,0,0,0,null,0,0,0,0,0,null,0,0,0,0,0,null,0,0,0,0,0]
["Generator kW",6,6,6,6,6,null,7,7,7,7,7,null,8,8,8,8,8,null,12,12,12,12,12]
["PV capital cost",14812.402,14812.402,14812.402,14812.402,14812.402,null,8920.4060000000009,8920.4060000000009,8920.4060000000009,8920.4060000000009,8920.4060000000009,null,8186.8819999999996,8186.8819999999996,8186.8819999999996,8186.8819999999996,8186.8819999999996,null,4595.0959999999995,4595.0959999999995,4595.0959999999995,4595.0959999999995,4595.0959999999995]
["PV O&M",1442.6034417487881,1442.6034417487881,1442.6034417487881,1442.6034417487881,1442.6034417487881,null,868.772559467164,868.772559467164,868.772559467164,868.772559467164,868.772559467164,null,797.33348786990803,797.33348786990803,797.33348786990803,797.33348786990803,797.33348786990803,null,447.52372402302399,447.52372402302399,447.52372402302399,447.52372402302399,447.52372402302399]
["Battery capital cost",0,0,0,0,0,null,0,0,0,0,0,null,0,0,0,0,0,null,0,0,0,0,0]
["Battery O&M",0,0,0,0,0,null,0,0,0,0,0,null,0,0,0,0,0,null,0,0,0,0,0]
["Diesel capital cost",2787.6,2787.6,2787.6,2787.6,2787.6,null,3252.2,3252.2,3252.2,3252.2,3252.2,null,3716.8,3716.8,3716.8,3716.8,3716.8,null,5575.2000000000007,5575.2000000000007,5575.2000000000007,5575.2000000000007,5575.2000000000007]
["Diesel O&M (kW)",730.43695500000001,730.43695500000001,730.43695500000001,730.43695500000001,730.43695500000001,null,852.17644749999999,852.17644749999999,852.17644749999999,852.17644749999999,852.17644749999999,null,973.91593999999998,973.91593999999998,973.91593999999998,973.91593999999998,973.91593999999998,null,1460.87391,1460.87391,1460.87391,1460.87391,1460.87391]
["Diesel O&M (kWh)",1193.4244619784749,1083.068573769222,972.71268555996824,862.35679735070926,752.00089734780818,null,1597.1909982312361,1486.794229900398,1376.397461569557,1266.0006932387139,1155.6039249078719,null,1647.1596732915209,1536.7629049606719,1426.3661366298199,1315.9693682989709,1205.5725999681219,null,1894.383530380024,1783.9458819275981,1673.5082334751701,1563.0705850227439,1452.632936570318]
["Fuel cost",19685.948848007771,17865.590342231641,16045.231836455499,14224.873330679269,12404.514630362841,null,26346.21737143987,24525.18453393345,22704.151696426969,20883.118858920468,19062.086021413968,null,27170.46793155386,25349.43509404725,23528.402256540601,21707.369419033988,19886.336581527379,null,31248.510874115262,29426.803704878479,27605.096535641678,25783.389366404921,23961.682197168138]
["REopt LCC",40652.400000000001,38721.699999999997,36791,34860.300000000003,32929.599999999999,null,41836.800000000003,39905.4,37974,36042.6,34111.1,null,42492.4,40561,38629.5,36698.1,34766.699999999997,null,45221.2,43289,41356.9,39424.800000000003,37492.6]
[]
["TMY_highPVBatt_MedDiesel_32_PB_business",100,95,90,85,80,"TMY_highPVBatt_MedDiesel_32_PB_nrel",100,95,90,85,80,"TMY_highPVBatt_MedDiesel_32_PB_average",100,95,90,85,80,"TMY_highPVBatt_MedDiesel_32_PB_residential",100,95,90,85,80]
["PV kW",20.606000000000002,16.184000000000001,15.11,14.122,13.176,null,21.759,16.913,15.851000000000001,14.896000000000001,13.933999999999999,null,21.734000000000002,17.074000000000002,15.993,14.999000000000001,14.034000000000001,null,22.225999999999999,17.792999999999999,16.545000000000002,15.433999999999999,14.468]
["Battery kW",4.76,4.2619999999999996,3.177,2.5579999999999998,2.0539999999999998,null,5.71,5.1369999999999996,4.4409999999999998,4.056,3.6709999999999998,null,6.78,5.891,4.9880000000000004,4.2430000000000003,3.86,null,10.62,9.1579999999999995,7.52,6.5250000000000004,5.6059999999999999]
["Battery kWh",47.183,27.693999999999999,24.280999999999999,20.818000000000001,17.343,null,63.968000000000004,44.302,40.953000000000003,37.090000000000003,33.262,null,66.605000000000004,46.186,42.7,39.238999999999997,35.420999999999999,null,74.412999999999997,53.484999999999999,49.966999999999999,46.393999999999998,42.625]
["Generator kW",0,0,0,0,0,null,0,0,0,0,0,null,0,0,0,0,0,null,0,0,0,0,0]
["PV capital cost",45334.080000000002,35603.919999999998,33241.78,31067.52,28986.98,null,47870.68,37209.699999999997,34871.54,32771.199999999997,30655.68,null,47815.02,37563.68,35185.699999999997,32998.9,30873.919999999998,null,48896.1,39145.040000000001,36398.339999999997,33955.9,31829.38]
["PV O&M",4415.1583137235202,3467.522521448479,3237.46994159732,3025.7152944268801,2823.0881874461202,null,4662.2018310639196,3623.9119952617998,3396.1948658347601,3191.6394052927999,2985.6055403539199,null,4656.7810149418801,3658.38667170592,3426.7914090057998,3213.8154712465998,3006.8602818284799,null,4762.0691193834,3812.39784279376,3544.89235155396,3307.0192267046,3099.91405423172]
["Battery capital cost",38021.209423277818,24197.01244233119,20497.246551303931,17362.426716267331,14364.985071764981,null,50595.261923150487,36555.003644347948,33397.925068507211,30289.738567232791,27207.427477592169,null,53749.440715996563,38795.33531006705,35280.070858173887,31984.377110384859,28909.702888109579,null,63951.257015145049,47918.451271641243,43439.818953828362,39748.038610513067,36020.51301944942]
["Battery O&M",6892.8121520748,4045.8026413104012,3547.1041146537,3041.3057407944002,2533.5644046348002,null,9344.9474449662011,6471.9782048211009,5982.7023148838998,5418.3375059726995,4859.1003644856,null,9730.0776338595006,6747.236066943301,6237.8877694826997,5732.2500917534999,5174.5760853501006,null,10870.874070178499,7813.4402814177001,7299.6071010533997,6777.5492005757997,6226.9458238968]
["Diesel capital cost",0,0,0,0,0,null,0,0,0,0,0,null,0,0,0,0,0,null,0,0,0,0,0]
["Diesel O&M (kW)",0,0,0,0,0,null,0,0,0,0,0,null,0,0,0,0,0,null,0,0,0,0,0]
["Diesel O&M (kWh)",0,0,0,0,0,null,0,0,0,0,0,null,0,0,0,0,0,null,0,0,0,0,0]
["Fuel cost",0,0,0,0,0,null,0,0,0,0,0,null,0,0,0,0,0,null,0,0,0,0,0]
["REopt LCC",94664.1,67314.899999999994,60524.2,54497.5,48709.3,null,112474,83861.3,77648.899999999994,71671.399999999994,65708.399999999994,null,115952,86765.2,80131,73929.899999999994,67965.7,null,128481,98690.2,90683.3,83789,77177.399999999994]
[]
["TMY_highPVBatt_MedDiesel_32_D_business",100,95,90,85,80,"TMY_highPVBatt_MedDiesel_32_D_nrel",100,95,90,85,80,"TMY_highPVBatt_MedDiesel_32_D_average",100,95,90,85,80,"TMY_highPVBatt_MedDiesel_32_D_residential",100,95,90,85,80]
["PV kW",0,0,0,0,0,null,0,0,0,0,0,null,0,0,0,0,0,null,0,0,0,0,0]
["Battery kW",0,0,0,0,0,null,0,0,0,0,0,null,0,0,0,0,0,null,0,0,0,0,0]
["Battery kWh",0,0,0,0,0,null,0,0,0,0,0,null,0,0,0,0,0,null,0,0,0,0,0]
["Generator kW",6,6,6,6,6,null,7,7,7,7,7,null,8,8,8,8,8,null,12,12,12,12,12]
["PV capital cost",0,0,0,0,0,null,0,0,0,0,0,null,0,0,0,0,0,null,0,0,0,0,0]
["PV O&M",0,0,0,0,0,null,0,0,0,0,0,null,0,0,0,0,0,null,0,0,0,0,0]
["Battery capital cost",0,0,0,0,0,null,0,0,0,0,0,null,0,0,0,0,0,null,0,0,0,0,0]
["Battery O&M",0,0,0,0,0,null,0,0,0,0,0,null,0,0,0,0,0,null,0,0,0,0,0]
["Diesel capital cost",2787.6,2787.6,2787.6,2787.6,2787.6,null,3252.2,3252.2,3252.2,3252.2,3252.2,null,3716.8,3716.8,3716.8,3716.8,3716.8,null,5575.2000000000007,5575.2000000000007,5575.2000000000007,5575.2000000000007,5575.2000000000007]
["Diesel O&M (kW)",730.43695500000001,730.43695500000001,730.43695500000001,730.43695500000001,730.43695500000001,null,852.17644749999999,852.17644749999999,852.17644749999999,852.17644749999999,852.17644749999999,null,973.91593999999998,973.91593999999998,973.91593999999998,973.91593999999998,973.91593999999998,null,1460.87391,1460.87391,1460.87391,1460.87391,1460.87391]
["Diesel O&M (kWh)",2207.1177641851491,2096.7618759759021,1986.4059877666491,1876.050099557395,1765.694211348135,null,2207.935366616824,2097.5385982860039,1987.1418299551681,1876.7450616243379,1766.3482932934969,null,2207.9353666168308,2097.5385982859948,1987.141829955154,1876.745061624312,1766.3482932934669,null,2208.7529690484798,2098.315320596063,1987.8776721436379,1877.4400236912179,1767.002375238792]
["Fuel cost",36407.170115524059,34586.811609748023,32766.45310397189,30946.094598195748,29125.73609241952,null,36420.656750129558,34599.623912623443,32778.59107511703,30957.558237610749,29136.52540010427,null,36420.656750129667,34599.623912623283,32778.591075116812,30957.558237610308,29136.525400103779,null,36434.143384734743,34612.436215498121,32790.72904626136,30969.02187702469,29147.314707787911]
["REopt LCC",42132.1,40201.4,38270.699999999997,36339.9,34409.199999999997,null,42732.7,40801.300000000003,38869.800000000003,36938.400000000001,35007,null,43319,41387.599999999999,39456.1,37524.699999999997,35593.300000000003,null,45678.5,43746.3,41814.199999999997,39882.1,37949.9]
[]
["TMY_highPVBatt_LowDiesel_44_PBD_business",100,95,90,85,80,"TMY_highPVBatt_LowDiesel_44_PBD_nrel",100,95,90,85,80,"TMY_highPVBatt_LowDiesel_44_PBD_average",100,95,90,85,80,"TMY_highPVBatt_LowDiesel_44_PBD_residential",100,95,90,85,80]
["PV kW",6.9610000000000003,6.9610000000000003,6.9610000000000003,6.9610000000000003,6.9610000000000003,null,4.2610000000000001,4.2610000000000001,4.2610000000000001,4.2610000000000001,4.2610000000000001,null,3.8639999999999999,3.8639999999999999,3.8639999999999999,3.8639999999999999,3.8639999999999999,null,2.198,2.198,2.198,2.198,2.198]
["Battery kW",0,0,0,0,0,null,0,0,0,0,0,null,0,0,0,0,0,null,0,0,0,0,0]
["Battery kWh",0,0,0,0,0,null,0,0,0,0,0,null,0,0,0,0,0,null,0,0,0,0,0]
["Generator kW",6,6,6,6,6,null,7,7,7,7,7,null,8,8,8,8,8,null,12,12,12,12,12]
["PV capital cost",15314.09,15314.09,15314.09,15314.09,15314.09,null,9374.8819999999996,9374.8819999999996,9374.8819999999996,9374.8819999999996,9374.8819999999996,null,8501.8339999999989,8501.8339999999989,8501.8339999999989,8501.8339999999989,8501.8339999999989,null,4836.4799999999996,4836.4799999999996,4836.4799999999996,4836.4799999999996,4836.4799999999996]
["PV O&M",1491.46363575946,1491.46363575946,1491.46363575946,1491.46363575946,1491.46363575946,null,913.03470154190791,913.03470154190791,913.03470154190791,913.03470154190791,913.03470154190791,null,828.00716518339595,828.00716518339595,828.00716518339595,828.00716518339595,828.00716518339595,null,471.03249654912003,471.03249654912003,471.03249654912003,471.03249654912003,471.03249654912003]
["Battery capital cost",0,0,0,0,0,null,0,0,0,0,0,null,0,0,0,0,0,null,0,0,0,0,0]
["Battery O&M",0,0,0,0,0,null,0,0,0,0,0,null,0,0,0,0,0,null,0,0,0,0,0]
["Diesel capital cost",2090.6999999999998,2090.6999999999998,2090.6999999999998,2090.6999999999998,2090.6999999999998,null,2439.15,2439.15,2439.15,2439.15,2439.15,null,2787.6,2787.6,2787.6,2787.6,2787.6,null,4181.3999999999996,4181.3999999999996,4181.3999999999996,4181.3999999999996,4181.3999999999996]
["Diesel O&M (kW)",730.43695500000001,730.43695500000001,730.43695500000001,730.43695500000001,730.43695500000001,null,852.17644749999999,852.17644749999999,852.17644749999999,852.17644749999999,852.17644749999999,null,973.91593999999998,973.91593999999998,973.91593999999998,973.91593999999998,973.91593999999998,null,1460.87391,1460.87391,1460.87391,1460.87391,1460.87391]
["Diesel O&M (kWh)",1163.328517687512,1052.972630374265,942.61674126900937,832.26085288950571,721.90496675448344,null,1569.8570532796541,1459.4602849488149,1349.0635166179741,1238.6667482871301,1128.2699799562861,null,1628.2353762906389,1517.8386079597899,1407.44183962894,1297.0450712980889,1186.648302967239,null,1879.934937393959,1769.497288941533,1659.0596404891071,1548.6219920366821,1438.1843435842561]
["Fuel cost",21108.456433116011,19106.062093020199,17103.667720408601,15101.273360965681,13098.879042248611,null,28484.867955652291,26481.731834395181,24478.59571313806,22475.459591880899,20472.32347062372,null,29544.13562525716,27540.99950399989,25537.863382742598,23534.727261485299,21531.591140228011,null,34111.193974643371,32107.316088482949,30103.438202322501,28099.56031616206,26095.68243000162]
["REopt LCC",41898.5,39785.800000000003,37673,35560.300000000003,33447.5,null,43633.9,41520.300000000003,39406.800000000003,37293.300000000003,35179.699999999997,null,44263.6,42150,40036.5,37923,35809.4,null,46940.5,44826.2,42711.9,40597.599999999999,38483.300000000003]
[]
["TMY_highPVBatt_LowDiesel_44_PB_business",100,95,90,85,80,"TMY_highPVBatt_LowDiesel_44_PB_nrel",100,95,90,85,80,"TMY_highPVBatt_LowDiesel_44_PB_average",100,95,90,85,80,"TMY_highPVBatt_LowDiesel_44_PB_residential",100,95,90,85,80]
["PV kW",20.606000000000002,16.184000000000001,15.11,14.122,13.176,null,21.759,16.913,15.851000000000001,14.896000000000001,13.933999999999999,null,21.734000000000002,17.074000000000002,15.993,14.999000000000001,14.034000000000001,null,22.225999999999999,17.792999999999999,16.545000000000002,15.433999999999999,14.468]
["Battery kW",4.76,4.2619999999999996,3.177,2.5579999999999998,2.0539999999999998,null,5.71,5.1369999999999996,4.4409999999999998,4.056,3.6709999999999998,null,6.78,5.891,4.9880000000000004,4.2430000000000003,3.86,null,10.62,9.1579999999999995,7.52,6.5250000000000004,5.6059999999999999]
["Battery kWh",47.183,27.693999999999999,24.280999999999999,20.818000000000001,17.343,null,63.968000000000004,44.302,40.953000000000003,37.090000000000003,33.262,null,66.605000000000004,46.186,42.7,39.238999999999997,35.420999999999999,null,74.412999999999997,53.484999999999999,49.966999999999999,46.393999999999998,42.625]
["Generator kW",0,0,0,0,0,null,0,0,0,0,0,null,0,0,0,0,0,null,0,0,0,0,0]
["PV capital cost",45334.080000000002,35603.919999999998,33241.78,31067.52,28986.98,null,47870.68,37209.699999999997,34871.54,32771.199999999997,30655.68,null,47815.02,37563.68,35185.699999999997,32998.9,30873.919999999998,null,48896.1,39145.040000000001,36398.339999999997,33955.9,31829.38]
["PV O&M",4415.1583137235202,3467.522521448479,3237.46994159732,3025.7152944268801,2823.0881874461202,null,4662.2018310639196,3623.9119952617998,3396.1948658347601,3191.6394052927999,2985.6055403539199,null,4656.7810149418801,3658.38667170592,3426.7914090057998,3213.8154712465998,3006.8602818284799,null,4762.0691193834,3812.39784279376,3544.89235155396,3307.0192267046,3099.91405423172]
["Battery capital cost",38021.209423277818,24197.01244233119,20497.246551303931,17362.426716267331,14364.985071764981,null,50595.261923150487,36555.003644347948,33397.925068507211,30289.738567232791,27207.427477592169,null,53749.440715996563,38795.33531006705,35280.070858173887,31984.377110384859,28909.702888109579,null,63951.257015145049,47918.451271641243,43439.818953828362,39748.038610513067,36020.51301944942]
["Battery O&M",6892.8121520748,4045.8026413104012,3547.1041146537,3041.3057407944002,2533.5644046348002,null,9344.9474449662011,6471.9782048211009,5982.7023148838998,5418.3375059726995,4859.1003644856,null,9730.0776338595006,6747.236066943301,6237.8877694826997,5732.2500917534999,5174.5760853501006,null,10870.874070178499,7813.4402814177001,7299.6071010533997,6777.5492005757997,6226.9458238968]
["Diesel capital cost",0,0,0,0,0,null,0,0,0,0,0,null,0,0,0,0,0,null,0,0,0,0,0]
["Diesel O&M (kW)",0,0,0,0,0,null,0,0,0,0,0,null,0,0,0,0,0,null,0,0,0,0,0]
["Diesel O&M (kWh)",0,0,0,0,0,null,0,0,0,0,0,null,0,0,0,0,0,null,0,0,0,0,0]
["Fuel cost",0,0,0,0,0,null,0,0,0,0,0,null,0,0,0,0,0,null,0,0,0,0,0]
["REopt LCC",94664.1,67314.899999999994,60524.2,54497.5,48709.3,null,112474,83861.3,77648.899999999994,71671.399999999994,65708.399999999994,null,115952,86765.2,80131,73929.899999999994,67965.7,null,128481,98690.2,90683.3,83789,77177.399999999994]
[]
["TMY_highPVBatt_LowDiesel_44_D_business",100,95,90,85,80,"TMY_highPVBatt_LowDiesel_44_D_nrel",100,95,90,85,80,"TMY_highPVBatt_LowDiesel_44_D_average",100,95,90,85,80,"TMY_highPVBatt_LowDiesel_44_D_residential",100,95,90,85,80]
["PV kW",0,0,0,0,0,null,0,0,0,0,0,null,0,0,0,0,0,null,0,0,0,0,0]
["Battery kW",0,0,0,0,0,null,0,0,0,0,0,null,0,0,0,0,0,null,0,0,0,0,0]
["Battery kWh",0,0,0,0,0,null,0,0,0,0,0,null,0,0,0,0,0,null,0,0,0,0,0]
["Generator kW",6,6,6,6,6,null,7,7,7,7,7,null,8,8,8,8,8,null,12,12,12,12,12]
["PV capital cost",0,0,0,0,0,null,0,0,0,0,0,null,0,0,0,0,0,null,0,0,0,0,0]
["PV O&M",0,0,0,0,0,null,0,0,0,0,0,null,0,0,0,0,0,null,0,0,0,0,0]
["Battery capital cost",0,0,0,0,0,null,0,0,0,0,0,null,0,0,0,0,0,null,0,0,0,0,0]
["Battery O&M",0,0,0,0,0,null,0,0,0,0,0,null,0,0,0,0,0,null,0,0,0,0,0]
["Diesel capital cost",2090.6999999999998,2090.6999999999998,2090.6999999999998,2090.6999999999998,2090.6999999999998,null,2439.15,2439.15,2439.15,2439.15,2439.15,null,2787.6,2787.6,2787.6,2787.6,2787.6,null,4181.3999999999996,4181.3999999999996,4181.3999999999996,4181.3999999999996,4181.3999999999996]
["Diesel O&M (kW)",730.43695500000001,730.43695500000001,730.43695500000001,730.43695500000001,730.43695500000001,null,852.17644749999999,852.17644749999999,852.17644749999999,852.17644749999999,852.17644749999999,null,973.91593999999998,973.91593999999998,973.91593999999998,973.91593999999998,973.91593999999998,null,1460.87391,1460.87391,1460.87391,1460.87391,1460.87391]
["Diesel O&M (kWh)",2207.1177641851491,2096.7618759759098,1986.4059877666459,1876.0500995573941,1765.6942113481371,null,2207.935366616824,2097.5385982860039,1987.1418299551681,1876.7450616243379,1766.3482932934969,null,2207.9353666168308,2097.5385982859948,1987.1418299551531,1876.745061624312,1766.3482932934669,null,2208.7529690484798,2098.3153205960621,1987.8776721436379,1877.4400236912179,1767.002375238792]
["Fuel cost",40047.887127076458,38045.492770722987,36043.098414369037,34040.704058015312,32038.30970166151,null,40062.722425142521,38059.586303885779,36056.450182628731,34053.314061371828,32050.1779401147,null,40062.722425142638,38059.586303885597,36056.450182628461,34053.314061371348,32050.17794011415,null,40077.5577232082,38073.679837047901,36069.8019508875,34065.924064727151,32062.046178566699]
["REopt LCC",45075.9,42963.199999999997,40850.400000000001,38737.699999999997,36624.9,null,45561.7,43448.2,41334.6,39221.1,37107.599999999999,null,46031.9,43918.3,41804.800000000003,39691.300000000003,37577.699999999997,null,47928.1,45813.8,43699.5,41585.199999999997,39470.800000000003]
[]
["TMY_highPVBatt_LowDiesel_36_PBD_business",100,95,90,85,80,"TMY_highPVBatt_LowDiesel_36_PBD_nrel",100,95,90,85,80,"TMY_highPVBatt_LowDiesel_36_PBD_average",100,95,90,85,80,"TMY_highPVBatt_LowDiesel_36_PBD_residential",100,95,90,85,80]
["PV kW",0,0,0,0,0,null,0,0,0,0,0,null,0,0,0,0,0,null,0,0,0,0,0]
["Battery kW",0,0,0,0,0,null,0,0,0,0,0,null,0,0,0,0,0,null,0,0,0,0,0]
["Battery kWh",0,0,0,0,0,null,0,0,0,0,0,null,0,0,0,0,0,null,0,0,0,0,0]
["Generator kW",6,6,6,6,6,null,7,7,7,7,7,null,8,8,8,8,8,null,12,12,12,12,12]
["PV capital cost",0,0,0,0,0,null,0,0,0,0,0,null,0,0,0,0,0,null,0,0,0,0,0]
["PV O&M",0,0,0,0,0,null,0,0,0,0,0,null,0,0,0,0,0,null,0,0,0,0,0]
["Battery capital cost",0,0,0,0,0,null,0,0,0,0,0,null,0,0,0,0,0,null,0,0,0,0,0]
["Battery O&M",0,0,0,0,0,null,0,0,0,0,0,null,0,0,0,0,0,null,0,0,0,0,0]
["Diesel capital cost",2090.6999999999998,2090.6999999999998,2090.6999999999998,2090.6999999999998,2090.6999999999998,null,2439.15,2439.15,2439.15,2439.15,2439.15,null,2787.6,2787.6,2787.6,2787.6,2787.6,null,4181.3999999999996,4181.3999999999996,4181.3999999999996,4181.3999999999996,4181.3999999999996]
["Diesel O&M (kW)",730.43695500000001,730.43695500000001,730.43695500000001,730.43695500000001,730.43695500000001,null,852.17644749999999,852.17644749999999,852.17644749999999,852.17644749999999,852.17644749999999,null,973.91593999999998,973.91593999999998,973.91593999999998,973.91593999999998,973.91593999999998,null,1460.87391,1460.87391,1460.87391,1460.87391,1460.87391]
["Diesel O&M (kWh)",2207.1177641851491,2096.7618759759011,1986.4059877666491,1876.050099557395,1765.6942113481391,null,2207.935366616824,2097.5385982859898,1987.1418299551681,1876.745061624335,1766.3482932934969,null,2207.9353666168308,2097.538598285993,1987.141829955154,1876.745061624312,1766.3482932934669,null,2208.7529690484798,2098.3153205960598,1987.8776721436391,1877.440023691217,1767.002375238791]
["Fuel cost",32766.453103971649,31128.130448773209,29489.807793574721,27851.485138376182,26213.16248317761,null,32778.591075116601,31139.66152136086,29500.73196760533,27861.802413849618,26222.872860093848,null,32778.591075116703,31139.661521360911,29500.731967605119,27861.802413849269,26222.87286009339,null,32790.729046261258,31151.19259394825,29511.656141635231,27872.1196893222,26232.583237009108]
["REopt LCC",37794.5,36045.800000000003,34297.1,32548.400000000001,30799.8,null,38277.599999999999,36528.199999999997,34778.9,33029.599999999999,31280.3,null,38747.699999999997,36998.400000000001,35249.1,33499.699999999997,31750.400000000001,null,40641.300000000003,38891.300000000003,37141.300000000003,35391.4,33641.4]
[]
["TMY_highPVBatt_LowDiesel_36_PB_business",100,95,90,85,80,"TMY_highPVBatt_LowDiesel_36_PB_nrel",100,95,90,85,80,"TMY_highPVBatt_LowDiesel_36_PB_average",100,95,90,85,80,"TMY_highPVBatt_LowDiesel_36_PB_residential",100,95,90,85,80]
["PV kW",20.606000000000002,16.184000000000001,15.11,14.122,13.176,null,21.759,16.913,15.851000000000001,14.896000000000001,13.933999999999999,null,21.734000000000002,17.074000000000002,15.993,14.999000000000001,14.034000000000001,null,22.225999999999999,17.792999999999999,16.545000000000002,15.433999999999999,14.468]
["Battery kW",4.76,4.2619999999999996,3.177,2.5579999999999998,2.0539999999999998,null,5.71,5.1369999999999996,4.4409999999999998,4.056,3.6709999999999998,null,6.78,5.891,4.9880000000000004,4.2430000000000003,3.86,null,10.62,9.1579999999999995,7.52,6.5250000000000004,5.6059999999999999]
["Battery kWh",47.183,27.693999999999999,24.280999999999999,20.818000000000001,17.343,null,63.968000000000004,44.302,40.953000000000003,37.090000000000003,33.262,null,66.605000000000004,46.186,42.7,39.238999999999997,35.420999999999999,null,74.412999999999997,53.484999999999999,49.966999999999999,46.393999999999998,42.625]
["Generator kW",0,0,0,0,0,null,0,0,0,0,0,null,0,0,0,0,0,null,0,0,0,0,0]
["PV capital cost",45334.080000000002,35603.919999999998,33241.78,31067.52,28986.98,null,47870.68,37209.699999999997,34871.54,32771.199999999997,30655.68,null,47815.02,37563.68,35185.699999999997,32998.9,30873.919999999998,null,48896.1,39145.040000000001,36398.339999999997,33955.9,31829.38]
["PV O&M",4415.1583137235202,3467.522521448479,3237.46994159732,3025.7152944268801,2823.0881874461202,null,4662.2018310639196,3623.9119952617998,3396.1948658347601,3191.6394052927999,2985.6055403539199,null,4656.7810149418801,3658.38667170592,3426.7914090057998,3213.8154712465998,3006.8602818284799,null,4762.0691193834,3812.39784279376,3544.89235155396,3307.0192267046,3099.91405423172]
["Battery capital cost",38021.209423277818,24197.01244233119,20497.246551303931,17362.426716267331,14364.985071764981,null,50595.261923150487,36555.003644347948,33397.925068507211,30289.738567232791,27207.427477592169,null,53749.440715996563,38795.33531006705,35280.070858173887,31984.377110384859,28909.702888109579,null,63951.257015145049,47918.451271641243,43439.818953828362,39748.038610513067,36020.51301944942]
["Battery O&M",6892.8121520748,4045.8026413104012,3547.1041146537,3041.3057407944002,2533.5644046348002,null,9344.9474449662011,6471.9782048211009,5982.7023148838998,5418.3375059726995,4859.1003644856,null,9730.0776338595006,6747.236066943301,6237.8877694826997,5732.2500917534999,5174.5760853501006,null,10870.874070178499,7813.4402814177001,7299.6071010533997,6777.5492005757997,6226.9458238968]
["Diesel capital cost",0,0,0,0,0,null,0,0,0,0,0,null,0,0,0,0,0,null,0,0,0,0,0]
["Diesel O&M (kW)",0,0,0,0,0,null,0,0,0,0,0,null,0,0,0,0,0,null,0,0,0,0,0]
["Diesel O&M (kWh)",0,0,0,0,0,null,0,0,0,0,0,null,0,0,0,0,0,null,0,0,0,0,0]
["Fuel cost",0,0,0,0,0,null,0,0,0,0,0,null,0,0,0,0,0,null,0,0,0,0,0]
["REopt LCC",94664.1,67314.899999999994,60524.2,54497.5,48709.3,null,112474,83861.3,77648.899999999994,71671.399999999994,65708.399999999994,null,115952,86765.2,80131,73929.899999999994,67965.7,null,128481,98690.2,90683.3,83789,77177.399999999994]
[]
["TMY_highPVBatt_LowDiesel_36_D_business",100,95,90,85,80,"TMY_highPVBatt_LowDiesel_36_D_nrel",100,95,90,85,80,"TMY_highPVBatt_LowDiesel_36_D_average",100,95,90,85,80,"TMY_highPVBatt_LowDiesel_36_D_residential",100,95,90,85,80]
["PV kW",0,0,0,0,0,null,0,0,0,0,0,null,0,0,0,0,0,null,0,0,0,0,0]
["Battery kW",0,0,0,0,0,null,0,0,0,0,0,null,0,0,0,0,0,null,0,0,0,0,0]
["Battery kWh",0,0,0,0,0,null,0,0,0,0,0,null,0,0,0,0,0,null,0,0,0,0,0]
["Generator kW",6,6,6,6,6,null,7,7,7,7,7,null,8,8,8,8,8,null,12,12,12,12,12]
["PV capital cost",0,0,0,0,0,null,0,0,0,0,0,null,0,0,0,0,0,null,0,0,0,0,0]
["PV O&M",0,0,0,0,0,null,0,0,0,0,0,null,0,0,0,0,0,null,0,0,0,0,0]
["Battery capital cost",0,0,0,0,0,null,0,0,0,0,0,null,0,0,0,0,0,null,0,0,0,0,0]
["Battery O&M",0,0,0,0,0,null,0,0,0,0,0,null,0,0,0,0,0,null,0,0,0,0,0]
["Diesel capital cost",2090.6999999999998,2090.6999999999998,2090.6999999999998,2090.6999999999998,2090.6999999999998,null,2439.15,2439.15,2439.15,2439.15,2439.15,null,2787.6,2787.6,2787.6,2787.6,2787.6,null,4181.3999999999996,4181.3999999999996,4181.3999999999996,4181.3999999999996,4181.3999999999996]
["Diesel O&M (kW)",730.43695500000001,730.43695500000001,730.43695500000001,730.43695500000001,730.43695500000001,null,852.17644749999999,852.17644749999999,852.17644749999999,852.17644749999999,852.17644749999999,null,973.91593999999998,973.91593999999998,973.91593999999998,973.91593999999998,973.91593999999998,null,1460.87391,1460.87391,1460.87391,1460.87391,1460.87391]
["Diesel O&M (kWh)",2207.1177641851491,2096.7618759759021,1986.4059877666491,1876.050099557395,1765.694211348135,null,2207.935366616824,2097.5385982860039,1987.141829955169,1876.7450616243359,1766.3482932934969,null,2207.9353666168308,2097.5385982859948,1987.1418299551531,1876.7450616243129,1766.3482932934669,null,2208.7529690484798,2098.3153205960621,1987.8776721436379,1877.4400236912179,1767.002375238792]
["Fuel cost",32766.453103971649,31128.130448773209,29489.807793574699,27851.485138376182,26213.16248317757,null,32778.591075116601,31139.661521361089,29500.731967605341,27861.802413849629,26222.872860093848,null,32778.591075116703,31139.66152136094,29500.731967605101,27861.802413849291,26222.872860093401,null,32790.729046261258,31151.192593948279,29511.65614163522,27872.119689322211,26232.583237009119]
["REopt LCC",37794.5,36045.800000000003,34297.1,32548.400000000001,30799.8,null,38277.599999999999,36528.199999999997,34778.9,33029.599999999999,31280.3,null,38747.699999999997,36998.400000000001,35249.1,33499.699999999997,31750.400000000001,null,40641.300000000003,38891.300000000003,37141.300000000003,35391.4,33641.4]
[]
["TMY_highPVBatt_LowDiesel_32_PBD_business",100,95,90,85,80,"TMY_highPVBatt_LowDiesel_32_PBD_nrel",100,95,90,85,80,"TMY_highPVBatt_LowDiesel_32_PBD_average",100,95,90,85,80,"TMY_highPVBatt_LowDiesel_32_PBD_residential",100,95,90,85,80]
["PV kW",0,0,0,0,0,null,0,0,0,0,0,null,0,0,0,0,0,null,0,0,0,0,0]
["Battery kW",0,0,0,0,0,null,0,0,0,0,0,null,0,0,0,0,0,null,0,0,0,0,0]
["Battery kWh",0,0,0,0,0,null,0,0,0,0,0,null,0,0,0,0,0,null,0,0,0,0,0]
["Generator kW",6,6,6,6,6,null,7,7,7,7,7,null,8,8,8,8,8,null,12,12,12,12,12]
["PV capital cost",0,0,0,0,0,null,0,0,0,0,0,null,0,0,0,0,0,null,0,0,0,0,0]
["PV O&M",0,0,0,0,0,null,0,0,0,0,0,null,0,0,0,0,0,null,0,0,0,0,0]
["Battery capital cost",0,0,0,0,0,null,0,0,0,0,0,null,0,0,0,0,0,null,0,0,0,0,0]
["Battery O&M",0,0,0,0,0,null,0,0,0,0,0,null,0,0,0,0,0,null,0,0,0,0,0]
["Diesel capital cost",2090.6999999999998,2090.6999999999998,2090.6999999999998,2090.6999999999998,2090.6999999999998,null,2439.15,2439.15,2439.15,2439.15,2439.15,null,2787.6,2787.6,2787.6,2787.6,2787.6,null,4181.3999999999996,4181.3999999999996,4181.3999999999996,4181.3999999999996,4181.3999999999996]
["Diesel O&M (kW)",730.43695500000001,730.43695500000001,730.43695500000001,730.43695500000001,730.43695500000001,null,852.17644749999999,852.17644749999999,852.17644749999999,852.17644749999999,852.17644749999999,null,973.91593999999998,973.91593999999998,973.91593999999998,973.91593999999998,973.91593999999998,null,1460.87391,1460.87391,1460.87391,1460.87391,1460.87391]
["Diesel O&M (kWh)",2207.1177641851491,2096.7618759759011,1986.4059877666491,1876.050099557395,1765.694211348138,null,2207.935366616824,2097.5385982859898,1987.1418299551581,1876.7450616243341,1766.3482932934969,null,2207.9353666168308,2097.538598285993,1987.141829955154,1876.7450616243129,1766.3482932934669,null,2208.7529690484798,2098.3153205960589,1987.8776721436379,1877.440023691217,1767.002375238791]
["Fuel cost",29125.736092419251,27669.449287798408,26213.162483177519,24756.8756785566,23300.588873935641,null,29136.525400103641,27679.699130098561,26222.872860093488,24766.046590088539,23309.220320083419,null,29136.525400103739,27679.699130098601,26222.872860093441,24766.046590088259,23309.220320083019,null,29147.314707787791,27689.948972398441,26232.58323700909,24775.21750161974,23317.85176623032]
["REopt LCC",34153.699999999997,32587.1,31020.5,29453.8,27887.200000000001,null,34635.5,33068.300000000003,31501.1,29933.8,28366.6,null,35105.699999999997,33538.400000000001,31971.200000000001,30404,28836.799999999999,null,36997.9,35430.1,33862.300000000003,32294.5,30726.7]
[]
["TMY_highPVBatt_LowDiesel_32_PB_business",100,95,90,85,80,"TMY_highPVBatt_LowDiesel_32_PB_nrel",100,95,90,85,80,"TMY_highPVBatt_LowDiesel_32_PB_average",100,95,90,85,80,"TMY_highPVBatt_LowDiesel_32_PB_residential",100,95,90,85,80]
["PV kW",20.606000000000002,16.184000000000001,15.11,14.122,13.176,null,21.759,16.913,15.851000000000001,14.896000000000001,13.933999999999999,null,21.734000000000002,17.074000000000002,15.993,14.999000000000001,14.034000000000001,null,22.225999999999999,17.792999999999999,16.545000000000002,15.433999999999999,14.468]
["Battery kW",4.76,4.2619999999999996,3.177,2.5579999999999998,2.0539999999999998,null,5.71,5.1369999999999996,4.4409999999999998,4.056,3.6709999999999998,null,6.78,5.891,4.9880000000000004,4.2430000000000003,3.86,null,10.62,9.1579999999999995,7.52,6.5250000000000004,5.6059999999999999]
["Battery kWh",47.183,27.693999999999999,24.280999999999999,20.818000000000001,17.343,null,63.968000000000004,44.302,40.953000000000003,37.090000000000003,33.262,null,66.605000000000004,46.186,42.7,39.238999999999997,35.420999999999999,null,74.412999999999997,53.484999999999999,49.966999999999999,46.393999999999998,42.625]
["Generator kW",0,0,0,0,0,null,0,0,0,0,0,null,0,0,0,0,0,null,0,0,0,0,0]
["PV capital cost",45334.080000000002,35603.919999999998,33241.78,31067.52,28986.98,null,47870.68,37209.699999999997,34871.54,32771.199999999997,30655.68,null,47815.02,37563.68,35185.699999999997,32998.9,30873.919999999998,null,48896.1,39145.040000000001,36398.339999999997,33955.9,31829.38]
["PV O&M",4415.1583137235202,3467.522521448479,3237.46994159732,3025.7152944268801,2823.0881874461202,null,4662.2018310639196,3623.9119952617998,3396.1948658347601,3191.6394052927999,2985.6055403539199,null,4656.7810149418801,3658.38667170592,3426.7914090057998,3213.8154712465998,3006.8602818284799,null,4762.0691193834,3812.39784279376,3544.89235155396,3307.0192267046,3099.91405423172]
["Battery capital cost",38021.209423277818,24197.01244233119,20497.246551303931,17362.426716267331,14364.985071764981,null,50595.261923150487,36555.003644347948,33397.925068507211,30289.738567232791,27207.427477592169,null,53749.440715996563,38795.33531006705,35280.070858173887,31984.377110384859,28909.702888109579,null,63951.257015145049,47918.451271641243,43439.818953828362,39748.038610513067,36020.51301944942]
["Battery O&M",6892.8121520748,4045.8026413104012,3547.1041146537,3041.3057407944002,2533.5644046348002,null,9344.9474449662011,6471.9782048211009,5982.7023148838998,5418.3375059726995,4859.1003644856,null,9730.0776338595006,6747.236066943301,6237.8877694826997,5732.2500917534999,5174.5760853501006,null,10870.874070178499,7813.4402814177001,7299.6071010533997,6777.5492005757997,6226.9458238968]
["Diesel capital cost",0,0,0,0,0,null,0,0,0,0,0,null,0,0,0,0,0,null,0,0,0,0,0]
["Diesel O&M (kW)",0,0,0,0,0,null,0,0,0,0,0,null,0,0,0,0,0,null,0,0,0,0,0]
["Diesel O&M (kWh)",0,0,0,0,0,null,0,0,0,0,0,null,0,0,0,0,0,null,0,0,0,0,0]
["Fuel cost",0,0,0,0,0,null,0,0,0,0,0,null,0,0,0,0,0,null,0,0,0,0,0]
["REopt LCC",94664.1,67314.899999999994,60524.2,54497.5,48709.3,null,112474,83861.3,77648.899999999994,71671.399999999994,65708.399999999994,null,115952,86765.2,80131,73929.899999999994,67965.7,null,128481,98690.2,90683.3,83789,77177.399999999994]
[]
["TMY_highPVBatt_LowDiesel_32_D_business",100,95,90,85,80,"TMY_highPVBatt_LowDiesel_32_D_nrel",100,95,90,85,80,"TMY_highPVBatt_LowDiesel_32_D_average",100,95,90,85,80,"TMY_highPVBatt_LowDiesel_32_D_residential",100,95,90,85,80]
["PV kW",0,0,0,0,0,null,0,0,0,0,0,null,0,0,0,0,0,null,0,0,0,0,0]
["Battery kW",0,0,0,0,0,null,0,0,0,0,0,null,0,0,0,0,0,null,0,0,0,0,0]
["Battery kWh",0,0,0,0,0,null,0,0,0,0,0,null,0,0,0,0,0,null,0,0,0,0,0]
["Generator kW",6,6,6,6,6,null,7,7,7,7,7,null,8,8,8,8,8,null,12,12,12,12,12]
["PV capital cost",0,0,0,0,0,null,0,0,0,0,0,null,0,0,0,0,0,null,0,0,0,0,0]
["PV O&M",0,0,0,0,0,null,0,0,0,0,0,null,0,0,0,0,0,null,0,0,0,0,0]
["Battery capital cost",0,0,0,0,0,null,0,0,0,0,0,null,0,0,0,0,0,null,0,0,0,0,0]
["Battery O&M",0,0,0,0,0,null,0,0,0,0,0,null,0,0,0,0,0,null,0,0,0,0,0]
["Diesel capital cost",2090.6999999999998,2090.6999999999998,2090.6999999999998,2090.6999999999998,2090.6999999999998,null,2439.15,2439.15,2439.15,2439.15,2439.15,null,2787.6,2787.6,2787.6,2787.6,2787.6,null,4181.3999999999996,4181.3999999999996,4181.3999999999996,4181.3999999999996,4181.3999999999996]
["Diesel O&M (kW)",730.43695500000001,730.43695500000001,730.43695500000001,730.43695500000001,730.43695500000001,null,852.17644749999999,852.17644749999999,852.17644749999999,852.17644749999999,852.17644749999999,null,973.91593999999998,973.91593999999998,973.91593999999998,973.91593999999998,973.91593999999998,null,1460.87391,1460.87391,1460.87391,1460.87391,1460.87391]
["Diesel O&M (kWh)",2207.1177641851491,2096.7618759759021,1986.4059877666491,1876.050099557395,1765.694211348135,null,2207.935366616824,2097.538598285998,1987.141829955169,1876.745061624335,1766.3482932934969,null,2207.9353666168308,2097.5385982859948,1987.1418299551531,1876.7450616243109,1766.348293293466,null,2208.7529690484798,2098.3153205960621,1987.8776721436379,1877.4400236912179,1767.002375238792]
["Fuel cost",29125.736092419251,27669.449287798419,26213.162483177512,24756.8756785566,23300.58887393562,null,29136.525400103641,27679.699130098648,26222.87286009363,24766.04659008855,23309.220320083419,null,29136.525400103739,27679.69913009863,26222.87286009343,24766.04659008823,23309.220320083012,null,29147.314707787791,27689.94897239847,26232.58323700909,24775.21750161974,23317.851766230331]
["REopt LCC",34153.699999999997,32587.1,31020.5,29453.8,27887.200000000001,null,34635.5,33068.300000000003,31501.1,29933.8,28366.6,null,35105.699999999997,33538.400000000001,31971.200000000001,30404,28836.799999999999,null,36997.9,35430.1,33862.300000000003,32294.5,30726.7]
[]
["TMY_medPVBatt_HighDiesel_44_PBD_business",100,95,90,85,80,"TMY_medPVBatt_HighDiesel_44_PBD_nrel",100,95,90,85,80,"TMY_medPVBatt_HighDiesel_44_PBD_average",100,95,90,85,80,"TMY_medPVBatt_HighDiesel_44_PBD_residential",100,95,90,85,80]
["PV kW",8.1170000000000009,8.1170000000000009,8.1170000000000009,8.1170000000000009,8.1170000000000009,null,5.1740000000000004,5.1740000000000004,5.1740000000000004,5.1740000000000004,5.1740000000000004,null,4.6319999999999997,4.6319999999999997,4.6319999999999997,4.6319999999999997,4.6319999999999997,null,3.12,3.12,3.12,3.12,3.12]
["Battery kW",0,0,0,0,0,null,0,0,0,0,0,null,0,0,0,0,0,null,0,0,0,0,0]
["Battery kWh",0,0,0,0,0,null,0,0,0,0,0,null,0,0,0,0,0,null,0,0,0,0,0]
["Generator kW",6,6,6,6,6,null,7,7,7,7,7,null,8,8,8,8,8,null,12,12,12,12,12]
["PV capital cost",14609.843999999999,14609.843999999999,14609.843999999999,14609.843999999999,14609.843999999999,null,9313.4699999999993,9313.4699999999993,9313.4699999999993,9313.4699999999993,9313.4699999999993,null,8336.844000000001,8336.844000000001,8336.844000000001,8336.844000000001,8336.844000000001,null,5615.7660000000014,5615.7660000000014,5615.7660000000014,5615.7660000000014,5615.7660000000014]
["PV O&M",1422.875995251336,1422.875995251336,1422.875995251336,1422.875995251336,1422.875995251336,null,907.05368897118001,907.05368897118001,907.05368897118001,907.05368897118001,907.05368897118001,null,811.93852608933605,811.93852608933605,811.93852608933605,811.93852608933605,811.93852608933605,null,546.92840227100396,546.92840227100396,546.92840227100396,546.92840227100396,546.92840227100396]
["Battery capital cost",1.527689338E-9,0,0,0,0,null,6.6865706400000004E-9,0,0,0,0,null,0,0,0,0,0,null,1.597116476E-9,0,0,0,0]
["Battery O&M",3.4358050010304998E-10,0,0,0,0,null,1.5038236029540001E-9,0,0,0,0,null,0,0,0,0,0,null,3.5919480741109999E-10,0,0,0,0]
["Diesel capital cost",3484.5,3484.5,3484.5,3484.5,3484.5,null,4065.25,4065.25,4065.25,4065.25,4065.25,null,4646,4646,4646,4646,4646,null,6969,6969,6969,6969,6969]
["Diesel O&M (kW)",730.43695500000001,730.43695500000001,730.43695500000001,730.43695500000001,730.43695500000001,null,852.17644749999999,852.17644749999999,852.17644749999999,852.17644749999999,852.17644749999999,null,973.91593999999998,973.91593999999998,973.91593999999998,973.91593999999998,973.91593999999998,null,1460.87391,1460.87391,1460.87391,1460.87391,1460.87391]
["Diesel O&M (kWh)",1052.96912608757,942.61323787831998,832.25734966905486,721.90146145978792,611.54557584892495,null,1482.0169540642321,1371.620185733417,1261.2234174025739,1150.826649071731,1040.4298807408841,null,1555.35162330866,1444.9548549778101,1334.5580866469591,1224.1613183161089,1113.764549985257,null,1796.734846796885,1686.2971983444611,1575.8595498920361,1465.421901439609,1354.9842529871819]
["Fuel cost",28658.997762237599,25655.406227707059,22651.814693176118,19648.223158645131,16644.63169483572,null,40336.529835341753,37331.825653456792,34327.121471571038,31322.417289685302,28317.71310779946,null,42332.503002740857,39327.798820854943,36323.094638968993,33318.390457083056,30313.68627519708,null,48902.307463669968,45896.490634429363,42890.673805188722,39884.856975948023,36879.040146707353]
["REopt LCC",49959.3,46845.4,43731.5,40617.5,37503.599999999999,null,56956.2,53841.1,50726,47610.9,44495.8,null,58656.2,55541.1,52426,49310.9,46195.8,null,65291.1,62174.9,59058.6,55942.400000000001,52826.1]
[]
["TMY_medPVBatt_HighDiesel_44_PB_business",100,95,90,85,80,"TMY_medPVBatt_HighDiesel_44_PB_nrel",100,95,90,85,80,"TMY_medPVBatt_HighDiesel_44_PB_average",100,95,90,85,80,"TMY_medPVBatt_HighDiesel_44_PB_residential",100,95,90,85,80]
["PV kW",20.606000000000002,16.114999999999998,15.095000000000001,14.08,13.146000000000001,null,21.759,16.887,15.824999999999999,14.875999999999999,13.92,null,21.734000000000002,17.021999999999998,15.984999999999999,14.957000000000001,14.009,null,22.225999999999999,17.734999999999999,16.460999999999999,15.423999999999999,14.462999999999999]
["Battery kW",4.76,4.3140000000000001,3.19,2.5739999999999998,2.0870000000000002,null,5.71,5.1589999999999998,4.4790000000000001,4.0830000000000002,3.698,null,6.78,5.93,5,4.2690000000000001,3.8919999999999999,null,10.62,9.2279999999999998,7.5780000000000003,6.53,5.6120000000000001]
["Battery kWh",47.183,27.817,24.306000000000001,20.916,17.38,null,63.968000000000004,44.348999999999997,40.973999999999997,37.109000000000002,33.264000000000003,null,66.605000000000004,46.283000000000001,42.709000000000003,39.325000000000003,35.445,null,74.412999999999997,53.551000000000002,50.125,46.414000000000001,42.628999999999998]
["Generator kW",0,0,0,0,0,null,0,0,0,0,0,null,0,0,0,0,0,null,0,0,0,0,0]
["PV capital cost",37091.519999999997,29006.46,27170.46,25344.36,23663.7,null,39166.92,30396.240000000002,28484.639999999999,26775.9,25056.18,null,39121.379999999997,30639.42,28772.1,26922.78,25216.38,null,40005.9,31923.18,29630.52,27763.74,26034.12]
["PV O&M",3612.4022566828799,2824.9853756972402,2646.17440911324,2468.32761930984,2304.6454629377999,null,3814.52877087048,2960.3382652065602,2774.1644941161599,2607.7475817845998,2440.2613097509202,null,3810.093557679721,2984.0219530354798,2802.1606817274001,2622.0524591113199,2455.8634431097198,null,3896.2383704046001,3109.04938574892,2885.7635738488798,2703.9548940015602,2535.50444518728]
["Battery capital cost",30112.337105458369,19201.79578738999,16220.977715780749,13794.574716659659,11412.8765326466,null,40110.810489362877,28961.10671293928,26481.386288345471,24009.313061248151,21557.724824153771,null,42565.643794497431,30749.40658995129,27920.880673851341,25387.490175989689,22924.70469128992,null,50481.223533858807,37851.482100882167,34411.619271612573,31396.765718063329,28465.668450818521]
["Battery O&M",5744.0101267290001,3386.4883326187501,2959.0122786542502,2546.2667032822501,2115.8323796499999,null,7787.4562041385007,5399.0004049839999,4988.1783135935002,4517.6795229794998,4049.5303045707501,null,8108.3980282162502,5634.5298011237492,5199.3963330810002,4787.4177165117499,4315.0197898147499,null,9059.0617251487511,6519.3202586645002,6102.1920615625004,5650.4289788442502,5189.5719560362504]
["Diesel capital cost",0,0,0,0,0,null,0,0,0,0,0,null,0,0,0,0,0,null,0,0,0,0,0]
["Diesel O&M (kW)",0,0,0,0,0,null,0,0,0,0,0,null,0,0,0,0,0,null,0,0,0,0,0]
["Diesel O&M (kWh)",0,0,0,0,0,null,0,0,0,0,0,null,0,0,0,0,0,null,0,0,0,0,0]
["Fuel cost",0,0,0,0,0,null,0,0,0,0,0,null,0,0,0,0,0,null,0,0,0,0,0]
["REopt LCC",76560.2,54419.8,48996.6,44153.5,39497,null,90879.6,67716.7,62728.4,57910.5,53103.8,null,93605.5,70007.3,64694.400000000001,59719.8,54911.9,null,103442,79403,73030.100000000006,67514.8,62224.9]
[]
["TMY_medPVBatt_HighDiesel_44_D_business",100,95,90,85,80,"TMY_medPVBatt_HighDiesel_44_D_nrel",100,95,90,85,80,"TMY_medPVBatt_HighDiesel_44_D_average",100,95,90,85,80,"TMY_medPVBatt_HighDiesel_44_D_residential",100,95,90,85,80]
["PV kW",0,0,0,0,0,null,0,0,0,0,0,null,0,0,0,0,0,null,0,0,0,0,0]
["Battery kW",0,0,0,0,0,null,0,0,0,0,0,null,0,0,0,0,0,null,0,0,0,0,0]
["Battery kWh",0,0,0,0,0,null,0,0,0,0,0,null,0,0,0,0,0,null,0,0,0,0,0]
["Generator kW",6,6,6,6,6,null,7,7,7,7,7,null,8,8,8,8,8,null,12,12,12,12,12]
["PV capital cost",0,0,0,0,0,null,0,0,0,0,0,null,0,0,0,0,0,null,0,0,0,0,0]
["PV O&M",0,0,0,0,0,null,0,0,0,0,0,null,0,0,0,0,0,null,0,0,0,0,0]
["Battery capital cost",0,0,0,0,0,null,0,0,0,0,0,null,0,0,0,0,0,null,0,0,0,0,0]
["Battery O&M",0,0,0,0,0,null,0,0,0,0,0,null,0,0,0,0,0,null,0,0,0,0,0]
["Diesel capital cost",3484.5,3484.5,3484.5,3484.5,3484.5,null,4065.25,4065.25,4065.25,4065.25,4065.25,null,4646,4646,4646,4646,4646,null,6969,6969,6969,6969,6969]
["Diesel O&M (kW)",730.43695500000001,730.43695500000001,730.43695500000001,730.43695500000001,730.43695500000001,null,852.17644749999999,852.17644749999999,852.17644749999999,852.17644749999999,852.17644749999999,null,973.91593999999998,973.91593999999998,973.91593999999998,973.91593999999998,973.91593999999998,null,1460.87391,1460.87391,1460.87391,1460.87391,1460.87391]
["Diesel O&M (kWh)",2207.1177641851491,2096.7618759759098,1986.405987766653,1876.050099557395,1765.6942113481441,null,2207.935366616824,2097.538598285998,1987.141829955169,1876.7450616243359,1766.3482932934969,null,2207.9353666168308,2097.5385982859948,1987.1418299551531,1876.745061624312,1766.3482932934669,null,2208.7529690484798,2098.315320596063,1987.8776721436379,1877.440023691217,1767.002375238792]
["Fuel cost",60071.830690614712,57068.23915608447,54064.647621553748,51061.056087022997,48057.464552492427,null,60094.083637713753,57089.379455828457,54084.675273943139,51079.971092057647,48075.266910172053,null,60094.083637713957,57089.379455828413,54084.675273942703,51079.971092056992,48075.266910171224,null,60116.336584812299,57110.519755571862,54104.702926331243,51098.886097090712,48093.069267850064]
["REopt LCC",66493.600000000006,63379.7,60265.8,57151.8,54037.9,null,67219.199999999997,64104.1,60989,57873.9,54758.8,null,67921.600000000006,64806.5,61691.4,58576.3,55461.2,null,70754.5,67638.2,64522,61405.7,58289.5]
[]
["TMY_medPVBatt_HighDiesel_36_PBD_business",100,95,90,85,80,"TMY_medPVBatt_HighDiesel_36_PBD_nrel",100,95,90,85,80,"TMY_medPVBatt_HighDiesel_36_PBD_average",100,95,90,85,80,"TMY_medPVBatt_HighDiesel_36_PBD_residential",100,95,90,85,80]
["PV kW",7.7210000000000001,7.7210000000000001,7.7210000000000001,7.7210000000000001,7.7210000000000001,null,4.8929999999999998,4.8929999999999998,4.8929999999999998,4.8929999999999998,4.8929999999999998,null,4.3680000000000003,4.3680000000000003,4.3680000000000003,4.3680000000000003,4.3680000000000003,null,2.7210000000000001,2.7210000000000001,2.7210000000000001,2.7210000000000001,2.7210000000000001]
["Battery kW",0,0,0,0,0,null,0,0,0,0,0,null,0,0,0,0,0,null,0,0,0,0,0]
["Battery kWh",0,0,0,0,0,null,0,0,0,0,0,null,0,0,0,0,0,null,0,0,0,0,0]
["Generator kW",6,6,6,6,6,null,7,7,7,7,7,null,8,8,8,8,8,null,12,12,12,12,12]
["PV capital cost",13897.314,13897.314,13897.314,13897.314,13897.314,null,8808.264000000001,8808.264000000001,8808.264000000001,8808.264000000001,8808.264000000001,null,7862.4900000000007,7862.4900000000007,7862.4900000000007,7862.4900000000007,7862.4900000000007,null,4897.692,4897.692,4897.692,4897.692,4897.692]
["PV O&M",1353.481562778516,1353.481562778516,1353.481562778516,1353.481562778516,1353.481562778516,null,857.85087133281604,857.85087133281604,857.85087133281604,857.85087133281604,857.85087133281604,null,765.74043390906002,765.74043390906002,765.74043390906002,765.74043390906002,765.74043390906002,null,476.99403080104798,476.99403080104798,476.99403080104798,476.99403080104798,476.99403080104798]
["Battery capital cost",0,0,0,0,0,null,4.4011424969999987E-9,0,0,0,0,null,0,0,0,0,0,null,0,0,0,0,0]
["Battery O&M",0,0,0,0,0,null,9.8982607427482489E-10,0,0,0,0,null,0,0,0,0,0,null,0,0,0,0,0]
["Diesel capital cost",3484.5,3484.5,3484.5,3484.5,3484.5,null,4065.25,4065.25,4065.25,4065.25,4065.25,null,4646,4646,4646,4646,4646,null,6969,6969,6969,6969,6969]
["Diesel O&M (kW)",730.43695500000001,730.43695500000001,730.43695500000001,730.43695500000001,730.43695500000001,null,852.17644749999999,852.17644749999999,852.17644749999999,852.17644749999999,852.17644749999999,null,973.91593999999998,973.91593999999998,973.91593999999998,973.91593999999998,973.91593999999998,null,1460.87391,1460.87391,1460.87391,1460.87391,1460.87391]
["Diesel O&M (kWh)",1083.3748220878019,973.01893387854898,862.66304566929114,752.30715746002147,641.95127097443731,null,1503.621744213845,1393.224975883053,1282.82820755221,1172.4314392213651,1062.0346708905199,null,1575.675041871847,1465.278273540996,1354.881505210145,1244.484736879295,1134.0879685484449,null,1827.567259053772,1717.1296106013449,1606.6919621489169,1496.254313696491,1385.816665244065]
["Fuel cost",24125.366718981561,21667.88273618379,19210.3987533859,16752.914770587759,14295.430826173881,null,33483.726265565507,31025.33193493287,28566.93760429907,26108.543273665258,23650.148943031429,null,35088.260720188773,32629.866389554842,30171.47205892087,27713.07772828692,25254.683397652989,null,40697.577079839968,38238.272401370297,35778.967722900612,33319.663044430992,30860.35836596134]
["REopt LCC",44674.2,42106.400000000001,39538.5,36970.699999999997,34402.800000000003,null,49570.6,47001.8,44433,41864.199999999997,39295.4,null,50911.7,48342.9,45774.2,43205.4,40636.6,null,56329.2,53759.5,51189.7,48620,46050.2]
[]
["TMY_medPVBatt_HighDiesel_36_PB_business",100,95,90,85,80,"TMY_medPVBatt_HighDiesel_36_PB_nrel",100,95,90,85,80,"TMY_medPVBatt_HighDiesel_36_PB_average",100,95,90,85,80,"TMY_medPVBatt_HighDiesel_36_PB_residential",100,95,90,85,80]
["PV kW",20.606000000000002,16.114999999999998,15.095000000000001,14.08,13.146000000000001,null,21.759,16.887,15.824999999999999,14.875999999999999,13.92,null,21.734000000000002,17.021999999999998,15.984999999999999,14.957000000000001,14.009,null,22.225999999999999,17.734999999999999,16.460999999999999,15.423999999999999,14.462999999999999]
["Battery kW",4.76,4.3140000000000001,3.19,2.5739999999999998,2.0870000000000002,null,5.71,5.1589999999999998,4.4790000000000001,4.0830000000000002,3.698,null,6.78,5.93,5,4.2690000000000001,3.8919999999999999,null,10.62,9.2279999999999998,7.5780000000000003,6.53,5.6120000000000001]
["Battery kWh",47.183,27.817,24.306000000000001,20.916,17.38,null,63.968000000000004,44.348999999999997,40.973999999999997,37.109000000000002,33.264000000000003,null,66.605000000000004,46.283000000000001,42.709000000000003,39.325000000000003,35.445,null,74.412999999999997,53.551000000000002,50.125,46.414000000000001,42.628999999999998]
["Generator kW",0,0,0,0,0,null,0,0,0,0,0,null,0,0,0,0,0,null,0,0,0,0,0]
["PV capital cost",37091.519999999997,29006.46,27170.46,25344.36,23663.7,null,39166.92,30396.240000000002,28484.639999999999,26775.9,25056.18,null,39121.379999999997,30639.42,28772.1,26922.78,25216.38,null,40005.9,31923.18,29630.52,27763.74,26034.12]
["PV O&M",3612.4022566828799,2824.9853756972402,2646.17440911324,2468.32761930984,2304.6454629377999,null,3814.52877087048,2960.3382652065602,2774.1644941161599,2607.7475817845998,2440.2613097509202,null,3810.093557679721,2984.0219530354798,2802.1606817274001,2622.0524591113199,2455.8634431097198,null,3896.2383704046001,3109.04938574892,2885.7635738488798,2703.9548940015602,2535.50444518728]
["Battery capital cost",30112.337105458369,19201.79578738999,16220.977715780749,13794.574716659659,11412.8765326466,null,40110.810489362877,28961.10671293928,26481.386288345471,24009.313061248151,21557.724824153771,null,42565.643794497431,30749.40658995129,27920.880673851341,25387.490175989689,22924.70469128992,null,50481.223533858807,37851.482100882167,34411.619271612573,31396.765718063329,28465.668450818521]
["Battery O&M",5744.0101267290001,3386.4883326187501,2959.0122786542502,2546.2667032822501,2115.8323796499999,null,7787.4562041385007,5399.0004049839999,4988.1783135935002,4517.6795229794998,4049.5303045707501,null,8108.3980282162502,5634.5298011237492,5199.3963330810002,4787.4177165117499,4315.0197898147499,null,9059.0617251487511,6519.3202586645002,6102.1920615625004,5650.4289788442502,5189.5719560362504]
["Diesel capital cost",0,0,0,0,0,null,0,0,0,0,0,null,0,0,0,0,0,null,0,0,0,0,0]
["Diesel O&M (kW)",0,0,0,0,0,null,0,0,0,0,0,null,0,0,0,0,0,null,0,0,0,0,0]
["Diesel O&M (kWh)",0,0,0,0,0,null,0,0,0,0,0,null,0,0,0,0,0,null,0,0,0,0,0]
["Fuel cost",0,0,0,0,0,null,0,0,0,0,0,null,0,0,0,0,0,null,0,0,0,0,0]
["REopt LCC",76560.2,54419.8,48996.6,44153.5,39497,null,90879.6,67716.7,62728.4,57910.5,53103.8,null,93605.5,70007.3,64694.400000000001,59719.8,54911.9,null,103442,79403,73030.100000000006,67514.8,62224.9]
[]
["TMY_medPVBatt_HighDiesel_36_D_business",100,95,90,85,80,"TMY_medPVBatt_HighDiesel_36_D_nrel",100,95,90,85,80,"TMY_medPVBatt_HighDiesel_36_D_average",100,95,90,85,80,"TMY_medPVBatt_HighDiesel_36_D_residential",100,95,90,85,80]
["PV kW",0,0,0,0,0,null,0,0,0,0,0,null,0,0,0,0,0,null,0,0,0,0,0]
["Battery kW",0,0,0,0,0,null,0,0,0,0,0,null,0,0,0,0,0,null,0,0,0,0,0]
["Battery kWh",0,0,0,0,0,null,0,0,0,0,0,null,0,0,0,0,0,null,0,0,0,0,0]
["Generator kW",6,6,6,6,6,null,7,7,7,7,7,null,8,8,8,8,8,null,12,12,12,12,12]
["PV capital cost",0,0,0,0,0,null,0,0,0,0,0,null,0,0,0,0,0,null,0,0,0,0,0]
["PV O&M",0,0,0,0,0,null,0,0,0,0,0,null,0,0,0,0,0,null,0,0,0,0,0]
["Battery capital cost",0,0,0,0,0,null,0,0,0,0,0,null,0,0,0,0,0,null,0,0,0,0,0]
["Battery O&M",0,0,0,0,0,null,0,0,0,0,0,null,0,0,0,0,0,null,0,0,0,0,0]
["Diesel capital cost",3484.5,3484.5,3484.5,3484.5,3484.5,null,4065.25,4065.25,4065.25,4065.25,4065.25,null,4646,4646,4646,4646,4646,null,6969,6969,6969,6969,6969]
["Diesel O&M (kW)",730.43695500000001,730.43695500000001,730.43695500000001,730.43695500000001,730.43695500000001,null,852.17644749999999,852.17644749999999,852.17644749999999,852.17644749999999,852.17644749999999,null,973.91593999999998,973.91593999999998,973.91593999999998,973.91593999999998,973.91593999999998,null,1460.87391,1460.87391,1460.87391,1460.87391,1460.87391]
["Diesel O&M (kWh)",2207.1177641851491,2096.7618759759048,1986.40598776665,1876.0500995573921,1765.6942113481441,null,2207.935366616824,2097.5385982860039,1987.141829955169,1876.7450616243341,1766.3482932934969,null,2207.9353666168308,2097.5385982859948,1987.1418299551531,1876.745061624312,1766.3482932934669,null,2208.7529690484798,2098.315320596063,1987.8776721436379,1877.440023691217,1767.002375238792]
["Fuel cost",49149.67965595748,46692.195673159913,44234.711690362077,41777.227707564212,39319.743724766537,null,49167.886612674891,46709.492282041632,44251.097951408003,41792.703620774402,39334.309290140758,null,49167.886612675058,46709.492282041429,44251.097951407683,41792.703620773907,39334.309290140081,null,49186.093569391873,46726.78889092242,44267.484212452837,41808.179533983312,39348.874855513677]
["REopt LCC",55571.5,53003.7,50435.8,47868,45300.1,null,56293,53724.2,51155.4,48586.6,46017.8,null,56995.4,54426.6,51857.8,49289,46720.3,null,59824.2,57254.5,54684.800000000003,52115,49545.3]
[]
["TMY_medPVBatt_HighDiesel_32_PBD_business",100,95,90,85,80,"TMY_medPVBatt_HighDiesel_32_PBD_nrel",100,95,90,85,80,"TMY_medPVBatt_HighDiesel_32_PBD_average",100,95,90,85,80,"TMY_medPVBatt_HighDiesel_32_PBD_residential",100,95,90,85,80]
["PV kW",7.5129999999999999,7.5129999999999999,7.5129999999999999,7.5129999999999999,7.5129999999999999,null,4.7249999999999996,4.7249999999999996,4.7249999999999996,4.7249999999999996,4.7249999999999996,null,4.2279999999999998,4.2279999999999998,4.2279999999999998,4.2279999999999998,4.2279999999999998,null,2.484,2.484,2.484,2.484,2.484]
["Battery kW",0,0,0,0,0,null,0,0,0,0,0,null,0,0,0,0,0,null,0,0,0,0,0]
["Battery kWh",0,0,0,0,0,null,0,0,0,0,0,null,0,0,0,0,0,null,0,0,0,0,0]
["Generator kW",6,6,6,6,6,null,7,7,7,7,7,null,8,8,8,8,8,null,12,12,12,12,12]
["PV capital cost",13523.22,13523.22,13523.22,13523.22,13523.22,null,8505.2159999999985,8505.2159999999985,8505.2159999999985,8505.2159999999985,8505.2159999999985,null,7611.2280000000001,7611.2280000000001,7611.2280000000001,7611.2280000000001,7611.2280000000001,null,4472.0460000000003,4472.0460000000003,4472.0460000000003,4472.0460000000003,4472.0460000000003]
["PV O&M",1317.0479518126799,1317.0479518126799,1317.0479518126799,1317.0479518126799,1317.0479518126799,null,828.33654355430383,828.33654355430383,828.33654355430383,828.33654355430383,828.33654355430383,null,741.269627217432,741.269627217432,741.269627217432,741.269627217432,741.269627217432,null,435.53968838132403,435.53968838132403,435.53968838132403,435.53968838132403,435.53968838132403]
["Battery capital cost",2.5102246199999999E-9,0,0,0,0,null,0,0,0,0,0,null,0,0,0,0,0,null,0,0,0,0,0]
["Battery O&M",5.6455472251949993E-10,0,0,0,0,null,0,0,0,0,0,null,0,0,0,0,0,null,0,0,0,0,0]
["Diesel capital cost",3484.5,3484.5,3484.5,3484.5,3484.5,null,4065.25,4065.25,4065.25,4065.25,4065.25,null,4646,4646,4646,4646,4646,null,6969,6969,6969,6969,6969]
["Diesel O&M (kW)",730.43695500000001,730.43695500000001,730.43695500000001,730.43695500000001,730.43695500000001,null,852.17644749999999,852.17644749999999,852.17644749999999,852.17644749999999,852.17644749999999,null,973.91593999999998,973.91593999999998,973.91593999999998,973.91593999999998,973.91593999999998,null,1460.87391,1460.87391,1460.87391,1460.87391,1460.87391]
["Diesel O&M (kWh)",1102.0123700151551,991.6564818059029,881.30059359664449,770.94470538737619,660.58882028051528,null,1518.7575871390609,1408.3608188082219,1297.964050477379,1187.5672821465359,1077.170513815689,null,1588.245872236974,1477.849103906123,1367.452335575271,1257.0555672444209,1146.6587989135701,null,1848.6688075950219,1738.2311591425939,1627.793510690168,1517.35586223774,1406.9182137853149]
["Fuel cost",21813.689768039731,19629.259561108389,17444.829354176931,15260.399147245271,13075.96900172395,null,30062.917386537541,27877.67798152981,25692.43857652201,23507.199171514199,21321.959766506301,null,31438.397312972611,29253.157907964629,27067.918502956651,24882.67909794869,22697.439692940741,null,36593.316871910567,34407.268268826432,32221.21966574229,30035.171062658141,27849.122459574031]
["REopt LCC",41970.6,39675.9,37381.1,35086.300000000003,32791.5,null,45832.4,43536.7,41241.1,38945.5,36649.800000000003,null,46998.7,44703.1,42407.4,40111.800000000003,37816.199999999997,null,51779,49482.5,47186,44889.5,42593]
[]
["TMY_medPVBatt_HighDiesel_32_PB_business",100,95,90,85,80,"TMY_medPVBatt_HighDiesel_32_PB_nrel",100,95,90,85,80,"TMY_medPVBatt_HighDiesel_32_PB_average",100,95,90,85,80,"TMY_medPVBatt_HighDiesel_32_PB_residential",100,95,90,85,80]
["PV kW",20.606000000000002,16.114999999999998,15.095000000000001,14.08,13.146000000000001,null,21.759,16.887,15.824999999999999,14.875999999999999,13.92,null,21.734000000000002,17.021999999999998,15.984999999999999,14.957000000000001,14.009,null,22.225999999999999,17.734999999999999,16.460999999999999,15.423999999999999,14.462999999999999]
["Battery kW",4.76,4.3140000000000001,3.19,2.5739999999999998,2.0870000000000002,null,5.71,5.1589999999999998,4.4790000000000001,4.0830000000000002,3.698,null,6.78,5.93,5,4.2690000000000001,3.8919999999999999,null,10.62,9.2279999999999998,7.5780000000000003,6.53,5.6120000000000001]
["Battery kWh",47.183,27.817,24.306000000000001,20.916,17.38,null,63.968000000000004,44.348999999999997,40.973999999999997,37.109000000000002,33.264000000000003,null,66.605000000000004,46.283000000000001,42.709000000000003,39.325000000000003,35.445,null,74.412999999999997,53.551000000000002,50.125,46.414000000000001,42.628999999999998]
["Generator kW",0,0,0,0,0,null,0,0,0,0,0,null,0,0,0,0,0,null,0,0,0,0,0]
["PV capital cost",37091.519999999997,29006.46,27170.46,25344.36,23663.7,null,39166.92,30396.240000000002,28484.639999999999,26775.9,25056.18,null,39121.379999999997,30639.42,28772.1,26922.78,25216.38,null,40005.9,31923.18,29630.52,27763.74,26034.12]
["PV O&M",3612.4022566828799,2824.9853756972402,2646.17440911324,2468.32761930984,2304.6454629377999,null,3814.52877087048,2960.3382652065602,2774.1644941161599,2607.7475817845998,2440.2613097509202,null,3810.093557679721,2984.0219530354798,2802.1606817274001,2622.0524591113199,2455.8634431097198,null,3896.2383704046001,3109.04938574892,2885.7635738488798,2703.9548940015602,2535.50444518728]
["Battery capital cost",30112.337105458369,19201.79578738999,16220.977715780749,13794.574716659659,11412.8765326466,null,40110.810489362877,28961.10671293928,26481.386288345471,24009.313061248151,21557.724824153771,null,42565.643794497431,30749.40658995129,27920.880673851341,25387.490175989689,22924.70469128992,null,50481.223533858807,37851.482100882167,34411.619271612573,31396.765718063329,28465.668450818521]
["Battery O&M",5744.0101267290001,3386.4883326187501,2959.0122786542502,2546.2667032822501,2115.8323796499999,null,7787.4562041385007,5399.0004049839999,4988.1783135935002,4517.6795229794998,4049.5303045707501,null,8108.3980282162502,5634.5298011237492,5199.3963330810002,4787.4177165117499,4315.0197898147499,null,9059.0617251487511,6519.3202586645002,6102.1920615625004,5650.4289788442502,5189.5719560362504]
["Diesel capital cost",0,0,0,0,0,null,0,0,0,0,0,null,0,0,0,0,0,null,0,0,0,0,0]
["Diesel O&M (kW)",0,0,0,0,0,null,0,0,0,0,0,null,0,0,0,0,0,null,0,0,0,0,0]
["Diesel O&M (kWh)",0,0,0,0,0,null,0,0,0,0,0,null,0,0,0,0,0,null,0,0,0,0,0]
["Fuel cost",0,0,0,0,0,null,0,0,0,0,0,null,0,0,0,0,0,null,0,0,0,0,0]
["REopt LCC",76560.2,54419.8,48996.6,44153.5,39497,null,90879.6,67716.7,62728.4,57910.5,53103.8,null,93605.5,70007.3,64694.400000000001,59719.8,54911.9,null,103442,79403,73030.100000000006,67514.8,62224.9]
[]
["TMY_medPVBatt_HighDiesel_32_D_business",100,95,90,85,80,"TMY_medPVBatt_HighDiesel_32_D_nrel",100,95,90,85,80,"TMY_medPVBatt_HighDiesel_32_D_average",100,95,90,85,80,"TMY_medPVBatt_HighDiesel_32_D_residential",100,95,90,85,80]
["PV kW",0,0,0,0,0,null,0,0,0,0,0,null,0,0,0,0,0,null,0,0,0,0,0]
["Battery kW",0,0,0,0,0,null,0,0,0,0,0,null,0,0,0,0,0,null,0,0,0,0,0]
["Battery kWh",0,0,0,0,0,null,0,0,0,0,0,null,0,0,0,0,0,null,0,0,0,0,0]
["Generator kW",6,6,6,6,6,null,7,7,7,7,7,null,8,8,8,8,8,null,12,12,12,12,12]
["PV capital cost",0,0,0,0,0,null,0,0,0,0,0,null,0,0,0,0,0,null,0,0,0,0,0]
["PV O&M",0,0,0,0,0,null,0,0,0,0,0,null,0,0,0,0,0,null,0,0,0,0,0]
["Battery capital cost",0,0,0,0,0,null,0,0,0,0,0,null,0,0,0,0,0,null,0,0,0,0,0]
["Battery O&M",0,0,0,0,0,null,0,0,0,0,0,null,0,0,0,0,0,null,0,0,0,0,0]
["Diesel capital cost",3484.5,3484.5,3484.5,3484.5,3484.5,null,4065.25,4065.25,4065.25,4065.25,4065.25,null,4646,4646,4646,4646,4646,null,6969,6969,6969,6969,6969]
["Diesel O&M (kW)",730.43695500000001,730.43695500000001,730.43695500000001,730.43695500000001,730.43695500000001,null,852.17644749999999,852.17644749999999,852.17644749999999,852.17644749999999,852.17644749999999,null,973.91593999999998,973.91593999999998,973.91593999999998,973.91593999999998,973.91593999999998,null,1460.87391,1460.87391,1460.87391,1460.87391,1460.87391]
["Diesel O&M (kWh)",2207.1177641851491,2096.7618759759098,1986.4059877666459,1876.0500995573941,1765.6942113481371,null,2207.935366616824,2097.5385982860039,1987.141829955169,1876.7450616243341,1766.3482932934969,null,2207.9353666168308,2097.5385982859948,1987.1418299551531,1876.745061624312,1766.3482932934669,null,2208.7529690484798,2098.315320596063,1987.8776721436379,1877.440023691217,1767.002375238792]
["Fuel cost",43688.604138628878,41504.173931697791,39319.743724766216,37135.313517834882,34950.883310903453,null,43704.788100155471,41519.548695148122,39334.309290140438,37149.06988513282,34963.830480125129,null,43704.788100155602,41519.54869514794,39334.309290140147,37149.069885132383,34963.830480124532,null,43720.972061681678,41534.923458597717,39348.874855513634,37162.826252429608,34976.777649345488]
["REopt LCC",50110.400000000001,47815.6,45520.800000000003,43226.1,40931.300000000003,null,50829.9,48534.2,46238.6,43943,41647.300000000003,null,51532.3,49236.7,46941,44645.4,42349.8,null,54359.1,52062.6,49766.1,47469.7,45173.2]
[]
["TMY_medPVBatt_MedDiesel_44_PBD_business",100,95,90,85,80,"TMY_medPVBatt_MedDiesel_44_PBD_nrel",100,95,90,85,80,"TMY_medPVBatt_MedDiesel_44_PBD_average",100,95,90,85,80,"TMY_medPVBatt_MedDiesel_44_PBD_residential",100,95,90,85,80]
["PV kW",7.7519999999999998,7.7519999999999998,7.7519999999999998,7.7519999999999998,7.7519999999999998,null,4.9189999999999996,4.9189999999999996,4.9189999999999996,4.9189999999999996,4.9189999999999996,null,4.391,4.391,4.391,4.391,4.391,null,2.7589999999999999,2.7589999999999999,2.7589999999999999,2.7589999999999999,2.7589999999999999]
["Battery kW",0,0,0,0,0,null,0,0,0,0,0,null,0,0,0,0,0,null,0,0,0,0,0]
["Battery kWh",0,0,0,0,0,null,0,0,0,0,0,null,0,0,0,0,0,null,0,0,0,0,0]
["Generator kW",6,6,6,6,6,null,7,7,7,7,7,null,8,8,8,8,8,null,12,12,12,12,12]
["PV capital cost",13952.861999999999,13952.861999999999,13952.861999999999,13952.861999999999,13952.861999999999,null,8854.9560000000001,8854.9560000000001,8854.9560000000001,8854.9560000000001,8854.9560000000001,null,7903.8360000000002,7903.8360000000002,7903.8360000000002,7903.8360000000002,7903.8360000000002,null,4966.74,4966.74,4966.74,4966.74,4966.74]
["PV O&M",1358.8914710420279,1358.8914710420279,1358.8914710420279,1358.8914710420279,1358.8914710420279,null,862.39827963986397,862.39827963986397,862.39827963986397,862.39827963986397,862.39827963986397,null,769.76718675458403,769.76718675458403,769.76718675458403,769.76718675458403,769.76718675458403,null,483.71872558356,483.71872558356,483.71872558356,483.71872558356,483.71872558356]
["Battery capital cost",0,0,0,0,0,null,0,0,0,0,0,null,7.9286917499999992E-10,0,0,0,0,null,0,0,0,0,0]
["Battery O&M",0,0,0,0,0,null,0,0,0,0,0,null,1.7831792163937501E-10,0,0,0,0,null,0,0,0,0,0]
["Diesel capital cost",2787.6,2787.6,2787.6,2787.6,2787.6,null,3252.2,3252.2,3252.2,3252.2,3252.2,null,3716.8,3716.8,3716.8,3716.8,3716.8,null,5575.2000000000007,5575.2000000000007,5575.2000000000007,5575.2000000000007,5575.2000000000007]
["Diesel O&M (kW)",730.43695500000001,730.43695500000001,730.43695500000001,730.43695500000001,730.43695500000001,null,852.17644749999999,852.17644749999999,852.17644749999999,852.17644749999999,852.17644749999999,null,973.91593999999998,973.91593999999998,973.91593999999998,973.91593999999998,973.91593999999998,null,1460.87391,1460.87391,1460.87391,1460.87391,1460.87391]
["Diesel O&M (kWh)",1080.7832853011039,970.42739709185219,860.07150888259139,749.71562067332229,639.35973282245277,null,1501.437842557141,1391.0410742263,1280.644305895456,1170.247537564612,1059.8507692337639,null,1573.738550468513,1463.341782137664,1352.9450138068139,1242.5482454759631,1132.1514771451129,null,1824.3390280265689,1713.9013795741409,1603.4637311217159,1493.026082669292,1382.5884342168661]
["Fuel cost",24513.35386410003,22010.360918657891,19507.36797321554,17004.375027773,14501.38209045935,null,34054.261978431932,31550.34182686052,29046.421675289061,26542.50152371759,24038.581372146011,null,35694.121570785472,33190.201419213881,30686.281267642291,28182.361116070661,25678.440964499041,null,41378.016083626353,38873.168725925752,36368.321368225217,33863.474010524696,31358.62665282415]
["REopt LCC",44423.6,41810.300000000003,39197,36583.599999999999,33970.300000000003,null,49377.1,46762.8,44148.5,41534.199999999997,38919.9,null,50631.8,48017.5,45403.199999999997,42788.9,40174.6,null,55688.4,53073.1,50457.8,47842.5,45227.3]
[]
["TMY_medPVBatt_MedDiesel_44_PB_business",100,95,90,85,80,"TMY_medPVBatt_MedDiesel_44_PB_nrel",100,95,90,85,80,"TMY_medPVBatt_MedDiesel_44_PB_average",100,95,90,85,80,"TMY_medPVBatt_MedDiesel_44_PB_residential",100,95,90,85,80]
["PV kW",20.606000000000002,16.114999999999998,15.095000000000001,14.08,13.146000000000001,null,21.759,16.887,15.824999999999999,14.875999999999999,13.92,null,21.734000000000002,17.021999999999998,15.984999999999999,14.957000000000001,14.009,null,22.225999999999999,17.734999999999999,16.460999999999999,15.423999999999999,14.462999999999999]
["Battery kW",4.76,4.3140000000000001,3.19,2.5739999999999998,2.0870000000000002,null,5.71,5.1589999999999998,4.4790000000000001,4.0830000000000002,3.698,null,6.78,5.93,5,4.2690000000000001,3.8919999999999999,null,10.62,9.2279999999999998,7.5780000000000003,6.53,5.6120000000000001]
["Battery kWh",47.183,27.817,24.306000000000001,20.916,17.38,null,63.968000000000004,44.348999999999997,40.973999999999997,37.109000000000002,33.264000000000003,null,66.605000000000004,46.283000000000001,42.709000000000003,39.325000000000003,35.445,null,74.412999999999997,53.551000000000002,50.125,46.414000000000001,42.628999999999998]
["Generator kW",0,0,0,0,0,null,0,0,0,0,0,null,0,0,0,0,0,null,0,0,0,0,0]
["PV capital cost",37091.519999999997,29006.46,27170.46,25344.36,23663.7,null,39166.92,30396.240000000002,28484.639999999999,26775.9,25056.18,null,39121.379999999997,30639.42,28772.1,26922.78,25216.38,null,40005.9,31923.18,29630.52,27763.74,26034.12]
["PV O&M",3612.4022566828799,2824.9853756972402,2646.17440911324,2468.32761930984,2304.6454629377999,null,3814.52877087048,2960.3382652065602,2774.1644941161599,2607.7475817845998,2440.2613097509202,null,3810.093557679721,2984.0219530354798,2802.1606817274001,2622.0524591113199,2455.8634431097198,null,3896.2383704046001,3109.04938574892,2885.7635738488798,2703.9548940015602,2535.50444518728]
["Battery capital cost",30112.337105458369,19201.79578738999,16220.977715780749,13794.574716659659,11412.8765326466,null,40110.810489362877,28961.10671293928,26481.386288345471,24009.313061248151,21557.724824153771,null,42565.643794497431,30749.40658995129,27920.880673851341,25387.490175989689,22924.70469128992,null,50481.223533858807,37851.482100882167,34411.619271612573,31396.765718063329,28465.668450818521]
["Battery O&M",5744.0101267290001,3386.4883326187501,2959.0122786542502,2546.2667032822501,2115.8323796499999,null,7787.4562041385007,5399.0004049839999,4988.1783135935002,4517.6795229794998,4049.5303045707501,null,8108.3980282162502,5634.5298011237492,5199.3963330810002,4787.4177165117499,4315.0197898147499,null,9059.0617251487511,6519.3202586645002,6102.1920615625004,5650.4289788442502,5189.5719560362504]
["Diesel capital cost",0,0,0,0,0,null,0,0,0,0,0,null,0,0,0,0,0,null,0,0,0,0,0]
["Diesel O&M (kW)",0,0,0,0,0,null,0,0,0,0,0,null,0,0,0,0,0,null,0,0,0,0,0]
["Diesel O&M (kWh)",0,0,0,0,0,null,0,0,0,0,0,null,0,0,0,0,0,null,0,0,0,0,0]
["Fuel cost",0,0,0,0,0,null,0,0,0,0,0,null,0,0,0,0,0,null,0,0,0,0,0]
["REopt LCC",76560.2,54419.8,48996.6,44153.5,39497,null,90879.6,67716.7,62728.4,57910.5,53103.8,null,93605.5,70007.3,64694.400000000001,59719.8,54911.9,null,103442,79403,73030.100000000006,67514.8,62224.9]
[]
["TMY_medPVBatt_MedDiesel_44_D_business",100,95,90,85,80,"TMY_medPVBatt_MedDiesel_44_D_nrel",100,95,90,85,80,"TMY_medPVBatt_MedDiesel_44_D_average",100,95,90,85,80,"TMY_medPVBatt_MedDiesel_44_D_residential",100,95,90,85,80]
["PV kW",0,0,0,0,0,null,0,0,0,0,0,null,0,0,0,0,0,null,0,0,0,0,0]
["Battery kW",0,0,0,0,0,null,0,0,0,0,0,null,0,0,0,0,0,null,0,0,0,0,0]
["Battery kWh",0,0,0,0,0,null,0,0,0,0,0,null,0,0,0,0,0,null,0,0,0,0,0]
["Generator kW",6,6,6,6,6,null,7,7,7,7,7,null,8,8,8,8,8,null,12,12,12,12,12]
["PV capital cost",0,0,0,0,0,null,0,0,0,0,0,null,0,0,0,0,0,null,0,0,0,0,0]
["PV O&M",0,0,0,0,0,null,0,0,0,0,0,null,0,0,0,0,0,null,0,0,0,0,0]
["Battery capital cost",0,0,0,0,0,null,0,0,0,0,0,null,0,0,0,0,0,null,0,0,0,0,0]
["Battery O&M",0,0,0,0,0,null,0,0,0,0,0,null,0,0,0,0,0,null,0,0,0,0,0]
["Diesel capital cost",2787.6,2787.6,2787.6,2787.6,2787.6,null,3252.2,3252.2,3252.2,3252.2,3252.2,null,3716.8,3716.8,3716.8,3716.8,3716.8,null,5575.2000000000007,5575.2000000000007,5575.2000000000007,5575.2000000000007,5575.2000000000007]
["Diesel O&M (kW)",730.43695500000001,730.43695500000001,730.43695500000001,730.43695500000001,730.43695500000001,null,852.17644749999999,852.17644749999999,852.17644749999999,852.17644749999999,852.17644749999999,null,973.91593999999998,973.91593999999998,973.91593999999998,973.91593999999998,973.91593999999998,null,1460.87391,1460.87391,1460.87391,1460.87391,1460.87391]
["Diesel O&M (kWh)",2207.1177641851491,2096.7618759759048,1986.40598776665,1876.0500995573921,1765.6942113481441,null,2207.935366616824,2097.5385982860039,1987.141829955169,1876.7450616243341,1766.3482932934969,null,2207.9353666168308,2097.5385982859948,1987.1418299551531,1876.745061624312,1766.3482932934669,null,2208.7529690484798,2098.315320596063,1987.8776721436379,1877.440023691217,1767.002375238792]
["Fuel cost",50059.858908845592,47556.865963403638,45053.873017961392,42550.880072519089,40047.887127077032,null,50078.403031428148,47574.482879857213,45070.562728285942,42566.642576714679,40062.72242514338,null,50078.403031428294,47574.482879857023,45070.562728285593,42566.64257671417,40062.722425142689,null,50096.94715401026,47592.099796309893,45087.252438609372,42582.405080908917,40077.557723208367]
["REopt LCC",55784.800000000003,53171.4,50558.1,47944.7,45331.4,null,56390.400000000001,53776.1,51161.8,48547.5,45933.2,null,56976.7,54362.400000000001,51748.1,49133.8,46519.5,null,59341.3,56726,54110.7,51495.4,48880.2]
[]
["TMY_medPVBatt_MedDiesel_36_PBD_business",100,95,90,85,80,"TMY_medPVBatt_MedDiesel_36_PBD_nrel",100,95,90,85,80,"TMY_medPVBatt_MedDiesel_36_PBD_average",100,95,90,85,80,"TMY_medPVBatt_MedDiesel_36_PBD_residential",100,95,90,85,80]
["PV kW",7.407,7.407,7.407,7.407,7.407,null,4.617,4.617,4.617,4.617,4.617,null,4.1470000000000002,4.1470000000000002,4.1470000000000002,4.1470000000000002,4.1470000000000002,null,2.41,2.41,2.41,2.41,2.41]
["Battery kW",0,0,0,0,0,null,0,0,0,0,0,null,0,0,0,0,0,null,0,0,0,0,0]
["Battery kWh",0,0,0,0,0,null,0,0,0,0,0,null,0,0,0,0,0,null,0,0,0,0,0]
["Generator kW",6,6,6,6,6,null,7,7,7,7,7,null,8,8,8,8,8,null,12,12,12,12,12]
["PV capital cost",13332.078,13332.078,13332.078,13332.078,13332.078,null,8310.8520000000008,8310.8520000000008,8310.8520000000008,8310.8520000000008,8310.8520000000008,null,7464.6179999999986,7464.6179999999986,7464.6179999999986,7464.6179999999986,7464.6179999999986,null,4337.3519999999999,4337.3519999999999,4337.3519999999999,4337.3519999999999,4337.3519999999999]
["PV O&M",1298.432327752332,1298.432327752332,1298.432327752332,1298.432327752332,1298.432327752332,null,809.40712377808802,809.40712377808802,809.40712377808802,809.40712377808802,809.40712377808802,null,726.99104562109198,726.99104562109198,726.99104562109198,726.99104562109198,726.99104562109198,null,422.42162501908803,422.42162501908803,422.42162501908803,422.42162501908803,422.42162501908803]
["Battery capital cost",0,0,0,0,0,null,0,0,0,0,0,null,0,0,0,0,0,null,0,0,0,0,0]
["Battery O&M",0,0,0,0,0,null,0,0,0,0,0,null,0,0,0,0,0,null,0,0,0,0,0]
["Diesel capital cost",2787.6,2787.6,2787.6,2787.6,2787.6,null,3252.2,3252.2,3252.2,3252.2,3252.2,null,3716.8,3716.8,3716.8,3716.8,3716.8,null,5575.2000000000007,5575.2000000000007,5575.2000000000007,5575.2000000000007,5575.2000000000007]
["Diesel O&M (kW)",730.43695500000001,730.43695500000001,730.43695500000001,730.43695500000001,730.43695500000001,null,852.17644749999999,852.17644749999999,852.17644749999999,852.17644749999999,852.17644749999999,null,973.91593999999998,973.91593999999998,973.91593999999998,973.91593999999998,973.91593999999998,null,1460.87391,1460.87391,1460.87391,1460.87391,1460.87391]
["Diesel O&M (kWh)",1112.362281154737,1002.006392923084,891.65050473623182,781.29461652696386,670.93871716717035,null,1529.352518949303,1418.9557506184649,1308.558982287622,1198.1622139567751,1087.7654456259299,null,1596.2096574433399,1485.8128891124891,1375.4161207816389,1265.0193524507861,1154.6225841199359,null,1855.9976518220001,1745.5600033695709,1635.122354917143,1524.684706464717,1414.247058012292]
["Fuel cost",20642.40018788712,18594.496868473299,16546.593549890851,14498.69023089242,12450.78670497076,null,28380.597993427658,26331.936051232919,24283.27410903811,22234.61216684321,20185.95022464835,null,29621.2835430835,27572.621600888531,25523.959658693591,23475.29771649859,21426.635774303631,null,34442.23786239569,32392.817297004269,30343.396731612869,28293.976166221499,26244.555600830128]
["REopt LCC",39903,37744.800000000003,35586.5,33428.300000000003,31270,null,43134.3,40975.199999999997,38816.199999999997,36657.1,34498.1,null,44099.5,41940.400000000001,39781.4,37622.300000000003,35463.300000000003,null,48093.599999999999,45933.7,43773.9,41614,39454.199999999997]
[]
["TMY_medPVBatt_MedDiesel_36_PB_business",100,95,90,85,80,"TMY_medPVBatt_MedDiesel_36_PB_nrel",100,95,90,85,80,"TMY_medPVBatt_MedDiesel_36_PB_average",100,95,90,85,80,"TMY_medPVBatt_MedDiesel_36_PB_residential",100,95,90,85,80]
["PV kW",20.606000000000002,16.114999999999998,15.095000000000001,14.08,13.146000000000001,null,21.759,16.887,15.824999999999999,14.875999999999999,13.92,null,21.734000000000002,17.021999999999998,15.984999999999999,14.957000000000001,14.009,null,22.225999999999999,17.734999999999999,16.460999999999999,15.423999999999999,14.462999999999999]
["Battery kW",4.76,4.3140000000000001,3.19,2.5739999999999998,2.0870000000000002,null,5.71,5.1589999999999998,4.4790000000000001,4.0830000000000002,3.698,null,6.78,5.93,5,4.2690000000000001,3.8919999999999999,null,10.62,9.2279999999999998,7.5780000000000003,6.53,5.6120000000000001]
["Battery kWh",47.183,27.817,24.306000000000001,20.916,17.38,null,63.968000000000004,44.348999999999997,40.973999999999997,37.109000000000002,33.264000000000003,null,66.605000000000004,46.283000000000001,42.709000000000003,39.325000000000003,35.445,null,74.412999999999997,53.551000000000002,50.125,46.414000000000001,42.628999999999998]
["Generator kW",0,0,0,0,0,null,0,0,0,0,0,null,0,0,0,0,0,null,0,0,0,0,0]
["PV capital cost",37091.519999999997,29006.46,27170.46,25344.36,23663.7,null,39166.92,30396.240000000002,28484.639999999999,26775.9,25056.18,null,39121.379999999997,30639.42,28772.1,26922.78,25216.38,null,40005.9,31923.18,29630.52,27763.74,26034.12]
["PV O&M",3612.4022566828799,2824.9853756972402,2646.17440911324,2468.32761930984,2304.6454629377999,null,3814.52877087048,2960.3382652065602,2774.1644941161599,2607.7475817845998,2440.2613097509202,null,3810.093557679721,2984.0219530354798,2802.1606817274001,2622.0524591113199,2455.8634431097198,null,3896.2383704046001,3109.04938574892,2885.7635738488798,2703.9548940015602,2535.50444518728]
["Battery capital cost",30112.337105458369,19201.79578738999,16220.977715780749,13794.574716659659,11412.8765326466,null,40110.810489362877,28961.10671293928,26481.386288345471,24009.313061248151,21557.724824153771,null,42565.643794497431,30749.40658995129,27920.880673851341,25387.490175989689,22924.70469128992,null,50481.223533858807,37851.482100882167,34411.619271612573,31396.765718063329,28465.668450818521]
["Battery O&M",5744.0101267290001,3386.4883326187501,2959.0122786542502,2546.2667032822501,2115.8323796499999,null,7787.4562041385007,5399.0004049839999,4988.1783135935002,4517.6795229794998,4049.5303045707501,null,8108.3980282162502,5634.5298011237492,5199.3963330810002,4787.4177165117499,4315.0197898147499,null,9059.0617251487511,6519.3202586645002,6102.1920615625004,5650.4289788442502,5189.5719560362504]
["Diesel capital cost",0,0,0,0,0,null,0,0,0,0,0,null,0,0,0,0,0,null,0,0,0,0,0]
["Diesel O&M (kW)",0,0,0,0,0,null,0,0,0,0,0,null,0,0,0,0,0,null,0,0,0,0,0]
["Diesel O&M (kWh)",0,0,0,0,0,null,0,0,0,0,0,null,0,0,0,0,0,null,0,0,0,0,0]
["Fuel cost",0,0,0,0,0,null,0,0,0,0,0,null,0,0,0,0,0,null,0,0,0,0,0]
["REopt LCC",76560.2,54419.8,48996.6,44153.5,39497,null,90879.6,67716.7,62728.4,57910.5,53103.8,null,93605.5,70007.3,64694.400000000001,59719.8,54911.9,null,103442,79403,73030.100000000006,67514.8,62224.9]
[]
["TMY_medPVBatt_MedDiesel_36_D_business",100,95,90,85,80,"TMY_medPVBatt_MedDiesel_36_D_nrel",100,95,90,85,80,"TMY_medPVBatt_MedDiesel_36_D_average",100,95,90,85,80,"TMY_medPVBatt_MedDiesel_36_D_residential",100,95,90,85,80]
["PV kW",0,0,0,0,0,null,0,0,0,0,0,null,0,0,0,0,0,null,0,0,0,0,0]
["Battery kW",0,0,0,0,0,null,0,0,0,0,0,null,0,0,0,0,0,null,0,0,0,0,0]
["Battery kWh",0,0,0,0,0,null,0,0,0,0,0,null,0,0,0,0,0,null,0,0,0,0,0]
["Generator kW",6,6,6,6,6,null,7,7,7,7,7,null,8,8,8,8,8,null,12,12,12,12,12]
["PV capital cost",0,0,0,0,0,null,0,0,0,0,0,null,0,0,0,0,0,null,0,0,0,0,0]
["PV O&M",0,0,0,0,0,null,0,0,0,0,0,null,0,0,0,0,0,null,0,0,0,0,0]
["Battery capital cost",0,0,0,0,0,null,0,0,0,0,0,null,0,0,0,0,0,null,0,0,0,0,0]
["Battery O&M",0,0,0,0,0,null,0,0,0,0,0,null,0,0,0,0,0,null,0,0,0,0,0]
["Diesel capital cost",2787.6,2787.6,2787.6,2787.6,2787.6,null,3252.2,3252.2,3252.2,3252.2,3252.2,null,3716.8,3716.8,3716.8,3716.8,3716.8,null,5575.2000000000007,5575.2000000000007,5575.2000000000007,5575.2000000000007,5575.2000000000007]
["Diesel O&M (kW)",730.43695500000001,730.43695500000001,730.43695500000001,730.43695500000001,730.43695500000001,null,852.17644749999999,852.17644749999999,852.17644749999999,852.17644749999999,852.17644749999999,null,973.91593999999998,973.91593999999998,973.91593999999998,973.91593999999998,973.91593999999998,null,1460.87391,1460.87391,1460.87391,1460.87391,1460.87391]
["Diesel O&M (kWh)",2207.1177641851491,2096.7618759759098,1986.4059877666459,1876.0500995573941,1765.6942113481371,null,2207.935366616824,2097.5385982860039,1987.141829955169,1876.7450616243341,1766.3482932934969,null,2207.9353666168308,2097.5385982859948,1987.141829955154,1876.745061624312,1766.3482932934669,null,2208.7529690484798,2098.315320596063,1987.8776721436379,1877.4400236912179,1767.002375238792]
["Fuel cost",40958.06637996457,38910.16306096669,36862.25974196833,34814.356422970217,32766.453103971991,null,40973.23884389575,38924.576901701359,36875.91495950667,34827.253017312018,32778.591075117307,null,40973.238843895881,38924.576901701192,36875.914959506408,34827.253017311603,32778.591075116747,null,40988.411307826573,38938.990742435373,36889.570177044028,34840.149611652771,32790.729046261396]
["REopt LCC",46683,44524.7,42366.5,40208.199999999997,38050,null,47285.3,45126.2,42967.199999999997,40808.1,38649,null,47871.6,45712.5,43553.5,41394.400000000001,39235.300000000003,null,50232.800000000003,48072.9,45913,43753.2,41593.300000000003]
[]
["TMY_medPVBatt_MedDiesel_32_PBD_business",100,95,90,85,80,"TMY_medPVBatt_MedDiesel_32_PBD_nrel",100,95,90,85,80,"TMY_medPVBatt_MedDiesel_32_PBD_average",100,95,90,85,80,"TMY_medPVBatt_MedDiesel_32_PBD_residential",100,95,90,85,80]
["PV kW",7.218,7.218,7.218,7.218,7.218,null,4.4580000000000002,4.4580000000000002,4.4580000000000002,4.4580000000000002,4.4580000000000002,null,4.0110000000000001,4.0110000000000001,4.0110000000000001,4.0110000000000001,4.0110000000000001,null,2.3050000000000002,2.3050000000000002,2.3050000000000002,2.3050000000000002,2.3050000000000002]
["Battery kW",0,0,0,0,0,null,0,0,0,0,0,null,0,0,0,0,0,null,0,0,0,0,0]
["Battery kWh",0,0,0,0,0,null,0,0,0,0,0,null,0,0,0,0,0,null,0,0,0,0,0]
["Generator kW",6,6,6,6,6,null,7,7,7,7,7,null,8,8,8,8,8,null,12,12,12,12,12]
["PV capital cost",12991.734,12991.734,12991.734,12991.734,12991.734,null,8024.2200000000012,8024.2200000000012,8024.2200000000012,8024.2200000000012,8024.2200000000012,null,7219.152000000001,7219.152000000001,7219.152000000001,7219.152000000001,7219.152000000001,null,4148.1540000000005,4148.1540000000005,4148.1540000000005,4148.1540000000005,4148.1540000000005]
["PV O&M",1265.285683083996,1265.285683083996,1265.285683083996,1265.285683083996,1265.285683083996,null,781.49157640668011,781.49157640668011,781.49157640668011,781.49157640668011,781.49157640668011,null,703.08472060828808,703.08472060828808,703.08472060828808,703.08472060828808,703.08472060828808,null,403.99533021747601,403.99533021747601,403.99533021747601,403.99533021747601,403.99533021747601]
["Battery capital cost",0,0,0,0,0,null,0,0,0,0,0,null,0,0,0,0,0,null,0,0,0,0,0]
["Battery O&M",0,0,0,0,0,null,0,0,0,0,0,null,0,0,0,0,0,null,0,0,0,0,0]
["Diesel capital cost",2787.6,2787.6,2787.6,2787.6,2787.6,null,3252.2,3252.2,3252.2,3252.2,3252.2,null,3716.8,3716.8,3716.8,3716.8,3716.8,null,5575.2000000000007,5575.2000000000007,5575.2000000000007,5575.2000000000007,5575.2000000000007]
["Diesel O&M (kW)",730.43695500000001,730.43695500000001,730.43695500000001,730.43695500000001,730.43695500000001,null,852.17644749999999,852.17644749999999,852.17644749999999,852.17644749999999,852.17644749999999,null,973.91593999999998,973.91593999999998,973.91593999999998,973.91593999999998,973.91593999999998,null,1460.87391,1460.87391,1460.87391,1460.87391,1460.87391]
["Diesel O&M (kWh)",1132.625222108011,1022.269333898761,911.91344568950922,801.55755748024194,691.20166509336116,null,1546.366180384025,1435.9694120531849,1325.5726437223441,1215.1758753914989,1104.7791070606529,null,1610.796297656979,1500.3995293261289,1390.002760995279,1279.605992664427,1169.2092243335751,null,1867.2430254240221,1756.805376971598,1646.3677285191691,1535.9300800667429,1425.4924316143149]
["Fuel cost",18683.044379212592,16862.685873436501,15042.327367660389,13221.968861884019,11401.610287196479,null,25507.844440244189,23686.811602737751,21865.778765231269,20044.745927724729,18223.713090218182,null,26570.64148632099,24749.60864881437,22928.57581130775,21107.54297380109,19286.510136294441,null,30800.818867377591,28979.11169814086,27157.40452890404,25335.697359667269,23513.990190430479]
["REopt LCC",37590.5,35659.699999999997,33729,31798.3,29867.599999999999,null,39964,38032.6,36101.1,34169.699999999997,32238.3,null,40794.1,38862.6,36931.199999999997,34999.800000000003,33068.300000000003,null,44255.8,42323.6,40391.5,38459.4,36527.199999999997]
[]
["TMY_medPVBatt_MedDiesel_32_PB_business",100,95,90,85,80,"TMY_medPVBatt_MedDiesel_32_PB_nrel",100,95,90,85,80,"TMY_medPVBatt_MedDiesel_32_PB_average",100,95,90,85,80,"TMY_medPVBatt_MedDiesel_32_PB_residential",100,95,90,85,80]
["PV kW",20.606000000000002,16.114999999999998,15.095000000000001,14.08,13.146000000000001,null,21.759,16.887,15.824999999999999,14.875999999999999,13.92,null,21.734000000000002,17.021999999999998,15.984999999999999,14.957000000000001,14.009,null,22.225999999999999,17.734999999999999,16.460999999999999,15.423999999999999,14.462999999999999]
["Battery kW",4.76,4.3140000000000001,3.19,2.5739999999999998,2.0870000000000002,null,5.71,5.1589999999999998,4.4790000000000001,4.0830000000000002,3.698,null,6.78,5.93,5,4.2690000000000001,3.8919999999999999,null,10.62,9.2279999999999998,7.5780000000000003,6.53,5.6120000000000001]
["Battery kWh",47.183,27.817,24.306000000000001,20.916,17.38,null,63.968000000000004,44.348999999999997,40.973999999999997,37.109000000000002,33.264000000000003,null,66.605000000000004,46.283000000000001,42.709000000000003,39.325000000000003,35.445,null,74.412999999999997,53.551000000000002,50.125,46.414000000000001,42.628999999999998]
["Generator kW",0,0,0,0,0,null,0,0,0,0,0,null,0,0,0,0,0,null,0,0,0,0,0]
["PV capital cost",37091.519999999997,29006.46,27170.46,25344.36,23663.7,null,39166.92,30396.240000000002,28484.639999999999,26775.9,25056.18,null,39121.379999999997,30639.42,28772.1,26922.78,25216.38,null,40005.9,31923.18,29630.52,27763.74,26034.12]
["PV O&M",3612.4022566828799,2824.9853756972402,2646.17440911324,2468.32761930984,2304.6454629377999,null,3814.52877087048,2960.3382652065602,2774.1644941161599,2607.7475817845998,2440.2613097509202,null,3810.093557679721,2984.0219530354798,2802.1606817274001,2622.0524591113199,2455.8634431097198,null,3896.2383704046001,3109.04938574892,2885.7635738488798,2703.9548940015602,2535.50444518728]
["Battery capital cost",30112.337105458369,19201.79578738999,16220.977715780749,13794.574716659659,11412.8765326466,null,40110.810489362877,28961.10671293928,26481.386288345471,24009.313061248151,21557.724824153771,null,42565.643794497431,30749.40658995129,27920.880673851341,25387.490175989689,22924.70469128992,null,50481.223533858807,37851.482100882167,34411.619271612573,31396.765718063329,28465.668450818521]
["Battery O&M",5744.0101267290001,3386.4883326187501,2959.0122786542502,2546.2667032822501,2115.8323796499999,null,7787.4562041385007,5399.0004049839999,4988.1783135935002,4517.6795229794998,4049.5303045707501,null,8108.3980282162502,5634.5298011237492,5199.3963330810002,4787.4177165117499,4315.0197898147499,null,9059.0617251487511,6519.3202586645002,6102.1920615625004,5650.4289788442502,5189.5719560362504]
["Diesel capital cost",0,0,0,0,0,null,0,0,0,0,0,null,0,0,0,0,0,null,0,0,0,0,0]
["Diesel O&M (kW)",0,0,0,0,0,null,0,0,0,0,0,null,0,0,0,0,0,null,0,0,0,0,0]
["Diesel O&M (kWh)",0,0,0,0,0,null,0,0,0,0,0,null,0,0,0,0,0,null,0,0,0,0,0]
["Fuel cost",0,0,0,0,0,null,0,0,0,0,0,null,0,0,0,0,0,null,0,0,0,0,0]
["REopt LCC",76560.2,54419.8,48996.6,44153.5,39497,null,90879.6,67716.7,62728.4,57910.5,53103.8,null,93605.5,70007.3,64694.400000000001,59719.8,54911.9,null,103442,79403,73030.100000000006,67514.8,62224.9]
[]
["TMY_medPVBatt_MedDiesel_32_D_business",100,95,90,85,80,"TMY_medPVBatt_MedDiesel_32_D_nrel",100,95,90,85,80,"TMY_medPVBatt_MedDiesel_32_D_average",100,95,90,85,80,"TMY_medPVBatt_MedDiesel_32_D_residential",100,95,90,85,80]
["PV kW",0,0,0,0,0,null,0,0,0,0,0,null,0,0,0,0,0,null,0,0,0,0,0]
["Battery kW",0,0,0,0,0,null,0,0,0,0,0,null,0,0,0,0,0,null,0,0,0,0,0]
["Battery kWh",0,0,0,0,0,null,0,0,0,0,0,null,0,0,0,0,0,null,0,0,0,0,0]
["Generator kW",6,6,6,6,6,null,7,7,7,7,7,null,8,8,8,8,8,null,12,12,12,12,12]
["PV capital cost",0,0,0,0,0,null,0,0,0,0,0,null,0,0,0,0,0,null,0,0,0,0,0]
["PV O&M",0,0,0,0,0,null,0,0,0,0,0,null,0,0,0,0,0,null,0,0,0,0,0]
["Battery capital cost",0,0,0,0,0,null,0,0,0,0,0,null,0,0,0,0,0,null,0,0,0,0,0]
["Battery O&M",0,0,0,0,0,null,0,0,0,0,0,null,0,0,0,0,0,null,0,0,0,0,0]
["Diesel capital cost",2787.6,2787.6,2787.6,2787.6,2787.6,null,3252.2,3252.2,3252.2,3252.2,3252.2,null,3716.8,3716.8,3716.8,3716.8,3716.8,null,5575.2000000000007,5575.2000000000007,5575.2000000000007,5575.2000000000007,5575.2000000000007]
["Diesel O&M (kW)",730.43695500000001,730.43695500000001,730.43695500000001,730.43695500000001,730.43695500000001,null,852.17644749999999,852.17644749999999,852.17644749999999,852.17644749999999,852.17644749999999,null,973.91593999999998,973.91593999999998,973.91593999999998,973.91593999999998,973.91593999999998,null,1460.87391,1460.87391,1460.87391,1460.87391,1460.87391]
["Diesel O&M (kWh)",2207.1177641851491,2096.7618759759021,1986.4059877666491,1876.050099557395,1765.694211348135,null,2207.935366616824,2097.5385982860039,1987.1418299551681,1876.7450616243379,1766.3482932934969,null,2207.9353666168308,2097.5385982859948,1987.141829955154,1876.745061624312,1766.3482932934669,null,2208.7529690484798,2098.315320596063,1987.8776721436379,1877.4400236912179,1767.002375238792]
["Fuel cost",36407.170115524059,34586.811609748023,32766.45310397189,30946.094598195748,29125.73609241952,null,36420.656750129558,34599.623912623443,32778.59107511703,30957.558237610749,29136.52540010427,null,36420.656750129667,34599.623912623283,32778.591075116812,30957.558237610308,29136.525400103779,null,36434.143384734743,34612.436215498121,32790.72904626136,30969.02187702469,29147.314707787911]
["REopt LCC",42132.1,40201.4,38270.699999999997,36339.9,34409.199999999997,null,42732.7,40801.300000000003,38869.800000000003,36938.400000000001,35007,null,43319,41387.599999999999,39456.1,37524.699999999997,35593.300000000003,null,45678.5,43746.3,41814.199999999997,39882.1,37949.9]
[]
["TMY_medPVBatt_LowDiesel_44_PBD_business",100,95,90,85,80,"TMY_medPVBatt_LowDiesel_44_PBD_nrel",100,95,90,85,80,"TMY_medPVBatt_LowDiesel_44_PBD_average",100,95,90,85,80,"TMY_medPVBatt_LowDiesel_44_PBD_residential",100,95,90,85,80]
["PV kW",7.375,7.375,7.375,7.375,7.375,null,4.5869999999999997,4.5869999999999997,4.5869999999999997,4.5869999999999997,4.5869999999999997,null,4.1230000000000002,4.1230000000000002,4.1230000000000002,4.1230000000000002,4.1230000000000002,null,2.3919999999999999,2.3919999999999999,2.3919999999999999,2.3919999999999999,2.3919999999999999]
["Battery kW",0,0,0,0,0,null,0,0,0,0,0,null,0,0,0,0,0,null,0,0,0,0,0]
["Battery kWh",0,0,0,0,0,null,0,0,0,0,0,null,0,0,0,0,0,null,0,0,0,0,0]
["Generator kW",6,6,6,6,6,null,7,7,7,7,7,null,8,8,8,8,8,null,12,12,12,12,12]
["PV capital cost",13275.701999999999,13275.701999999999,13275.701999999999,13275.701999999999,13275.701999999999,null,8255.9519999999993,8255.9519999999993,8255.9519999999993,8255.9519999999993,8255.9519999999993,null,7421.6340000000009,7421.6340000000009,7421.6340000000009,7421.6340000000009,7421.6340000000009,null,4306.05,4306.05,4306.05,4306.05,4306.05]
["PV O&M",1292.941779248988,1292.941779248988,1292.941779248988,1292.941779248988,1292.941779248988,null,804.06032526748811,804.06032526748811,804.06032526748811,804.06032526748811,804.06032526748811,null,722.80476534459615,722.80476534459615,722.80476534459615,722.80476534459615,722.80476534459615,null,419.37307334370013,419.37307334370013,419.37307334370013,419.37307334370013,419.37307334370013]
["Battery capital cost",0,0,0,0,0,null,0,0,0,0,0,null,0,0,0,0,0,null,0,0,0,0,0]
["Battery O&M",0,0,0,0,0,null,0,0,0,0,0,null,0,0,0,0,0,null,0,0,0,0,0]
["Diesel capital cost",2090.6999999999998,2090.6999999999998,2090.6999999999998,2090.6999999999998,2090.6999999999998,null,2439.15,2439.15,2439.15,2439.15,2439.15,null,2787.6,2787.6,2787.6,2787.6,2787.6,null,4181.3999999999996,4181.3999999999996,4181.3999999999996,4181.3999999999996,4181.3999999999996]
["Diesel O&M (kW)",730.43695500000001,730.43695500000001,730.43695500000001,730.43695500000001,730.43695500000001,null,852.17644749999999,852.17644749999999,852.17644749999999,852.17644749999999,852.17644749999999,null,973.91593999999998,973.91593999999998,973.91593999999998,973.91593999999998,973.91593999999998,null,1460.87391,1460.87391,1460.87391,1460.87391,1460.87391]
["Diesel O&M (kWh)",1115.5600459279631,1005.204158278712,894.84826950945694,784.49238140098942,674.13648641570251,null,1532.466282528487,1422.069514197651,1311.6727458668099,1201.275977535965,1090.8792092051201,null,1598.6491018966681,1488.252333565817,1377.855565234966,1267.458796904114,1157.062028573263,null,1857.7727448339549,1747.335096381526,1636.8974479291001,1526.4597994766741,1416.02215102425]
["Fuel cost",20241.70324200769,18239.308895815131,16236.914529300209,14234.520174775211,12232.125695471141,null,27806.41690472253,25803.2807834655,23800.144662208379,21797.008540951188,19793.87241969398,null,29007.296224719819,27004.16010346252,25001.023982205221,22997.887860947889,20994.75173969059,null,33709.063648598349,31705.18576243785,29701.307876277398,27697.429990116951,25693.552103956528]
["REopt LCC",38746.800000000003,36634,34521.300000000003,32408.5,30295.8,null,41689.9,39576.400000000001,37462.9,35349.300000000003,33235.800000000003,null,42511.6,40398,38284.5,36171,34057.4,null,45934,43819.7,41705.4,39591.1,37476.800000000003]
[]
["TMY_medPVBatt_LowDiesel_44_PB_business",100,95,90,85,80,"TMY_medPVBatt_LowDiesel_44_PB_nrel",100,95,90,85,80,"TMY_medPVBatt_LowDiesel_44_PB_average",100,95,90,85,80,"TMY_medPVBatt_LowDiesel_44_PB_residential",100,95,90,85,80]
["PV kW",20.606000000000002,16.114999999999998,15.095000000000001,14.08,13.146000000000001,null,21.759,16.887,15.824999999999999,14.875999999999999,13.92,null,21.734000000000002,17.021999999999998,15.984999999999999,14.957000000000001,14.009,null,22.225999999999999,17.734999999999999,16.460999999999999,15.423999999999999,14.462999999999999]
["Battery kW",4.76,4.3140000000000001,3.19,2.5739999999999998,2.0870000000000002,null,5.71,5.1589999999999998,4.4790000000000001,4.0830000000000002,3.698,null,6.78,5.93,5,4.2690000000000001,3.8919999999999999,null,10.62,9.2279999999999998,7.5780000000000003,6.53,5.6120000000000001]
["Battery kWh",47.183,27.817,24.306000000000001,20.916,17.38,null,63.968000000000004,44.348999999999997,40.973999999999997,37.109000000000002,33.264000000000003,null,66.605000000000004,46.283000000000001,42.709000000000003,39.325000000000003,35.445,null,74.412999999999997,53.551000000000002,50.125,46.414000000000001,42.628999999999998]
["Generator kW",0,0,0,0,0,null,0,0,0,0,0,null,0,0,0,0,0,null,0,0,0,0,0]
["PV capital cost",37091.519999999997,29006.46,27170.46,25344.36,23663.7,null,39166.92,30396.240000000002,28484.639999999999,26775.9,25056.18,null,39121.379999999997,30639.42,28772.1,26922.78,25216.38,null,40005.9,31923.18,29630.52,27763.74,26034.12]
["PV O&M",3612.4022566828799,2824.9853756972402,2646.17440911324,2468.32761930984,2304.6454629377999,null,3814.52877087048,2960.3382652065602,2774.1644941161599,2607.7475817845998,2440.2613097509202,null,3810.093557679721,2984.0219530354798,2802.1606817274001,2622.0524591113199,2455.8634431097198,null,3896.2383704046001,3109.04938574892,2885.7635738488798,2703.9548940015602,2535.50444518728]
["Battery capital cost",30112.337105458369,19201.79578738999,16220.977715780749,13794.574716659659,11412.8765326466,null,40110.810489362877,28961.10671293928,26481.386288345471,24009.313061248151,21557.724824153771,null,42565.643794497431,30749.40658995129,27920.880673851341,25387.490175989689,22924.70469128992,null,50481.223533858807,37851.482100882167,34411.619271612573,31396.765718063329,28465.668450818521]
["Battery O&M",5744.0101267290001,3386.4883326187501,2959.0122786542502,2546.2667032822501,2115.8323796499999,null,7787.4562041385007,5399.0004049839999,4988.1783135935002,4517.6795229794998,4049.5303045707501,null,8108.3980282162502,5634.5298011237492,5199.3963330810002,4787.4177165117499,4315.0197898147499,null,9059.0617251487511,6519.3202586645002,6102.1920615625004,5650.4289788442502,5189.5719560362504]
["Diesel capital cost",0,0,0,0,0,null,0,0,0,0,0,null,0,0,0,0,0,null,0,0,0,0,0]
["Diesel O&M (kW)",0,0,0,0,0,null,0,0,0,0,0,null,0,0,0,0,0,null,0,0,0,0,0]
["Diesel O&M (kWh)",0,0,0,0,0,null,0,0,0,0,0,null,0,0,0,0,0,null,0,0,0,0,0]
["Fuel cost",0,0,0,0,0,null,0,0,0,0,0,null,0,0,0,0,0,null,0,0,0,0,0]
["REopt LCC",76560.2,54419.8,48996.6,44153.5,39497,null,90879.6,67716.7,62728.4,57910.5,53103.8,null,93605.5,70007.3,64694.400000000001,59719.8,54911.9,null,103442,79403,73030.100000000006,67514.8,62224.9]
[]
["TMY_medPVBatt_LowDiesel_44_D_business",100,95,90,85,80,"TMY_medPVBatt_LowDiesel_44_D_nrel",100,95,90,85,80,"TMY_medPVBatt_LowDiesel_44_D_average",100,95,90,85,80,"TMY_medPVBatt_LowDiesel_44_D_residential",100,95,90,85,80]
["PV kW",0,0,0,0,0,null,0,0,0,0,0,null,0,0,0,0,0,null,0,0,0,0,0]
["Battery kW",0,0,0,0,0,null,0,0,0,0,0,null,0,0,0,0,0,null,0,0,0,0,0]
["Battery kWh",0,0,0,0,0,null,0,0,0,0,0,null,0,0,0,0,0,null,0,0,0,0,0]
["Generator kW",6,6,6,6,6,null,7,7,7,7,7,null,8,8,8,8,8,null,12,12,12,12,12]
["PV capital cost",0,0,0,0,0,null,0,0,0,0,0,null,0,0,0,0,0,null,0,0,0,0,0]
["PV O&M",0,0,0,0,0,null,0,0,0,0,0,null,0,0,0,0,0,null,0,0,0,0,0]
["Battery capital cost",0,0,0,0,0,null,0,0,0,0,0,null,0,0,0,0,0,null,0,0,0,0,0]
["Battery O&M",0,0,0,0,0,null,0,0,0,0,0,null,0,0,0,0,0,null,0,0,0,0,0]
["Diesel capital cost",2090.6999999999998,2090.6999999999998,2090.6999999999998,2090.6999999999998,2090.6999999999998,null,2439.15,2439.15,2439.15,2439.15,2439.15,null,2787.6,2787.6,2787.6,2787.6,2787.6,null,4181.3999999999996,4181.3999999999996,4181.3999999999996,4181.3999999999996,4181.3999999999996]
["Diesel O&M (kW)",730.43695500000001,730.43695500000001,730.43695500000001,730.43695500000001,730.43695500000001,null,852.17644749999999,852.17644749999999,852.17644749999999,852.17644749999999,852.17644749999999,null,973.91593999999998,973.91593999999998,973.91593999999998,973.91593999999998,973.91593999999998,null,1460.87391,1460.87391,1460.87391,1460.87391,1460.87391]
["Diesel O&M (kWh)",2207.1177641851491,2096.7618759759098,1986.4059877666459,1876.0500995573941,1765.6942113481371,null,2207.935366616824,2097.5385982860039,1987.1418299551681,1876.7450616243379,1766.3482932934969,null,2207.9353666168308,2097.5385982859948,1987.1418299551531,1876.745061624312,1766.3482932934669,null,2208.7529690484798,2098.3153205960621,1987.8776721436379,1877.4400236912179,1767.002375238792]
["Fuel cost",40047.887127076458,38045.492770722987,36043.098414369037,34040.704058015312,32038.30970166151,null,40062.722425142521,38059.586303885779,36056.450182628731,34053.314061371828,32050.1779401147,null,40062.722425142638,38059.586303885597,36056.450182628461,34053.314061371348,32050.17794011415,null,40077.5577232082,38073.679837047901,36069.8019508875,34065.924064727151,32062.046178566699]
["REopt LCC",45075.9,42963.199999999997,40850.400000000001,38737.699999999997,36624.9,null,45561.7,43448.2,41334.6,39221.1,37107.599999999999,null,46031.9,43918.3,41804.800000000003,39691.300000000003,37577.699999999997,null,47928.1,45813.8,43699.5,41585.199999999997,39470.800000000003]
[]
["TMY_medPVBatt_LowDiesel_36_PBD_business",100,95,90,85,80,"TMY_medPVBatt_LowDiesel_36_PBD_nrel",100,95,90,85,80,"TMY_medPVBatt_LowDiesel_36_PBD_average",100,95,90,85,80,"TMY_medPVBatt_LowDiesel_36_PBD_residential",100,95,90,85,80]
["PV kW",6.9820000000000002,6.9820000000000002,6.9820000000000002,6.9820000000000002,6.9820000000000002,null,4.2839999999999998,4.2839999999999998,4.2839999999999998,4.2839999999999998,4.2839999999999998,null,3.8809999999999998,3.8809999999999998,3.8809999999999998,3.8809999999999998,3.8809999999999998,null,2.2120000000000002,2.2120000000000002,2.2120000000000002,2.2120000000000002,2.2120000000000002]
["Battery kW",0,0,0,0,0,null,0,0,0,0,0,null,0,0,0,0,0,null,0,0,0,0,0]
["Battery kWh",0,0,0,0,0,null,0,0,0,0,0,null,0,0,0,0,0,null,0,0,0,0,0]
["Generator kW",6,6,6,6,6,null,7,7,7,7,7,null,8,8,8,8,8,null,12,12,12,12,12]
["PV capital cost",12567.708000000001,12567.708000000001,12567.708000000001,12567.708000000001,12567.708000000001,null,7711.0920000000006,7711.0920000000006,7711.0920000000006,7711.0920000000006,7711.0920000000006,null,6985.4759999999987,6985.4759999999987,6985.4759999999987,6985.4759999999987,6985.4759999999987,null,3981.0419999999999,3981.0419999999999,3981.0419999999999,3981.0419999999999,3981.0419999999999]
["PV O&M",1223.9891150465519,1223.9891150465519,1223.9891150465519,1223.9891150465519,1223.9891150465519,null,750.99554136064808,750.99554136064808,750.99554136064808,750.99554136064808,750.99554136064808,null,680.32664248874391,680.32664248874391,680.32664248874391,680.32664248874391,680.32664248874391,null,387.72002616094801,387.72002616094801,387.72002616094801,387.72002616094801,387.72002616094801]
["Battery capital cost",0,0,0,0,0,null,0,0,0,0,0,null,0,0,0,0,0,null,0,0,0,0,0]
["Battery O&M",0,0,0,0,0,null,0,0,0,0,0,null,0,0,0,0,0,null,0,0,0,0,0]
["Diesel capital cost",2090.6999999999998,2090.6999999999998,2090.6999999999998,2090.6999999999998,2090.6999999999998,null,2439.15,2439.15,2439.15,2439.15,2439.15,null,2787.6,2787.6,2787.6,2787.6,2787.6,null,4181.3999999999996,4181.3999999999996,4181.3999999999996,4181.3999999999996,4181.3999999999996]
["Diesel O&M (kW)",730.43695500000001,730.43695500000001,730.43695500000001,730.43695500000001,730.43695500000001,null,852.17644749999999,852.17644749999999,852.17644749999999,852.17644749999999,852.17644749999999,null,973.91593999999998,973.91593999999998,973.91593999999998,973.91593999999998,973.91593999999998,null,1460.87391,1460.87391,1460.87391,1460.87391,1460.87391]
["Diesel O&M (kWh)",1160.677447676472,1050.3215590192181,939.96567042916308,829.60978304870196,719.25389675464123,null,1567.018100126664,1456.621331795827,1346.2245634649851,1235.8277951341411,1125.4310268032959,null,1626.184203427737,1515.7874350968871,1405.3906667660381,1294.9938984351861,1184.5971301043351,null,1878.267471428361,1767.829822975938,1657.3921745235079,1546.95452607108,1436.516877618654]
["Fuel cost",17231.197979220429,15592.875317370959,13954.552656519139,12316.23001362471,10677.907386858769,null,23263.654492777601,21624.724939021831,19985.795385265988,18346.865831510109,16707.936277754219,null,24142.023277904511,22503.093724148559,20864.164170392611,19225.23461663663,17586.305062880649,null,27884.403822011041,26244.867369697979,24605.330917384828,22965.794465071722,21326.258012758612]
["REopt LCC",35004.400000000001,33255.800000000003,31507.1,29758.400000000001,28009.7,null,36583.800000000003,34834.5,33085.1,31335.8,29586.5,null,37195.199999999997,35445.9,33696.5,31947.200000000001,30197.9,null,39773.199999999997,38023.199999999997,36273.300000000003,34523.300000000003,32773.300000000003]
[]
["TMY_medPVBatt_LowDiesel_36_PB_business",100,95,90,85,80,"TMY_medPVBatt_LowDiesel_36_PB_nrel",100,95,90,85,80,"TMY_medPVBatt_LowDiesel_36_PB_average",100,95,90,85,80,"TMY_medPVBatt_LowDiesel_36_PB_residential",100,95,90,85,80]
["PV kW",20.606000000000002,16.114999999999998,15.095000000000001,14.08,13.146000000000001,null,21.759,16.887,15.824999999999999,14.875999999999999,13.92,null,21.734000000000002,17.021999999999998,15.984999999999999,14.957000000000001,14.009,null,22.225999999999999,17.734999999999999,16.460999999999999,15.423999999999999,14.462999999999999]
["Battery kW",4.76,4.3140000000000001,3.19,2.5739999999999998,2.0870000000000002,null,5.71,5.1589999999999998,4.4790000000000001,4.0830000000000002,3.698,null,6.78,5.93,5,4.2690000000000001,3.8919999999999999,null,10.62,9.2279999999999998,7.5780000000000003,6.53,5.6120000000000001]
["Battery kWh",47.183,27.817,24.306000000000001,20.916,17.38,null,63.968000000000004,44.348999999999997,40.973999999999997,37.109000000000002,33.264000000000003,null,66.605000000000004,46.283000000000001,42.709000000000003,39.325000000000003,35.445,null,74.412999999999997,53.551000000000002,50.125,46.414000000000001,42.628999999999998]
["Generator kW",0,0,0,0,0,null,0,0,0,0,0,null,0,0,0,0,0,null,0,0,0,0,0]
["PV capital cost",37091.519999999997,29006.46,27170.46,25344.36,23663.7,null,39166.92,30396.240000000002,28484.639999999999,26775.9,25056.18,null,39121.379999999997,30639.42,28772.1,26922.78,25216.38,null,40005.9,31923.18,29630.52,27763.74,26034.12]
["PV O&M",3612.4022566828799,2824.9853756972402,2646.17440911324,2468.32761930984,2304.6454629377999,null,3814.52877087048,2960.3382652065602,2774.1644941161599,2607.7475817845998,2440.2613097509202,null,3810.093557679721,2984.0219530354798,2802.1606817274001,2622.0524591113199,2455.8634431097198,null,3896.2383704046001,3109.04938574892,2885.7635738488798,2703.9548940015602,2535.50444518728]
["Battery capital cost",30112.337105458369,19201.79578738999,16220.977715780749,13794.574716659659,11412.8765326466,null,40110.810489362877,28961.10671293928,26481.386288345471,24009.313061248151,21557.724824153771,null,42565.643794497431,30749.40658995129,27920.880673851341,25387.490175989689,22924.70469128992,null,50481.223533858807,37851.482100882167,34411.619271612573,31396.765718063329,28465.668450818521]
["Battery O&M",5744.0101267290001,3386.4883326187501,2959.0122786542502,2546.2667032822501,2115.8323796499999,null,7787.4562041385007,5399.0004049839999,4988.1783135935002,4517.6795229794998,4049.5303045707501,null,8108.3980282162502,5634.5298011237492,5199.3963330810002,4787.4177165117499,4315.0197898147499,null,9059.0617251487511,6519.3202586645002,6102.1920615625004,5650.4289788442502,5189.5719560362504]
["Diesel capital cost",0,0,0,0,0,null,0,0,0,0,0,null,0,0,0,0,0,null,0,0,0,0,0]
["Diesel O&M (kW)",0,0,0,0,0,null,0,0,0,0,0,null,0,0,0,0,0,null,0,0,0,0,0]
["Diesel O&M (kWh)",0,0,0,0,0,null,0,0,0,0,0,null,0,0,0,0,0,null,0,0,0,0,0]
["Fuel cost",0,0,0,0,0,null,0,0,0,0,0,null,0,0,0,0,0,null,0,0,0,0,0]
["REopt LCC",76560.2,54419.8,48996.6,44153.5,39497,null,90879.6,67716.7,62728.4,57910.5,53103.8,null,93605.5,70007.3,64694.400000000001,59719.8,54911.9,null,103442,79403,73030.100000000006,67514.8,62224.9]
[]
["TMY_medPVBatt_LowDiesel_36_D_business",100,95,90,85,80,"TMY_medPVBatt_LowDiesel_36_D_nrel",100,95,90,85,80,"TMY_medPVBatt_LowDiesel_36_D_average",100,95,90,85,80,"TMY_medPVBatt_LowDiesel_36_D_residential",100,95,90,85,80]
["PV kW",0,0,0,0,0,null,0,0,0,0,0,null,0,0,0,0,0,null,0,0,0,0,0]
["Battery kW",0,0,0,0,0,null,0,0,0,0,0,null,0,0,0,0,0,null,0,0,0,0,0]
["Battery kWh",0,0,0,0,0,null,0,0,0,0,0,null,0,0,0,0,0,null,0,0,0,0,0]
["Generator kW",6,6,6,6,6,null,7,7,7,7,7,null,8,8,8,8,8,null,12,12,12,12,12]
["PV capital cost",0,0,0,0,0,null,0,0,0,0,0,null,0,0,0,0,0,null,0,0,0,0,0]
["PV O&M",0,0,0,0,0,null,0,0,0,0,0,null,0,0,0,0,0,null,0,0,0,0,0]
["Battery capital cost",0,0,0,0,0,null,0,0,0,0,0,null,0,0,0,0,0,null,0,0,0,0,0]
["Battery O&M",0,0,0,0,0,null,0,0,0,0,0,null,0,0,0,0,0,null,0,0,0,0,0]
["Diesel capital cost",2090.6999999999998,2090.6999999999998,2090.6999999999998,2090.6999999999998,2090.6999999999998,null,2439.15,2439.15,2439.15,2439.15,2439.15,null,2787.6,2787.6,2787.6,2787.6,2787.6,null,4181.3999999999996,4181.3999999999996,4181.3999999999996,4181.3999999999996,4181.3999999999996]
["Diesel O&M (kW)",730.43695500000001,730.43695500000001,730.43695500000001,730.43695500000001,730.43695500000001,null,852.17644749999999,852.17644749999999,852.17644749999999,852.17644749999999,852.17644749999999,null,973.91593999999998,973.91593999999998,973.91593999999998,973.91593999999998,973.91593999999998,null,1460.87391,1460.87391,1460.87391,1460.87391,1460.87391]
["Diesel O&M (kWh)",2207.1177641851491,2096.7618759759021,1986.4059877666491,1876.050099557395,1765.694211348135,null,2207.935366616824,2097.5385982860039,1987.141829955169,1876.7450616243359,1766.3482932934969,null,2207.9353666168308,2097.5385982859948,1987.1418299551531,1876.7450616243129,1766.3482932934669,null,2208.7529690484798,2098.3153205960621,1987.8776721436379,1877.4400236912179,1767.002375238792]
["Fuel cost",32766.453103971649,31128.130448773209,29489.807793574699,27851.485138376182,26213.16248317757,null,32778.591075116601,31139.661521361089,29500.731967605341,27861.802413849629,26222.872860093848,null,32778.591075116703,31139.66152136094,29500.731967605101,27861.802413849291,26222.872860093401,null,32790.729046261258,31151.192593948279,29511.65614163522,27872.119689322211,26232.583237009119]
["REopt LCC",37794.5,36045.800000000003,34297.1,32548.400000000001,30799.8,null,38277.599999999999,36528.199999999997,34778.9,33029.599999999999,31280.3,null,38747.699999999997,36998.400000000001,35249.1,33499.699999999997,31750.400000000001,null,40641.300000000003,38891.300000000003,37141.300000000003,35391.4,33641.4]
[]
["TMY_medPVBatt_LowDiesel_32_PBD_business",100,95,90,85,80,"TMY_medPVBatt_LowDiesel_32_PBD_nrel",100,95,90,85,80,"TMY_medPVBatt_LowDiesel_32_PBD_average",100,95,90,85,80,"TMY_medPVBatt_LowDiesel_32_PBD_residential",100,95,90,85,80]
["PV kW",6.694,6.694,6.694,6.694,6.694,null,4.04,4.04,4.04,4.04,4.04,null,3.702,3.702,3.702,3.702,3.702,null,2.0790000000000002,2.0790000000000002,2.0790000000000002,2.0790000000000002,2.0790000000000002]
["Battery kW",0,0,0,0,0,null,0,0,0,0,0,null,0,0,0,0,0,null,0,0,0,0,0]
["Battery kWh",0,0,0,0,0,null,0,0,0,0,0,null,0,0,0,0,0,null,0,0,0,0,0]
["Generator kW",6,6,6,6,6,null,7,7,7,7,7,null,8,8,8,8,8,null,12,12,12,12,12]
["PV capital cost",12048.984,12048.984,12048.984,12048.984,12048.984,null,7272.72,7272.72,7272.72,7272.72,7272.72,null,6663.3120000000008,6663.3120000000008,6663.3120000000008,6663.3120000000008,6663.3120000000008,null,3742.47,3742.47,3742.47,3742.47,3742.47]
["PV O&M",1173.469757840496,1173.469757840496,1173.469757840496,1173.469757840496,1173.469757840496,null,708.30179351567995,708.30179351567995,708.30179351567995,708.30179351567995,708.30179351567995,null,648.95057699932806,648.95057699932806,648.95057699932806,648.95057699932806,648.95057699932806,null,364.48511879718001,364.48511879718001,364.48511879718001,364.48511879718001,364.48511879718001]
["Battery capital cost",0,0,0,0,0,null,0,0,0,0,0,null,0,0,0,0,0,null,0,0,0,0,0]
["Battery O&M",0,0,0,0,0,null,0,0,0,0,0,null,0,0,0,0,0,null,0,0,0,0,0]
["Diesel capital cost",2090.6999999999998,2090.6999999999998,2090.6999999999998,2090.6999999999998,2090.6999999999998,null,2439.15,2439.15,2439.15,2439.15,2439.15,null,2787.6,2787.6,2787.6,2787.6,2787.6,null,4181.3999999999996,4181.3999999999996,4181.3999999999996,4181.3999999999996,4181.3999999999996]
["Diesel O&M (kW)",730.43695500000001,730.43695500000001,730.43695500000001,730.43695500000001,730.43695500000001,null,852.17644749999999,852.17644749999999,852.17644749999999,852.17644749999999,852.17644749999999,null,973.91593999999998,973.91593999999998,973.91593999999998,973.91593999999998,973.91593999999998,null,1460.87391,1460.87391,1460.87391,1460.87391,1460.87391]
["Diesel O&M (kWh)",1198.830100443927,1088.4742122346699,978.11832402541552,867.76243548015668,757.40654472848166,null,1599.178458486989,1488.7816901561521,1378.384921825311,1267.9881534944691,1157.591385163623,null,1649.8589269348811,1539.4621586040321,1429.0653902731819,1318.668621942332,1208.271853611481,null,1895.70297887272,1785.265330420295,1674.8276819678649,1564.3900335154369,1453.952385063008]
["Fuel cost",15820.09337778553,14363.80657316458,12907.519768543651,11451.23295948872,9994.9461213173126,null,21103.20097204683,19646.37470204171,18189.548432036539,16732.722162031328,15275.89589202609,null,21771.994442429899,20315.168172424619,18858.341902419299,17401.515632414012,15944.689362408701,null,25016.22050631465,23558.854770925249,22101.489035535778,20644.123300146341,19186.757564756881]
["REopt LCC",33062.199999999997,31495.599999999999,29929,28362.3,26795.7,null,33974.400000000001,32407.200000000001,30840,29272.799999999999,27705.599999999999,null,34495.300000000003,32928.1,31360.9,29793.599999999999,28226.400000000001,null,36660.699999999997,35092.9,33525.1,31957.3,30389.5]
[]
["TMY_medPVBatt_LowDiesel_32_PB_business",100,95,90,85,80,"TMY_medPVBatt_LowDiesel_32_PB_nrel",100,95,90,85,80,"TMY_medPVBatt_LowDiesel_32_PB_average",100,95,90,85,80,"TMY_medPVBatt_LowDiesel_32_PB_residential",100,95,90,85,80]
["PV kW",20.606000000000002,16.114999999999998,15.095000000000001,14.08,13.146000000000001,null,21.759,16.887,15.824999999999999,14.875999999999999,13.92,null,21.734000000000002,17.021999999999998,15.984999999999999,14.957000000000001,14.009,null,22.225999999999999,17.734999999999999,16.460999999999999,15.423999999999999,14.462999999999999]
["Battery kW",4.76,4.3140000000000001,3.19,2.5739999999999998,2.0870000000000002,null,5.71,5.1589999999999998,4.4790000000000001,4.0830000000000002,3.698,null,6.78,5.93,5,4.2690000000000001,3.8919999999999999,null,10.62,9.2279999999999998,7.5780000000000003,6.53,5.6120000000000001]
["Battery kWh",47.183,27.817,24.306000000000001,20.916,17.38,null,63.968000000000004,44.348999999999997,40.973999999999997,37.109000000000002,33.264000000000003,null,66.605000000000004,46.283000000000001,42.709000000000003,39.325000000000003,35.445,null,74.412999999999997,53.551000000000002,50.125,46.414000000000001,42.628999999999998]
["Generator kW",0,0,0,0,0,null,0,0,0,0,0,null,0,0,0,0,0,null,0,0,0,0,0]
["PV capital cost",37091.519999999997,29006.46,27170.46,25344.36,23663.7,null,39166.92,30396.240000000002,28484.639999999999,26775.9,25056.18,null,39121.379999999997,30639.42,28772.1,26922.78,25216.38,null,40005.9,31923.18,29630.52,27763.74,26034.12]
["PV O&M",3612.4022566828799,2824.9853756972402,2646.17440911324,2468.32761930984,2304.6454629377999,null,3814.52877087048,2960.3382652065602,2774.1644941161599,2607.7475817845998,2440.2613097509202,null,3810.093557679721,2984.0219530354798,2802.1606817274001,2622.0524591113199,2455.8634431097198,null,3896.2383704046001,3109.04938574892,2885.7635738488798,2703.9548940015602,2535.50444518728]
["Battery capital cost",30112.337105458369,19201.79578738999,16220.977715780749,13794.574716659659,11412.8765326466,null,40110.810489362877,28961.10671293928,26481.386288345471,24009.313061248151,21557.724824153771,null,42565.643794497431,30749.40658995129,27920.880673851341,25387.490175989689,22924.70469128992,null,50481.223533858807,37851.482100882167,34411.619271612573,31396.765718063329,28465.668450818521]
["Battery O&M",5744.0101267290001,3386.4883326187501,2959.0122786542502,2546.2667032822501,2115.8323796499999,null,7787.4562041385007,5399.0004049839999,4988.1783135935002,4517.6795229794998,4049.5303045707501,null,8108.3980282162502,5634.5298011237492,5199.3963330810002,4787.4177165117499,4315.0197898147499,null,9059.0617251487511,6519.3202586645002,6102.1920615625004,5650.4289788442502,5189.5719560362504]
["Diesel capital cost",0,0,0,0,0,null,0,0,0,0,0,null,0,0,0,0,0,null,0,0,0,0,0]
["Diesel O&M (kW)",0,0,0,0,0,null,0,0,0,0,0,null,0,0,0,0,0,null,0,0,0,0,0]
["Diesel O&M (kWh)",0,0,0,0,0,null,0,0,0,0,0,null,0,0,0,0,0,null,0,0,0,0,0]
["Fuel cost",0,0,0,0,0,null,0,0,0,0,0,null,0,0,0,0,0,null,0,0,0,0,0]
["REopt LCC",76560.2,54419.8,48996.6,44153.5,39497,null,90879.6,67716.7,62728.4,57910.5,53103.8,null,93605.5,70007.3,64694.400000000001,59719.8,54911.9,null,103442,79403,73030.100000000006,67514.8,62224.9]
[]
["TMY_medPVBatt_LowDiesel_32_D_business",100,95,90,85,80,"TMY_medPVBatt_LowDiesel_32_D_nrel",100,95,90,85,80,"TMY_medPVBatt_LowDiesel_32_D_average",100,95,90,85,80,"TMY_medPVBatt_LowDiesel_32_D_residential",100,95,90,85,80]
["PV kW",0,0,0,0,0,null,0,0,0,0,0,null,0,0,0,0,0,null,0,0,0,0,0]
["Battery kW",0,0,0,0,0,null,0,0,0,0,0,null,0,0,0,0,0,null,0,0,0,0,0]
["Battery kWh",0,0,0,0,0,null,0,0,0,0,0,null,0,0,0,0,0,null,0,0,0,0,0]
["Generator kW",6,6,6,6,6,null,7,7,7,7,7,null,8,8,8,8,8,null,12,12,12,12,12]
["PV capital cost",0,0,0,0,0,null,0,0,0,0,0,null,0,0,0,0,0,null,0,0,0,0,0]
["PV O&M",0,0,0,0,0,null,0,0,0,0,0,null,0,0,0,0,0,null,0,0,0,0,0]
["Battery capital cost",0,0,0,0,0,null,0,0,0,0,0,null,0,0,0,0,0,null,0,0,0,0,0]
["Battery O&M",0,0,0,0,0,null,0,0,0,0,0,null,0,0,0,0,0,null,0,0,0,0,0]
["Diesel capital cost",2090.6999999999998,2090.6999999999998,2090.6999999999998,2090.6999999999998,2090.6999999999998,null,2439.15,2439.15,2439.15,2439.15,2439.15,null,2787.6,2787.6,2787.6,2787.6,2787.6,null,4181.3999999999996,4181.3999999999996,4181.3999999999996,4181.3999999999996,4181.3999999999996]
["Diesel O&M (kW)",730.43695500000001,730.43695500000001,730.43695500000001,730.43695500000001,730.43695500000001,null,852.17644749999999,852.17644749999999,852.17644749999999,852.17644749999999,852.17644749999999,null,973.91593999999998,973.91593999999998,973.91593999999998,973.91593999999998,973.91593999999998,null,1460.87391,1460.87391,1460.87391,1460.87391,1460.87391]
["Diesel O&M (kWh)",2207.1177641851491,2096.7618759759021,1986.4059877666491,1876.050099557395,1765.694211348135,null,2207.935366616824,2097.538598285998,1987.141829955169,1876.745061624335,1766.3482932934969,null,2207.9353666168308,2097.5385982859948,1987.1418299551531,1876.7450616243109,1766.348293293466,null,2208.7529690484798,2098.3153205960621,1987.8776721436379,1877.4400236912179,1767.002375238792]
["Fuel cost",29125.736092419251,27669.449287798419,26213.162483177512,24756.8756785566,23300.58887393562,null,29136.525400103641,27679.699130098648,26222.87286009363,24766.04659008855,23309.220320083419,null,29136.525400103739,27679.69913009863,26222.87286009343,24766.04659008823,23309.220320083012,null,29147.314707787791,27689.94897239847,26232.58323700909,24775.21750161974,23317.851766230331]
["REopt LCC",34153.699999999997,32587.1,31020.5,29453.8,27887.200000000001,null,34635.5,33068.300000000003,31501.1,29933.8,28366.6,null,35105.699999999997,33538.400000000001,31971.200000000001,30404,28836.799999999999,null,36997.9,35430.1,33862.300000000003,32294.5,30726.7]
[]
["TMY_lowPVBatt_HighDiesel_44_PBD_business",100,95,90,85,80,"TMY_lowPVBatt_HighDiesel_44_PBD_nrel",100,95,90,85,80,"TMY_lowPVBatt_HighDiesel_44_PBD_average",100,95,90,85,80,"TMY_lowPVBatt_HighDiesel_44_PBD_residential",100,95,90,85,80]
["PV kW",9.5050000000000008,9.5060000000000002,9.51,9.5090000000000003,9.5229999999999997,null,6.125,6.125,6.125,6.125,6.125,null,5.532,5.5259999999999998,5.4859999999999998,5.5259999999999998,5.524,null,4.1950000000000003,4.1950000000000003,4.1950000000000003,4.2069999999999999,4.1950000000000003]
["Battery kW",0.58899999999999997,0.58899999999999997,0.59,0.58599999999999997,0.59399999999999997,null,0.49299999999999999,0.49299999999999999,0.49299999999999999,0.49299999999999999,0.49299999999999999,null,0.41799999999999998,0.41599999999999998,0.42199999999999999,0.41899999999999998,0.41899999999999998,null,0.61899999999999999,0.61899999999999999,0.61899999999999999,0.63100000000000001,0.61899999999999999]
["Battery kWh",3.61,3.6120000000000001,3.6219999999999999,3.6,3.6589999999999998,null,2.831,2.831,2.831,2.831,2.831,null,2.589,2.5739999999999998,2.4609999999999999,2.5819999999999999,2.569,null,3.6709999999999998,3.6709999999999998,3.6709999999999998,3.7229999999999999,3.6709999999999998]
["Generator kW",6,6,6,6,6,null,7,7,7,7,7,null,8,8,8,8,8,null,12,12,12,12,12]
["PV capital cost",13307.546,13308.68,13313.762000000001,13312.165999999999,13331.682000000001,null,8574.8459999999995,8574.8459999999995,8574.8459999999995,8574.8459999999995,8574.8459999999995,null,7744.3099999999986,7737.03,7680.7079999999996,7736.9320000000007,7733.1379999999999,null,5872.6639999999998,5872.6639999999998,5872.6639999999998,5889.24,5872.6639999999998]
["PV O&M",1296.043117168324,1296.1535592359201,1296.648503316628,1296.493066332604,1298.393760681108,null,835.11792024452393,835.11792024452393,835.11792024452393,835.11792024452393,835.11792024452393,null,754.23069533014007,753.52168452581998,748.03639516855185,753.51214014960806,753.14263644197194,null,571.94810798641595,571.94810798641595,571.94810798641595,573.56247104855993,571.94810798641595]
["Battery capital cost",1842.4587496666149,1843.55878498484,1848.4430341264981,1836.954262561052,1865.726555528767,null,1464.8931646153551,1464.8931646153551,1464.8931646153551,1464.8931646153551,1464.8931646153551,null,1318.515211421678,1311.5785868319131,1269.236271502718,1316.7767995310271,1311.396901324375,null,1886.6727063725671,1886.6727063725671,1886.6727063725671,1915.4783679237819,1886.6727063725671]
["Battery O&M",351.54956728209999,351.77843752799998,352.79423185342011,350.60389490436,356.38992950390002,null,275.73800268062001,275.73800268062001,275.73800268062001,275.73800268062001,275.73800268062001,null,252.12638463126001,250.7005716951,239.63786053263999,251.4991827659,250.17076142374,null,357.55765471595998,357.55765471595998,357.55765471595998,362.62980893147989,357.55765471595998]
["Diesel capital cost",3484.5,3484.5,3484.5,3484.5,3484.5,null,4065.25,4065.25,4065.25,4065.25,4065.25,null,4646,4646,4646,4646,4646,null,6969,6969,6969,6969,6969]
["Diesel O&M (kW)",730.43695500000001,730.43695500000001,730.43695500000001,730.43695500000001,730.43695500000001,null,852.17644749999999,852.17644749999999,852.17644749999999,852.17644749999999,852.17644749999999,null,973.91593999999998,973.91593999999998,973.91593999999998,973.91593999999998,973.91593999999998,null,1460.87391,1460.87391,1460.87391,1460.87391,1460.87391]
["Diesel O&M (kWh)",886.84192339556762,776.38371203813665,665.6260271766082,555.81777203531794,443.54444366941073,null,1359.7361689917161,1249.339401496632,1138.9426547693081,1028.545899577445,918.14913608500933,null,1442.3577210341421,1332.5422228949369,1226.37403432208,1111.569511898065,1001.570215267912,null,1642.130792655345,1531.6932105049771,1421.2554415143229,1309.162604944544,1200.380053619393]
["Fuel cost",24137.46050892126,21131.084012512842,18116.556649881339,15127.870219859909,12072.091102809231,null,37008.374565700498,34003.670406561869,30998.966812666029,27994.262988388109,24989.558938190869,null,39257.111794962388,36268.228229948218,33378.614656912367,30253.94322094191,27260.057153565351,null,44694.399433034363,41688.584408358038,38682.764298389833,35631.89768433015,32671.128163402409]
["REopt LCC",46036.1,42921.9,39808.1,36694.1,33582.1,null,54435.6,51320.5,48205.4,45090.3,41975.199999999997,null,56388,53272.9,50161.9,47043.6,43928.800000000003,null,63454.6,60338.3,57222.1,54111.199999999997,50989.599999999999]
[]
["TMY_lowPVBatt_HighDiesel_44_PB_business",100,95,90,85,80,"TMY_lowPVBatt_HighDiesel_44_PB_nrel",100,95,90,85,80,"TMY_lowPVBatt_HighDiesel_44_PB_average",100,95,90,85,80,"TMY_lowPVBatt_HighDiesel_44_PB_residential",100,95,90,85,80]
["PV kW",20.606000000000002,16.077999999999999,15.051,14.061,13.111000000000001,null,21.759,16.835000000000001,15.788,14.835000000000001,13.882,null,21.734000000000002,17.015999999999998,15.916,14.925000000000001,13.972,null,22.225999999999999,17.640999999999998,16.404,15.412000000000001,14.446999999999999]
["Battery kW",4.76,4.3470000000000004,3.218,2.5870000000000002,2.121,null,5.71,5.202,4.5309999999999997,4.1399999999999997,3.7509999999999999,null,6.78,5.93,5.0380000000000003,4.3259999999999996,3.9420000000000002,null,10.62,9.36,7.6369999999999996,6.5449999999999999,5.6310000000000002]
["Battery kWh",47.183,27.882999999999999,24.401,20.956,17.440000000000001,null,63.968000000000004,44.445999999999998,41.015999999999998,37.152999999999999,33.305,null,66.605000000000004,46.3,42.863999999999997,39.344999999999999,35.488,null,74.412999999999997,53.658000000000001,50.216000000000001,46.432000000000002,42.652000000000001]
["Generator kW",0,0,0,0,0,null,0,0,0,0,0,null,0,0,0,0,0,null,0,0,0,0,0]
["PV capital cost",28848.959999999999,22509.759999999998,21071.4,19685.54,18356.099999999999,null,30463.16,23568.44,22102.639999999999,20768.580000000002,19434.939999999999,null,30427.74,23822.82,22282.400000000001,20894.439999999999,19560.52,null,31115.7,24697.26,22966.16,21576.52,20226.5]
["PV O&M",2809.6461996422399,2192.2614069574402,2052.1772338116002,1917.20611935076,1787.7298386233999,null,2966.85571067704,2295.3679396933599,2152.61134120816,2022.6851113165201,1892.79978589436,null,2963.4061004175601,2320.1424133750802,2170.1184541456,2034.9428173373601,1905.0302222688799,null,3030.4076214257998,2405.3055188324402,2236.7109304590399,2101.3716757728798,1969.8910760409999]
["Battery capital cost",22202.992959638919,14103.177130591421,11966.65164058472,10164.276323485239,8438.0412314086225,null,29625.719373575259,21374.572725101611,19552.537781584571,17734.518244141149,15923.055611981799,null,31381.180827998291,22593.964817634191,20627.787096954358,18743.347876397831,16931.751648968318,null,37010.445917572542,27777.228733528329,25276.741999200989,23041.602068978049,20921.191352699061]
["Battery O&M",4595.2081013831994,2715.5892938207999,2376.4815026721999,2040.938243864,1698.4801818818,null,6229.9649633108002,4328.6180911270003,3994.6233586633998,3618.4093702007999,3243.6270381700001,null,6486.7184225730007,4509.2600196781996,4174.6322418536001,3831.8625267706002,3456.2523661907999,null,7247.2493801190003,5225.8576291707996,4890.6357626228,4522.1157100862001,4153.9657456067998]
["Diesel capital cost",0,0,0,0,0,null,0,0,0,0,0,null,0,0,0,0,0,null,0,0,0,0,0]
["Diesel O&M (kW)",0,0,0,0,0,null,0,0,0,0,0,null,0,0,0,0,0,null,0,0,0,0,0]
["Diesel O&M (kWh)",0,0,0,0,0,null,0,0,0,0,0,null,0,0,0,0,0,null,0,0,0,0,0]
["Fuel cost",0,0,0,0,0,null,0,0,0,0,0,null,0,0,0,0,0,null,0,0,0,0,0]
["REopt LCC",58455.9,41520.1,37466.1,33807.4,30279.8,null,69284.7,51566.2,47801.599999999999,44143.6,40493.699999999997,null,71258.100000000006,53245.3,49254.3,45503.9,41852.9,null,78402.8,60104.9,55369.5,51240.9,47270.9]
[]
["TMY_lowPVBatt_HighDiesel_44_D_business",100,95,90,85,80,"TMY_lowPVBatt_HighDiesel_44_D_nrel",100,95,90,85,80,"TMY_lowPVBatt_HighDiesel_44_D_average",100,95,90,85,80,"TMY_lowPVBatt_HighDiesel_44_D_residential",100,95,90,85,80]
["PV kW",0,0,0,0,0,null,0,0,0,0,0,null,0,0,0,0,0,null,0,0,0,0,0]
["Battery kW",0,0,0,0,0,null,0,0,0,0,0,null,0,0,0,0,0,null,0,0,0,0,0]
["Battery kWh",0,0,0,0,0,null,0,0,0,0,0,null,0,0,0,0,0,null,0,0,0,0,0]
["Generator kW",6,6,6,6,6,null,7,7,7,7,7,null,8,8,8,8,8,null,12,12,12,12,12]
["PV capital cost",0,0,0,0,0,null,0,0,0,0,0,null,0,0,0,0,0,null,0,0,0,0,0]
["PV O&M",0,0,0,0,0,null,0,0,0,0,0,null,0,0,0,0,0,null,0,0,0,0,0]
["Battery capital cost",0,0,0,0,0,null,0,0,0,0,0,null,0,0,0,0,0,null,0,0,0,0,0]
["Battery O&M",0,0,0,0,0,null,0,0,0,0,0,null,0,0,0,0,0,null,0,0,0,0,0]
["Diesel capital cost",3484.5,3484.5,3484.5,3484.5,3484.5,null,4065.25,4065.25,4065.25,4065.25,4065.25,null,4646,4646,4646,4646,4646,null,6969,6969,6969,6969,6969]
["Diesel O&M (kW)",730.43695500000001,730.43695500000001,730.43695500000001,730.43695500000001,730.43695500000001,null,852.17644749999999,852.17644749999999,852.17644749999999,852.17644749999999,852.17644749999999,null,973.91593999999998,973.91593999999998,973.91593999999998,973.91593999999998,973.91593999999998,null,1460.87391,1460.87391,1460.87391,1460.87391,1460.87391]
["Diesel O&M (kWh)",2207.1177641851491,2096.7618759759098,1986.405987766653,1876.050099557395,1765.6942113481441,null,2207.935366616824,2097.538598285998,1987.141829955169,1876.7450616243359,1766.3482932934969,null,2207.9353666168308,2097.5385982859948,1987.1418299551531,1876.745061624312,1766.3482932934669,null,2208.7529690484798,2098.315320596063,1987.8776721436379,1877.440023691217,1767.002375238792]
["Fuel cost",60071.830690614712,57068.23915608447,54064.647621553748,51061.056087022997,48057.464552492427,null,60094.083637713753,57089.379455828457,54084.675273943139,51079.971092057647,48075.266910172053,null,60094.083637713957,57089.379455828413,54084.675273942703,51079.971092056992,48075.266910171224,null,60116.336584812299,57110.519755571862,54104.702926331243,51098.886097090712,48093.069267850064]
["REopt LCC",66493.600000000006,63379.7,60265.8,57151.8,54037.9,null,67219.199999999997,64104.1,60989,57873.9,54758.8,null,67921.600000000006,64806.5,61691.4,58576.3,55461.2,null,70754.5,67638.2,64522,61405.7,58289.5]
[]
["TMY_lowPVBatt_HighDiesel_36_PBD_business",100,95,90,85,80,"TMY_lowPVBatt_HighDiesel_36_PBD_nrel",100,95,90,85,80,"TMY_lowPVBatt_HighDiesel_36_PBD_average",100,95,90,85,80,"TMY_lowPVBatt_HighDiesel_36_PBD_residential",100,95,90,85,80]
["PV kW",8.2710000000000008,8.2780000000000005,8.2829999999999995,8.2780000000000005,8.2780000000000005,null,5.2640000000000002,5.2640000000000002,5.2640000000000002,5.2640000000000002,5.2640000000000002,null,4.7130000000000001,4.7130000000000001,4.7130000000000001,4.7130000000000001,4.7130000000000001,null,3.222,3.2989999999999999,3.2989999999999999,3.2989999999999999,3.2989999999999999]
["Battery kW",0,3.4000000000000002E-2,3.3000000000000002E-2,3.4000000000000002E-2,3.4000000000000002E-2,null,0,0,0,0,0,null,0,0,0,0,0,null,0,5.0999999999999997E-2,5.0999999999999997E-2,5.0999999999999997E-2,5.0999999999999997E-2]
["Battery kWh",0,9.8000000000000004E-2,9.5000000000000001E-2,9.8000000000000004E-2,9.8000000000000004E-2,null,0,0,0,0,0,null,0,0,0,0,0,null,0,0.28999999999999998,0.28999999999999998,0.28999999999999998,0.28999999999999998]
["Generator kW",6,6,6,6,6,null,7,7,7,7,7,null,8,8,8,8,8,null,12,12,12,12,12]
["PV capital cost",11579.162,11588.906000000001,11595.835999999999,11588.906000000001,11588.906000000001,null,7370.3,7370.3,7370.3,7370.3,7370.3,null,6598.424,6598.424,6598.424,6598.424,6598.424,null,4510.1139999999996,4618.88,4618.88,4618.88,4618.88]
["PV O&M",1127.7130443642279,1128.662028056164,1129.3369518025841,1128.662028056164,1128.662028056164,null,717.80526525820005,717.80526525820005,717.80526525820005,717.80526525820005,717.80526525820005,null,642.63103124785596,642.63103124785596,642.63103124785596,642.63103124785596,642.63103124785596,null,439.24719158171598,449.84008569472002,449.84008569472002,449.84008569472002,449.84008569472002]
["Battery capital cost",0,62.059939831623822,59.623861875932192,62.059939831623822,62.059939831623822,null,0,0,0,0,0,null,0,0,0,0,0,null,0,150.12987110546041,150.12987110546041,150.12987110546041,150.12987110546041]
["Battery O&M",0,9.5922831370885984,9.2157574955252013,9.5922831370885984,9.5922831370885984,null,0,0,0,0,0,null,0,0,0,0,0,null,0,28.224668290764001,28.224668290764001,28.224668290764001,28.224668290764001]
["Diesel capital cost",3484.5,3484.5,3484.5,3484.5,3484.5,null,4065.25,4065.25,4065.25,4065.25,4065.25,null,4646,4646,4646,4646,4646,null,6969,6969,6969,6969,6969]
["Diesel O&M (kW)",730.43695500000001,730.43695500000001,730.43695500000001,730.43695500000001,730.43695500000001,null,852.17644749999999,852.17644749999999,852.17644749999999,852.17644749999999,852.17644749999999,null,973.91593999999998,973.91593999999998,973.91593999999998,973.91593999999998,973.91593999999998,null,1460.87391,1460.87391,1460.87391,1460.87391,1460.87391]
["Diesel O&M (kWh)",1042.492435896273,928.52767862704775,817.97276837320851,707.81587699724662,597.45998553997117,null,1475.871118774453,1365.4743504436151,1255.077582112772,1144.680813781926,1034.284045451077,null,1549.810849809337,1439.4140814784871,1329.0173131476381,1218.6205448167891,1108.2237764859381,null,1789.841526712868,1666.5274655746341,1556.0897818969761,1445.6520594750491,1335.2143484771591]
["Fuel cost",23214.968453202291,20677.11958861335,18215.203640337961,15762.15106159461,13304.667006467551,null,32865.755456426523,30407.361125792839,27948.966795159049,25490.572464525201,23032.178133891292,null,34512.298361015877,32053.904030381949,29595.50969974801,27137.11536911409,24678.721038480129,null,39857.473443581839,37111.427582156328,34652.122119265987,32192.815793590511,29733.50972231368]
["REopt LCC",41178.6,38609.199999999997,36041.5,33473.5,30905.7,null,47346.6,44777.8,42209,39640.300000000003,37071.5,null,48922.5,46353.7,43785,41216.199999999997,38647.4,null,55025.9,52454.3,49884.5,47314.8,44745]
[]
["TMY_lowPVBatt_HighDiesel_36_PB_business",100,95,90,85,80,"TMY_lowPVBatt_HighDiesel_36_PB_nrel",100,95,90,85,80,"TMY_lowPVBatt_HighDiesel_36_PB_average",100,95,90,85,80,"TMY_lowPVBatt_HighDiesel_36_PB_residential",100,95,90,85,80]
["PV kW",20.606000000000002,16.077999999999999,15.051,14.061,13.111000000000001,null,21.759,16.835000000000001,15.788,14.835000000000001,13.882,null,21.734000000000002,17.015999999999998,15.916,14.925000000000001,13.972,null,22.225999999999999,17.640999999999998,16.404,15.412000000000001,14.446999999999999]
["Battery kW",4.76,4.3470000000000004,3.218,2.5870000000000002,2.121,null,5.71,5.202,4.5309999999999997,4.1399999999999997,3.7509999999999999,null,6.78,5.93,5.0380000000000003,4.3259999999999996,3.9420000000000002,null,10.62,9.36,7.6369999999999996,6.5449999999999999,5.6310000000000002]
["Battery kWh",47.183,27.882999999999999,24.401,20.956,17.440000000000001,null,63.968000000000004,44.445999999999998,41.015999999999998,37.152999999999999,33.305,null,66.605000000000004,46.3,42.863999999999997,39.344999999999999,35.488,null,74.412999999999997,53.658000000000001,50.216000000000001,46.432000000000002,42.652000000000001]
["Generator kW",0,0,0,0,0,null,0,0,0,0,0,null,0,0,0,0,0,null,0,0,0,0,0]
["PV capital cost",28848.959999999999,22509.759999999998,21071.4,19685.54,18356.099999999999,null,30463.16,23568.44,22102.639999999999,20768.580000000002,19434.939999999999,null,30427.74,23822.82,22282.400000000001,20894.439999999999,19560.52,null,31115.7,24697.26,22966.16,21576.52,20226.5]
["PV O&M",2809.6461996422399,2192.2614069574402,2052.1772338116002,1917.20611935076,1787.7298386233999,null,2966.85571067704,2295.3679396933599,2152.61134120816,2022.6851113165201,1892.79978589436,null,2963.4061004175601,2320.1424133750802,2170.1184541456,2034.9428173373601,1905.0302222688799,null,3030.4076214257998,2405.3055188324402,2236.7109304590399,2101.3716757728798,1969.8910760409999]
["Battery capital cost",22202.992959638919,14103.177130591421,11966.65164058472,10164.276323485239,8438.0412314086225,null,29625.719373575259,21374.572725101611,19552.537781584571,17734.518244141149,15923.055611981799,null,31381.180827998291,22593.964817634191,20627.787096954358,18743.347876397831,16931.751648968318,null,37010.445917572542,27777.228733528329,25276.741999200989,23041.602068978049,20921.191352699061]
["Battery O&M",4595.2081013831994,2715.5892938207999,2376.4815026721999,2040.938243864,1698.4801818818,null,6229.9649633108002,4328.6180911270003,3994.6233586633998,3618.4093702007999,3243.6270381700001,null,6486.7184225730007,4509.2600196781996,4174.6322418536001,3831.8625267706002,3456.2523661907999,null,7247.2493801190003,5225.8576291707996,4890.6357626228,4522.1157100862001,4153.9657456067998]
["Diesel capital cost",0,0,0,0,0,null,0,0,0,0,0,null,0,0,0,0,0,null,0,0,0,0,0]
["Diesel O&M (kW)",0,0,0,0,0,null,0,0,0,0,0,null,0,0,0,0,0,null,0,0,0,0,0]
["Diesel O&M (kWh)",0,0,0,0,0,null,0,0,0,0,0,null,0,0,0,0,0,null,0,0,0,0,0]
["Fuel cost",0,0,0,0,0,null,0,0,0,0,0,null,0,0,0,0,0,null,0,0,0,0,0]
["REopt LCC",58455.9,41520.1,37466.1,33807.4,30279.8,null,69284.7,51566.2,47801.599999999999,44143.6,40493.699999999997,null,71258.100000000006,53245.3,49254.3,45503.9,41852.9,null,78402.8,60104.9,55369.5,51240.9,47270.9]
[]
["TMY_lowPVBatt_HighDiesel_36_D_business",100,95,90,85,80,"TMY_lowPVBatt_HighDiesel_36_D_nrel",100,95,90,85,80,"TMY_lowPVBatt_HighDiesel_36_D_average",100,95,90,85,80,"TMY_lowPVBatt_HighDiesel_36_D_residential",100,95,90,85,80]
["PV kW",0,0,0,0,0,null,0,0,0,0,0,null,0,0,0,0,0,null,0,0,0,0,0]
["Battery kW",0,0,0,0,0,null,0,0,0,0,0,null,0,0,0,0,0,null,0,0,0,0,0]
["Battery kWh",0,0,0,0,0,null,0,0,0,0,0,null,0,0,0,0,0,null,0,0,0,0,0]
["Generator kW",6,6,6,6,6,null,7,7,7,7,7,null,8,8,8,8,8,null,12,12,12,12,12]
["PV capital cost",0,0,0,0,0,null,0,0,0,0,0,null,0,0,0,0,0,null,0,0,0,0,0]
["PV O&M",0,0,0,0,0,null,0,0,0,0,0,null,0,0,0,0,0,null,0,0,0,0,0]
["Battery capital cost",0,0,0,0,0,null,0,0,0,0,0,null,0,0,0,0,0,null,0,0,0,0,0]
["Battery O&M",0,0,0,0,0,null,0,0,0,0,0,null,0,0,0,0,0,null,0,0,0,0,0]
["Diesel capital cost",3484.5,3484.5,3484.5,3484.5,3484.5,null,4065.25,4065.25,4065.25,4065.25,4065.25,null,4646,4646,4646,4646,4646,null,6969,6969,6969,6969,6969]
["Diesel O&M (kW)",730.43695500000001,730.43695500000001,730.43695500000001,730.43695500000001,730.43695500000001,null,852.17644749999999,852.17644749999999,852.17644749999999,852.17644749999999,852.17644749999999,null,973.91593999999998,973.91593999999998,973.91593999999998,973.91593999999998,973.91593999999998,null,1460.87391,1460.87391,1460.87391,1460.87391,1460.87391]
["Diesel O&M (kWh)",2207.1177641851491,2096.7618759759048,1986.40598776665,1876.0500995573921,1765.6942113481441,null,2207.935366616824,2097.5385982860039,1987.141829955169,1876.7450616243341,1766.3482932934969,null,2207.9353666168308,2097.5385982859948,1987.1418299551531,1876.745061624312,1766.3482932934669,null,2208.7529690484798,2098.315320596063,1987.8776721436379,1877.440023691217,1767.002375238792]
["Fuel cost",49149.67965595748,46692.195673159913,44234.711690362077,41777.227707564212,39319.743724766537,null,49167.886612674891,46709.492282041632,44251.097951408003,41792.703620774402,39334.309290140758,null,49167.886612675058,46709.492282041429,44251.097951407683,41792.703620773907,39334.309290140081,null,49186.093569391873,46726.78889092242,44267.484212452837,41808.179533983312,39348.874855513677]
["REopt LCC",55571.5,53003.7,50435.8,47868,45300.1,null,56293,53724.2,51155.4,48586.6,46017.8,null,56995.4,54426.6,51857.8,49289,46720.3,null,59824.2,57254.5,54684.800000000003,52115,49545.3]
[]
["TMY_lowPVBatt_HighDiesel_32_PBD_business",100,95,90,85,80,"TMY_lowPVBatt_HighDiesel_32_PBD_nrel",100,95,90,85,80,"TMY_lowPVBatt_HighDiesel_32_PBD_average",100,95,90,85,80,"TMY_lowPVBatt_HighDiesel_32_PBD_residential",100,95,90,85,80]
["PV kW",7.9980000000000002,7.9980000000000002,7.9980000000000002,7.9980000000000002,7.9980000000000002,null,5.0960000000000001,5.0960000000000001,5.0960000000000001,5.0960000000000001,5.0960000000000001,null,4.5490000000000004,4.5490000000000004,4.5490000000000004,4.5490000000000004,4.5490000000000004,null,3.02,3.02,3.02,3.02,3.02]
["Battery kW",0,0,0,0,0,null,0,0,0,0,0,null,0,0,0,0,0,null,0,0,0,0,0]
["Battery kWh",0,0,0,0,0,null,0,0,0,0,0,null,0,0,0,0,0,null,0,0,0,0,0]
["Generator kW",6,6,6,6,6,null,7,7,7,7,7,null,8,8,8,8,8,null,12,12,12,12,12]
["PV capital cost",11196.611999999999,11196.611999999999,11196.611999999999,11196.611999999999,11196.611999999999,null,7133.7559999999994,7133.7559999999994,7133.7559999999994,7133.7559999999994,7133.7559999999994,null,6369.1179999999986,6369.1179999999986,6369.1179999999986,6369.1179999999986,6369.1179999999986,null,4227.5520000000006,4227.5520000000006,4227.5520000000006,4227.5520000000006,4227.5520000000006]
["PV O&M",1090.455890079528,1090.455890079528,1090.455890079528,1090.455890079528,1090.455890079528,null,694.76786804706398,694.76786804706398,694.76786804706398,694.76786804706398,694.76786804706398,null,620.29855439409198,620.29855439409198,620.29855439409198,620.29855439409198,620.29855439409198,null,411.72802799788798,411.72802799788798,411.72802799788798,411.72802799788798,411.72802799788798]
["Battery capital cost",9.5955069200000013E-10,0,0,0,0,null,1.1461142055E-9,0,0,0,0,null,3.5689756430999999E-10,0,0,0,0,null,1.0576492828E-9,0,0,0,0]
["Battery O&M",2.301947715784E-10,0,0,0,0,null,2.7495107860109998E-10,0,0,0,0,null,8.5619190292061986E-11,0,0,0,0,null,2.5372847635255998E-10,0,0,0,0]
["Diesel capital cost",3484.5,3484.5,3484.5,3484.5,3484.5,null,4065.25,4065.25,4065.25,4065.25,4065.25,null,4646,4646,4646,4646,4646,null,6969,6969,6969,6969,6969]
["Diesel O&M (kW)",730.43695500000001,730.43695500000001,730.43695500000001,730.43695500000001,730.43695500000001,null,852.17644749999999,852.17644749999999,852.17644749999999,852.17644749999999,852.17644749999999,null,973.91593999999998,973.91593999999998,973.91593999999998,973.91593999999998,973.91593999999998,null,1460.87391,1460.87391,1460.87391,1460.87391,1460.87391]
["Diesel O&M (kWh)",1061.521765000696,951.16587679144345,840.80998712617588,730.45410037291197,620.09820934123422,null,1487.6640902726649,1377.2673219418291,1266.870553610986,1156.47378528014,1046.0770169492921,null,1561.2738987916041,1450.877130460756,1340.480362129905,1230.083593799056,1119.6868254682049,null,1803.9260292590061,1693.488380806579,1583.050732354149,1472.6130839017219,1362.1754354492939]
["Fuel cost",21012.201944183918,18827.771737252559,16643.34150150025,14458.911323389349,12274.481060589749,null,29447.439817589959,27262.20041258229,25076.961007574489,22891.721602566631,20706.482197558729,null,30904.50288748532,28719.263482477421,26534.024077469461,24348.784672461519,22163.545267453552,null,35707.659766293327,33521.611163209192,31335.562560124999,29149.513957040839,26963.465353956679]
["REopt LCC",38575.1,36280.300000000003,33985.5,31690.799999999999,29396,null,43680.5,41384.9,39089.300000000003,36793.599999999999,34498,null,45074.6,42778.9,40483.300000000003,38187.699999999997,35892,null,50580.1,48283.6,45987.1,43690.7,41394.199999999997]
[]
["TMY_lowPVBatt_HighDiesel_32_PB_business",100,95,90,85,80,"TMY_lowPVBatt_HighDiesel_32_PB_nrel",100,95,90,85,80,"TMY_lowPVBatt_HighDiesel_32_PB_average",100,95,90,85,80,"TMY_lowPVBatt_HighDiesel_32_PB_residential",100,95,90,85,80]
["PV kW",20.606000000000002,16.077999999999999,15.051,14.061,13.111000000000001,null,21.759,16.835000000000001,15.788,14.835000000000001,13.882,null,21.734000000000002,17.015999999999998,15.916,14.925000000000001,13.972,null,22.225999999999999,17.640999999999998,16.404,15.412000000000001,14.446999999999999]
["Battery kW",4.76,4.3470000000000004,3.218,2.5870000000000002,2.121,null,5.71,5.202,4.5309999999999997,4.1399999999999997,3.7509999999999999,null,6.78,5.93,5.0380000000000003,4.3259999999999996,3.9420000000000002,null,10.62,9.36,7.6369999999999996,6.5449999999999999,5.6310000000000002]
["Battery kWh",47.183,27.882999999999999,24.401,20.956,17.440000000000001,null,63.968000000000004,44.445999999999998,41.015999999999998,37.152999999999999,33.305,null,66.605000000000004,46.3,42.863999999999997,39.344999999999999,35.488,null,74.412999999999997,53.658000000000001,50.216000000000001,46.432000000000002,42.652000000000001]
["Generator kW",0,0,0,0,0,null,0,0,0,0,0,null,0,0,0,0,0,null,0,0,0,0,0]
["PV capital cost",28848.959999999999,22509.759999999998,21071.4,19685.54,18356.099999999999,null,30463.16,23568.44,22102.639999999999,20768.580000000002,19434.939999999999,null,30427.74,23822.82,22282.400000000001,20894.439999999999,19560.52,null,31115.7,24697.26,22966.16,21576.52,20226.5]
["PV O&M",2809.6461996422399,2192.2614069574402,2052.1772338116002,1917.20611935076,1787.7298386233999,null,2966.85571067704,2295.3679396933599,2152.61134120816,2022.6851113165201,1892.79978589436,null,2963.4061004175601,2320.1424133750802,2170.1184541456,2034.9428173373601,1905.0302222688799,null,3030.4076214257998,2405.3055188324402,2236.7109304590399,2101.3716757728798,1969.8910760409999]
["Battery capital cost",22202.992959638919,14103.177130591421,11966.65164058472,10164.276323485239,8438.0412314086225,null,29625.719373575259,21374.572725101611,19552.537781584571,17734.518244141149,15923.055611981799,null,31381.180827998291,22593.964817634191,20627.787096954358,18743.347876397831,16931.751648968318,null,37010.445917572542,27777.228733528329,25276.741999200989,23041.602068978049,20921.191352699061]
["Battery O&M",4595.2081013831994,2715.5892938207999,2376.4815026721999,2040.938243864,1698.4801818818,null,6229.9649633108002,4328.6180911270003,3994.6233586633998,3618.4093702007999,3243.6270381700001,null,6486.7184225730007,4509.2600196781996,4174.6322418536001,3831.8625267706002,3456.2523661907999,null,7247.2493801190003,5225.8576291707996,4890.6357626228,4522.1157100862001,4153.9657456067998]
["Diesel capital cost",0,0,0,0,0,null,0,0,0,0,0,null,0,0,0,0,0,null,0,0,0,0,0]
["Diesel O&M (kW)",0,0,0,0,0,null,0,0,0,0,0,null,0,0,0,0,0,null,0,0,0,0,0]
["Diesel O&M (kWh)",0,0,0,0,0,null,0,0,0,0,0,null,0,0,0,0,0,null,0,0,0,0,0]
["Fuel cost",0,0,0,0,0,null,0,0,0,0,0,null,0,0,0,0,0,null,0,0,0,0,0]
["REopt LCC",58455.9,41520.1,37466.1,33807.4,30279.8,null,69284.7,51566.2,47801.599999999999,44143.6,40493.699999999997,null,71258.100000000006,53245.3,49254.3,45503.9,41852.9,null,78402.8,60104.9,55369.5,51240.9,47270.9]
[]
["TMY_lowPVBatt_HighDiesel_32_D_business",100,95,90,85,80,"TMY_lowPVBatt_HighDiesel_32_D_nrel",100,95,90,85,80,"TMY_lowPVBatt_HighDiesel_32_D_average",100,95,90,85,80,"TMY_lowPVBatt_HighDiesel_32_D_residential",100,95,90,85,80]
["PV kW",0,0,0,0,0,null,0,0,0,0,0,null,0,0,0,0,0,null,0,0,0,0,0]
["Battery kW",0,0,0,0,0,null,0,0,0,0,0,null,0,0,0,0,0,null,0,0,0,0,0]
["Battery kWh",0,0,0,0,0,null,0,0,0,0,0,null,0,0,0,0,0,null,0,0,0,0,0]
["Generator kW",6,6,6,6,6,null,7,7,7,7,7,null,8,8,8,8,8,null,12,12,12,12,12]
["PV capital cost",0,0,0,0,0,null,0,0,0,0,0,null,0,0,0,0,0,null,0,0,0,0,0]
["PV O&M",0,0,0,0,0,null,0,0,0,0,0,null,0,0,0,0,0,null,0,0,0,0,0]
["Battery capital cost",0,0,0,0,0,null,0,0,0,0,0,null,0,0,0,0,0,null,0,0,0,0,0]
["Battery O&M",0,0,0,0,0,null,0,0,0,0,0,null,0,0,0,0,0,null,0,0,0,0,0]
["Diesel capital cost",3484.5,3484.5,3484.5,3484.5,3484.5,null,4065.25,4065.25,4065.25,4065.25,4065.25,null,4646,4646,4646,4646,4646,null,6969,6969,6969,6969,6969]
["Diesel O&M (kW)",730.43695500000001,730.43695500000001,730.43695500000001,730.43695500000001,730.43695500000001,null,852.17644749999999,852.17644749999999,852.17644749999999,852.17644749999999,852.17644749999999,null,973.91593999999998,973.91593999999998,973.91593999999998,973.91593999999998,973.91593999999998,null,1460.87391,1460.87391,1460.87391,1460.87391,1460.87391]
["Diesel O&M (kWh)",2207.1177641851491,2096.7618759759098,1986.4059877666459,1876.0500995573941,1765.6942113481371,null,2207.935366616824,2097.5385982860039,1987.141829955169,1876.7450616243341,1766.3482932934969,null,2207.9353666168308,2097.5385982859948,1987.1418299551531,1876.745061624312,1766.3482932934669,null,2208.7529690484798,2098.315320596063,1987.8776721436379,1877.440023691217,1767.002375238792]
["Fuel cost",43688.604138628878,41504.173931697791,39319.743724766216,37135.313517834882,34950.883310903453,null,43704.788100155471,41519.548695148122,39334.309290140438,37149.06988513282,34963.830480125129,null,43704.788100155602,41519.54869514794,39334.309290140147,37149.069885132383,34963.830480124532,null,43720.972061681678,41534.923458597717,39348.874855513634,37162.826252429608,34976.777649345488]
["REopt LCC",50110.400000000001,47815.6,45520.800000000003,43226.1,40931.300000000003,null,50829.9,48534.2,46238.6,43943,41647.300000000003,null,51532.3,49236.7,46941,44645.4,42349.8,null,54359.1,52062.6,49766.1,47469.7,45173.2]
[]
["TMY_lowPVBatt_MedDiesel_44_PBD_business",100,95,90,85,80,"TMY_lowPVBatt_MedDiesel_44_PBD_nrel",100,95,90,85,80,"TMY_lowPVBatt_MedDiesel_44_PBD_average",100,95,90,85,80,"TMY_lowPVBatt_MedDiesel_44_PBD_residential",100,95,90,85,80]
["PV kW",8.3059999999999992,8.3140000000000001,8.3140000000000001,8.3140000000000001,8.3149999999999995,null,5.2919999999999998,5.2919999999999998,5.2919999999999998,5.2919999999999998,5.2919999999999998,null,4.7380000000000004,4.7380000000000004,4.7380000000000004,4.7380000000000004,4.7380000000000004,null,3.4049999999999998,3.4049999999999998,3.4049999999999998,3.4049999999999998,3.4049999999999998]
["Battery kW",0,4.8000000000000001E-2,4.8000000000000001E-2,4.8000000000000001E-2,4.9000000000000002E-2,null,0,0,0,0,0,null,0,0,0,0,0,null,0.10199999999999999,0.10199999999999999,0.10199999999999999,0.10199999999999999,0.10199999999999999]
["Battery kWh",0,0.13800000000000001,0.13800000000000001,0.13800000000000001,0.13900000000000001,null,0,0,0,0,0,null,0,0,0,0,0,null,0.58499999999999996,0.58499999999999996,0.58499999999999996,0.58499999999999996,0.58499999999999996]
["Generator kW",6,6,6,6,6,null,7,7,7,7,7,null,8,8,8,8,8,null,12,12,12,12,12]
["PV capital cost",11628.904,11639.544,11639.544,11639.544,11641.462,null,7408.1279999999988,7408.1279999999988,7408.1279999999988,7408.1279999999988,7408.1279999999988,null,6633.7879999999996,6633.7879999999996,6633.7879999999996,6633.7879999999996,6633.7879999999996,null,4766.384,4766.384,4766.384,4766.384,4766.384]
["PV O&M",1132.557497032976,1133.593743593136,1133.593743593136,1133.593743593136,1133.7805406704281,null,721.48939447603198,721.48939447603198,721.48939447603198,721.48939447603198,721.48939447603198,null,646.07518757807202,646.07518757807202,646.07518757807202,646.07518757807202,646.07518757807202,null,464.20573537609602,464.20573537609602,464.20573537609602,464.20573537609602,464.20573537609602]
["Battery capital cost",0,87.128076068500803,87.128076068500803,87.128076068500803,87.448103714020675,null,0,0,0,0,0,null,0,0,0,0,0,null,303.12464066197998,303.12464066197998,303.12464066197998,303.12464066197998,303.12464066197998]
["Battery O&M",0,13.466920051943999,13.466920051943999,13.466920051943999,13.516394981695999,null,0,0,0,0,0,null,0,0,0,0,0,null,56.987912096348012,56.987912096348012,56.987912096348012,56.987912096348012,56.987912096348012]
["Diesel capital cost",2787.6,2787.6,2787.6,2787.6,2787.6,null,3252.2,3252.2,3252.2,3252.2,3252.2,null,3716.8,3716.8,3716.8,3716.8,3716.8,null,5575.2000000000007,5575.2000000000007,5575.2000000000007,5575.2000000000007,5575.2000000000007]
["Diesel O&M (kW)",730.43695500000001,730.43695500000001,730.43695500000001,730.43695500000001,730.43695500000001,null,852.17644749999999,852.17644749999999,852.17644749999999,852.17644749999999,852.17644749999999,null,973.91593999999998,973.91593999999998,973.91593999999998,973.91593999999998,973.91593999999998,null,1460.87391,1460.87391,1460.87391,1460.87391,1460.87391]
["Diesel O&M (kWh)",1040.165115962772,924.93688017958823,814.58145935599566,704.22665848471308,593.76608009838208,null,1474.103941788567,1363.7071734577289,1253.3104051268849,1142.91363679604,1032.5168684651931,null,1548.158597045878,1437.7618287150281,1327.365060384177,1216.9682920533251,1106.571523722472,null,1762.326921730463,1651.8892610157891,1541.451604599016,1431.013958509797,1320.5763220145241]
["Fuel cost",23592.08910006822,20978.585951652851,18475.603607031611,15972.635323610761,13467.267889784371,null,33434.299039386693,30930.378887815339,28426.458736243891,25922.53858467238,23418.618433100841,null,35113.940087037277,32610.019935465662,30106.099783894031,27602.179632322379,25098.259480750701,null,39971.513294243246,37466.665658421407,34961.818120080723,32456.97081598029,29952.123729481111]
["REopt LCC",40911.1,38294.699999999997,35681.300000000003,33068,30454.7,null,47141.9,44527.6,41913.199999999997,39298.9,36684.6,null,48632.1,46017.8,43403.5,40789.199999999997,38174.9,null,54360,51744.7,49129.4,46514.1,43898.8]
[]
["TMY_lowPVBatt_MedDiesel_44_PB_business",100,95,90,85,80,"TMY_lowPVBatt_MedDiesel_44_PB_nrel",100,95,90,85,80,"TMY_lowPVBatt_MedDiesel_44_PB_average",100,95,90,85,80,"TMY_lowPVBatt_MedDiesel_44_PB_residential",100,95,90,85,80]
["PV kW",20.606000000000002,16.077999999999999,15.051,14.061,13.111000000000001,null,21.759,16.835000000000001,15.788,14.835000000000001,13.882,null,21.734000000000002,17.015999999999998,15.916,14.925000000000001,13.972,null,22.225999999999999,17.640999999999998,16.404,15.412000000000001,14.446999999999999]
["Battery kW",4.76,4.3470000000000004,3.218,2.5870000000000002,2.121,null,5.71,5.202,4.5309999999999997,4.1399999999999997,3.7509999999999999,null,6.78,5.93,5.0380000000000003,4.3259999999999996,3.9420000000000002,null,10.62,9.36,7.6369999999999996,6.5449999999999999,5.6310000000000002]
["Battery kWh",47.183,27.882999999999999,24.401,20.956,17.440000000000001,null,63.968000000000004,44.445999999999998,41.015999999999998,37.152999999999999,33.305,null,66.605000000000004,46.3,42.863999999999997,39.344999999999999,35.488,null,74.412999999999997,53.658000000000001,50.216000000000001,46.432000000000002,42.652000000000001]
["Generator kW",0,0,0,0,0,null,0,0,0,0,0,null,0,0,0,0,0,null,0,0,0,0,0]
["PV capital cost",28848.959999999999,22509.759999999998,21071.4,19685.54,18356.099999999999,null,30463.16,23568.44,22102.639999999999,20768.580000000002,19434.939999999999,null,30427.74,23822.82,22282.400000000001,20894.439999999999,19560.52,null,31115.7,24697.26,22966.16,21576.52,20226.5]
["PV O&M",2809.6461996422399,2192.2614069574402,2052.1772338116002,1917.20611935076,1787.7298386233999,null,2966.85571067704,2295.3679396933599,2152.61134120816,2022.6851113165201,1892.79978589436,null,2963.4061004175601,2320.1424133750802,2170.1184541456,2034.9428173373601,1905.0302222688799,null,3030.4076214257998,2405.3055188324402,2236.7109304590399,2101.3716757728798,1969.8910760409999]
["Battery capital cost",22202.992959638919,14103.177130591421,11966.65164058472,10164.276323485239,8438.0412314086225,null,29625.719373575259,21374.572725101611,19552.537781584571,17734.518244141149,15923.055611981799,null,31381.180827998291,22593.964817634191,20627.787096954358,18743.347876397831,16931.751648968318,null,37010.445917572542,27777.228733528329,25276.741999200989,23041.602068978049,20921.191352699061]
["Battery O&M",4595.2081013831994,2715.5892938207999,2376.4815026721999,2040.938243864,1698.4801818818,null,6229.9649633108002,4328.6180911270003,3994.6233586633998,3618.4093702007999,3243.6270381700001,null,6486.7184225730007,4509.2600196781996,4174.6322418536001,3831.8625267706002,3456.2523661907999,null,7247.2493801190003,5225.8576291707996,4890.6357626228,4522.1157100862001,4153.9657456067998]
["Diesel capital cost",0,0,0,0,0,null,0,0,0,0,0,null,0,0,0,0,0,null,0,0,0,0,0]
["Diesel O&M (kW)",0,0,0,0,0,null,0,0,0,0,0,null,0,0,0,0,0,null,0,0,0,0,0]
["Diesel O&M (kWh)",0,0,0,0,0,null,0,0,0,0,0,null,0,0,0,0,0,null,0,0,0,0,0]
["Fuel cost",0,0,0,0,0,null,0,0,0,0,0,null,0,0,0,0,0,null,0,0,0,0,0]
["REopt LCC",58455.9,41520.1,37466.1,33807.4,30279.8,null,69284.7,51566.2,47801.599999999999,44143.6,40493.699999999997,null,71258.100000000006,53245.3,49254.3,45503.9,41852.9,null,78402.8,60104.9,55369.5,51240.9,47270.9]
[]
["TMY_lowPVBatt_MedDiesel_44_D_business",100,95,90,85,80,"TMY_lowPVBatt_MedDiesel_44_D_nrel",100,95,90,85,80,"TMY_lowPVBatt_MedDiesel_44_D_average",100,95,90,85,80,"TMY_lowPVBatt_MedDiesel_44_D_residential",100,95,90,85,80]
["PV kW",0,0,0,0,0,null,0,0,0,0,0,null,0,0,0,0,0,null,0,0,0,0,0]
["Battery kW",0,0,0,0,0,null,0,0,0,0,0,null,0,0,0,0,0,null,0,0,0,0,0]
["Battery kWh",0,0,0,0,0,null,0,0,0,0,0,null,0,0,0,0,0,null,0,0,0,0,0]
["Generator kW",6,6,6,6,6,null,7,7,7,7,7,null,8,8,8,8,8,null,12,12,12,12,12]
["PV capital cost",0,0,0,0,0,null,0,0,0,0,0,null,0,0,0,0,0,null,0,0,0,0,0]
["PV O&M",0,0,0,0,0,null,0,0,0,0,0,null,0,0,0,0,0,null,0,0,0,0,0]
["Battery capital cost",0,0,0,0,0,null,0,0,0,0,0,null,0,0,0,0,0,null,0,0,0,0,0]
["Battery O&M",0,0,0,0,0,null,0,0,0,0,0,null,0,0,0,0,0,null,0,0,0,0,0]
["Diesel capital cost",2787.6,2787.6,2787.6,2787.6,2787.6,null,3252.2,3252.2,3252.2,3252.2,3252.2,null,3716.8,3716.8,3716.8,3716.8,3716.8,null,5575.2000000000007,5575.2000000000007,5575.2000000000007,5575.2000000000007,5575.2000000000007]
["Diesel O&M (kW)",730.43695500000001,730.43695500000001,730.43695500000001,730.43695500000001,730.43695500000001,null,852.17644749999999,852.17644749999999,852.17644749999999,852.17644749999999,852.17644749999999,null,973.91593999999998,973.91593999999998,973.91593999999998,973.91593999999998,973.91593999999998,null,1460.87391,1460.87391,1460.87391,1460.87391,1460.87391]
["Diesel O&M (kWh)",2207.1177641851491,2096.7618759759048,1986.40598776665,1876.0500995573921,1765.6942113481441,null,2207.935366616824,2097.5385982860039,1987.141829955169,1876.7450616243341,1766.3482932934969,null,2207.9353666168308,2097.5385982859948,1987.1418299551531,1876.745061624312,1766.3482932934669,null,2208.7529690484798,2098.315320596063,1987.8776721436379,1877.440023691217,1767.002375238792]
["Fuel cost",50059.858908845592,47556.865963403638,45053.873017961392,42550.880072519089,40047.887127077032,null,50078.403031428148,47574.482879857213,45070.562728285942,42566.642576714679,40062.72242514338,null,50078.403031428294,47574.482879857023,45070.562728285593,42566.64257671417,40062.722425142689,null,50096.94715401026,47592.099796309893,45087.252438609372,42582.405080908917,40077.557723208367]
["REopt LCC",55784.800000000003,53171.4,50558.1,47944.7,45331.4,null,56390.400000000001,53776.1,51161.8,48547.5,45933.2,null,56976.7,54362.400000000001,51748.1,49133.8,46519.5,null,59341.3,56726,54110.7,51495.4,48880.2]
[]
["TMY_lowPVBatt_MedDiesel_36_PBD_business",100,95,90,85,80,"TMY_lowPVBatt_MedDiesel_36_PBD_nrel",100,95,90,85,80,"TMY_lowPVBatt_MedDiesel_36_PBD_average",100,95,90,85,80,"TMY_lowPVBatt_MedDiesel_36_PBD_residential",100,95,90,85,80]
["PV kW",7.8579999999999997,7.8579999999999997,7.8579999999999997,7.8579999999999997,7.8579999999999997,null,4.9969999999999999,4.9969999999999999,4.9969999999999999,4.9969999999999999,4.9969999999999999,null,4.47,4.47,4.47,4.47,4.47,null,2.8839999999999999,2.8839999999999999,2.8839999999999999,2.8839999999999999,2.8839999999999999]
["Battery kW",0,0,0,0,0,null,0,0,0,0,0,null,0,0,0,0,0,null,0,0,0,0,0]
["Battery kWh",0,0,0,0,0,null,0,0,0,0,0,null,0,0,0,0,0,null,0,0,0,0,0]
["Generator kW",6,6,6,6,6,null,7,7,7,7,7,null,8,8,8,8,8,null,12,12,12,12,12]
["PV capital cost",11001.438,11001.438,11001.438,11001.438,11001.438,null,6995.1419999999998,6995.1419999999998,6995.1419999999998,6995.1419999999998,6995.1419999999998,null,6258.2800000000007,6258.2800000000007,6258.2800000000007,6258.2800000000007,6258.2800000000007,null,4037.39,4037.39,4037.39,4037.39,4037.39]
["PV O&M",1071.447583112172,1071.447583112172,1071.447583112172,1071.447583112172,1071.447583112172,null,681.26802963634805,681.26802963634805,681.26802963634805,681.26802963634805,681.26802963634805,null,609.5038648983201,609.5038648983201,609.5038648983201,609.5038648983201,609.5038648983201,null,393.20784769966002,393.20784769966002,393.20784769966002,393.20784769966002,393.20784769966002]
["Battery capital cost",0,0,0,0,0,null,0,0,0,0,0,null,5.8753602280000004E-10,0,0,0,0,null,0,0,0,0,0]
["Battery O&M",0,0,0,0,0,null,0,0,0,0,0,null,1.4094901050056E-10,0,0,0,0,null,0,0,0,0,0]
["Diesel capital cost",2787.6,2787.6,2787.6,2787.6,2787.6,null,3252.2,3252.2,3252.2,3252.2,3252.2,null,3716.8,3716.8,3716.8,3716.8,3716.8,null,5575.2000000000007,5575.2000000000007,5575.2000000000007,5575.2000000000007,5575.2000000000007]
["Diesel O&M (kW)",730.43695500000001,730.43695500000001,730.43695500000001,730.43695500000001,730.43695500000001,null,852.17644749999999,852.17644749999999,852.17644749999999,852.17644749999999,852.17644749999999,null,973.91593999999998,973.91593999999998,973.91593999999998,973.91593999999998,973.91593999999998,null,1460.87391,1460.87391,1460.87391,1460.87391,1460.87391]
["Diesel O&M (kWh)",1072.1567818588389,961.80089364958587,851.44500544032246,741.08911723105541,630.73323549540532,null,1495.203343824614,1384.8065754937729,1274.409807162933,1164.013038832089,1053.616270501245,null,1567.314062347966,1456.917294017117,1346.5205256862671,1236.1237573554181,1125.7269890245659,null,1814.2691949446801,1703.8315464922509,1593.3938980398229,1482.956249587395,1372.518601134967]
["Fuel cost",19896.296135025688,17848.392816027539,15800.489497029201,13752.586178030801,11704.682979165,null,27746.882745299779,25698.220803104989,23649.558860910231,21600.896918715389,19552.234976520551,null,29085.060364959681,27036.39842276476,24987.736480569809,22939.07453837488,20890.412596179889,null,33667.871884082902,31618.45131869147,29569.030753300071,27519.610187908671,25470.18962251726]
["REopt LCC",36558.800000000003,34400.5,32242.2,30084,27925.7,null,41022.400000000001,38863.300000000003,36704.199999999997,34545.199999999997,32386.1,null,42210.3,40051.300000000003,37892.199999999997,35733.199999999997,33574.1,null,46948.2,44788.3,42628.5,40468.6,38308.800000000003]
[]
["TMY_lowPVBatt_MedDiesel_36_PB_business",100,95,90,85,80,"TMY_lowPVBatt_MedDiesel_36_PB_nrel",100,95,90,85,80,"TMY_lowPVBatt_MedDiesel_36_PB_average",100,95,90,85,80,"TMY_lowPVBatt_MedDiesel_36_PB_residential",100,95,90,85,80]
["PV kW",20.606000000000002,16.077999999999999,15.051,14.061,13.111000000000001,null,21.759,16.835000000000001,15.788,14.835000000000001,13.882,null,21.734000000000002,17.015999999999998,15.916,14.925000000000001,13.972,null,22.225999999999999,17.640999999999998,16.404,15.412000000000001,14.446999999999999]
["Battery kW",4.76,4.3470000000000004,3.218,2.5870000000000002,2.121,null,5.71,5.202,4.5309999999999997,4.1399999999999997,3.7509999999999999,null,6.78,5.93,5.0380000000000003,4.3259999999999996,3.9420000000000002,null,10.62,9.36,7.6369999999999996,6.5449999999999999,5.6310000000000002]
["Battery kWh",47.183,27.882999999999999,24.401,20.956,17.440000000000001,null,63.968000000000004,44.445999999999998,41.015999999999998,37.152999999999999,33.305,null,66.605000000000004,46.3,42.863999999999997,39.344999999999999,35.488,null,74.412999999999997,53.658000000000001,50.216000000000001,46.432000000000002,42.652000000000001]
["Generator kW",0,0,0,0,0,null,0,0,0,0,0,null,0,0,0,0,0,null,0,0,0,0,0]
["PV capital cost",28848.959999999999,22509.759999999998,21071.4,19685.54,18356.099999999999,null,30463.16,23568.44,22102.639999999999,20768.580000000002,19434.939999999999,null,30427.74,23822.82,22282.400000000001,20894.439999999999,19560.52,null,31115.7,24697.26,22966.16,21576.52,20226.5]
["PV O&M",2809.6461996422399,2192.2614069574402,2052.1772338116002,1917.20611935076,1787.7298386233999,null,2966.85571067704,2295.3679396933599,2152.61134120816,2022.6851113165201,1892.79978589436,null,2963.4061004175601,2320.1424133750802,2170.1184541456,2034.9428173373601,1905.0302222688799,null,3030.4076214257998,2405.3055188324402,2236.7109304590399,2101.3716757728798,1969.8910760409999]
["Battery capital cost",22202.992959638919,14103.177130591421,11966.65164058472,10164.276323485239,8438.0412314086225,null,29625.719373575259,21374.572725101611,19552.537781584571,17734.518244141149,15923.055611981799,null,31381.180827998291,22593.964817634191,20627.787096954358,18743.347876397831,16931.751648968318,null,37010.445917572542,27777.228733528329,25276.741999200989,23041.602068978049,20921.191352699061]
["Battery O&M",4595.2081013831994,2715.5892938207999,2376.4815026721999,2040.938243864,1698.4801818818,null,6229.9649633108002,4328.6180911270003,3994.6233586633998,3618.4093702007999,3243.6270381700001,null,6486.7184225730007,4509.2600196781996,4174.6322418536001,3831.8625267706002,3456.2523661907999,null,7247.2493801190003,5225.8576291707996,4890.6357626228,4522.1157100862001,4153.9657456067998]
["Diesel capital cost",0,0,0,0,0,null,0,0,0,0,0,null,0,0,0,0,0,null,0,0,0,0,0]
["Diesel O&M (kW)",0,0,0,0,0,null,0,0,0,0,0,null,0,0,0,0,0,null,0,0,0,0,0]
["Diesel O&M (kWh)",0,0,0,0,0,null,0,0,0,0,0,null,0,0,0,0,0,null,0,0,0,0,0]
["Fuel cost",0,0,0,0,0,null,0,0,0,0,0,null,0,0,0,0,0,null,0,0,0,0,0]
["REopt LCC",58455.9,41520.1,37466.1,33807.4,30279.8,null,69284.7,51566.2,47801.599999999999,44143.6,40493.699999999997,null,71258.100000000006,53245.3,49254.3,45503.9,41852.9,null,78402.8,60104.9,55369.5,51240.9,47270.9]
[]
["TMY_lowPVBatt_MedDiesel_36_D_business",100,95,90,85,80,"TMY_lowPVBatt_MedDiesel_36_D_nrel",100,95,90,85,80,"TMY_lowPVBatt_MedDiesel_36_D_average",100,95,90,85,80,"TMY_lowPVBatt_MedDiesel_36_D_residential",100,95,90,85,80]
["PV kW",0,0,0,0,0,null,0,0,0,0,0,null,0,0,0,0,0,null,0,0,0,0,0]
["Battery kW",0,0,0,0,0,null,0,0,0,0,0,null,0,0,0,0,0,null,0,0,0,0,0]
["Battery kWh",0,0,0,0,0,null,0,0,0,0,0,null,0,0,0,0,0,null,0,0,0,0,0]
["Generator kW",6,6,6,6,6,null,7,7,7,7,7,null,8,8,8,8,8,null,12,12,12,12,12]
["PV capital cost",0,0,0,0,0,null,0,0,0,0,0,null,0,0,0,0,0,null,0,0,0,0,0]
["PV O&M",0,0,0,0,0,null,0,0,0,0,0,null,0,0,0,0,0,null,0,0,0,0,0]
["Battery capital cost",0,0,0,0,0,null,0,0,0,0,0,null,0,0,0,0,0,null,0,0,0,0,0]
["Battery O&M",0,0,0,0,0,null,0,0,0,0,0,null,0,0,0,0,0,null,0,0,0,0,0]
["Diesel capital cost",2787.6,2787.6,2787.6,2787.6,2787.6,null,3252.2,3252.2,3252.2,3252.2,3252.2,null,3716.8,3716.8,3716.8,3716.8,3716.8,null,5575.2000000000007,5575.2000000000007,5575.2000000000007,5575.2000000000007,5575.2000000000007]
["Diesel O&M (kW)",730.43695500000001,730.43695500000001,730.43695500000001,730.43695500000001,730.43695500000001,null,852.17644749999999,852.17644749999999,852.17644749999999,852.17644749999999,852.17644749999999,null,973.91593999999998,973.91593999999998,973.91593999999998,973.91593999999998,973.91593999999998,null,1460.87391,1460.87391,1460.87391,1460.87391,1460.87391]
["Diesel O&M (kWh)",2207.1177641851491,2096.7618759759098,1986.4059877666459,1876.0500995573941,1765.6942113481371,null,2207.935366616824,2097.5385982860039,1987.141829955169,1876.7450616243341,1766.3482932934969,null,2207.9353666168308,2097.5385982859948,1987.141829955154,1876.745061624312,1766.3482932934669,null,2208.7529690484798,2098.315320596063,1987.8776721436379,1877.4400236912179,1767.002375238792]
["Fuel cost",40958.06637996457,38910.16306096669,36862.25974196833,34814.356422970217,32766.453103971991,null,40973.23884389575,38924.576901701359,36875.91495950667,34827.253017312018,32778.591075117307,null,40973.238843895881,38924.576901701192,36875.914959506408,34827.253017311603,32778.591075116747,null,40988.411307826573,38938.990742435373,36889.570177044028,34840.149611652771,32790.729046261396]
["REopt LCC",46683,44524.7,42366.5,40208.199999999997,38050,null,47285.3,45126.2,42967.199999999997,40808.1,38649,null,47871.6,45712.5,43553.5,41394.400000000001,39235.300000000003,null,50232.800000000003,48072.9,45913,43753.2,41593.300000000003]
[]
["TMY_lowPVBatt_MedDiesel_32_PBD_business",100,95,90,85,80,"TMY_lowPVBatt_MedDiesel_32_PBD_nrel",100,95,90,85,80,"TMY_lowPVBatt_MedDiesel_32_PBD_average",100,95,90,85,80,"TMY_lowPVBatt_MedDiesel_32_PBD_residential",100,95,90,85,80]
["PV kW",7.6539999999999999,7.6539999999999999,7.6539999999999999,7.6539999999999999,7.6539999999999999,null,4.8440000000000003,4.8440000000000003,4.8440000000000003,4.8440000000000003,4.8440000000000003,null,4.3319999999999999,4.3319999999999999,4.3319999999999999,4.3319999999999999,4.3319999999999999,null,2.6219999999999999,2.6219999999999999,2.6219999999999999,2.6219999999999999,2.6219999999999999]
["Battery kW",0,0,0,0,0,null,0,0,0,0,0,null,0,0,0,0,0,null,0,0,0,0,0]
["Battery kWh",0,0,0,0,0,null,0,0,0,0,0,null,0,0,0,0,0,null,0,0,0,0,0]
["Generator kW",6,6,6,6,6,null,7,7,7,7,7,null,8,8,8,8,8,null,12,12,12,12,12]
["PV capital cost",10716.201999999999,10716.201999999999,10716.201999999999,10716.201999999999,10716.201999999999,null,6781.4320000000007,6781.4320000000007,6781.4320000000007,6781.4320000000007,6781.4320000000007,null,6064.2820000000011,6064.2820000000011,6064.2820000000011,6064.2820000000011,6064.2820000000011,null,3671.43,3671.43,3671.43,3671.43,3671.43]
["PV O&M",1043.6679944059881,1043.6679944059881,1043.6679944059881,1043.6679944059881,1043.6679944059881,null,660.45447208260805,660.45447208260805,660.45447208260805,660.45447208260805,660.45447208260805,null,590.61009044550804,590.61009044550804,590.61009044550804,590.61009044550804,590.61009044550804,null,357.56641995941999,357.56641995941999,357.56641995941999,357.56641995941999,357.56641995941999]
["Battery capital cost",1.6916201542000001E-9,0,0,0,0,null,0,0,0,0,0,null,0,0,0,0,0,null,-1.4967504945E-9,0,0,0,0]
["Battery O&M",4.0581713737483999E-10,0,0,0,0,null,0,0,0,0,0,null,0,0,0,0,0,null,-3.5906819833890002E-10,0,0,0,0]
["Diesel capital cost",2787.6,2787.6,2787.6,2787.6,2787.6,null,3252.2,3252.2,3252.2,3252.2,3252.2,null,3716.8,3716.8,3716.8,3716.8,3716.8,null,5575.2000000000007,5575.2000000000007,5575.2000000000007,5575.2000000000007,5575.2000000000007]
["Diesel O&M (kW)",730.43695500000001,730.43695500000001,730.43695500000001,730.43695500000001,730.43695500000001,null,852.17644749999999,852.17644749999999,852.17644749999999,852.17644749999999,852.17644749999999,null,973.91593999999998,973.91593999999998,973.91593999999998,973.91593999999998,973.91593999999998,null,1460.87391,1460.87391,1460.87391,1460.87391,1460.87391]
["Diesel O&M (kWh)",1089.091955375098,978.73606716584845,868.38017895659198,758.02429074732368,647.66840170925104,null,1507.902098629404,1397.5053302985641,1287.1085619677201,1176.7117936368761,1066.315025306028,null,1578.8189983404261,1468.422230009576,1358.0254616787261,1247.628693347875,1137.2319250170231,null,1836.065489820709,1725.627841368251,1615.1901929158239,1504.7525444634,1394.314896010977]
["Fuel cost",17964.94810299743,16144.58959722136,14324.231091445179,12503.8725856688,10683.514066221,null,24873.36612173231,23052.33328422585,21231.300446719331,19410.267609212809,17589.234771706229,null,26043.164885414481,24222.13204790786,22401.099210401229,20580.066372894591,18759.033535387942,null,30286.534645252421,28464.827476015129,26643.120306778339,24821.4131375416,22999.705968304868]
["REopt LCC",34331.300000000003,32400.6,30469.9,28539.200000000001,26608.5,null,37927,35995.599999999999,34064.199999999997,32132.7,30201.3,null,38967.1,37035.599999999999,35104.199999999997,33172.800000000003,31241.4,null,43187.1,41254.9,39322.800000000003,37390.6,35458.5]
[]
["TMY_lowPVBatt_MedDiesel_32_PB_business",100,95,90,85,80,"TMY_lowPVBatt_MedDiesel_32_PB_nrel",100,95,90,85,80,"TMY_lowPVBatt_MedDiesel_32_PB_average",100,95,90,85,80,"TMY_lowPVBatt_MedDiesel_32_PB_residential",100,95,90,85,80]
["PV kW",20.606000000000002,16.077999999999999,15.051,14.061,13.111000000000001,null,21.759,16.835000000000001,15.788,14.835000000000001,13.882,null,21.734000000000002,17.015999999999998,15.916,14.925000000000001,13.972,null,22.225999999999999,17.640999999999998,16.404,15.412000000000001,14.446999999999999]
["Battery kW",4.76,4.3470000000000004,3.218,2.5870000000000002,2.121,null,5.71,5.202,4.5309999999999997,4.1399999999999997,3.7509999999999999,null,6.78,5.93,5.0380000000000003,4.3259999999999996,3.9420000000000002,null,10.62,9.36,7.6369999999999996,6.5449999999999999,5.6310000000000002]
["Battery kWh",47.183,27.882999999999999,24.401,20.956,17.440000000000001,null,63.968000000000004,44.445999999999998,41.015999999999998,37.152999999999999,33.305,null,66.605000000000004,46.3,42.863999999999997,39.344999999999999,35.488,null,74.412999999999997,53.658000000000001,50.216000000000001,46.432000000000002,42.652000000000001]
["Generator kW",0,0,0,0,0,null,0,0,0,0,0,null,0,0,0,0,0,null,0,0,0,0,0]
["PV capital cost",28848.959999999999,22509.759999999998,21071.4,19685.54,18356.099999999999,null,30463.16,23568.44,22102.639999999999,20768.580000000002,19434.939999999999,null,30427.74,23822.82,22282.400000000001,20894.439999999999,19560.52,null,31115.7,24697.26,22966.16,21576.52,20226.5]
["PV O&M",2809.6461996422399,2192.2614069574402,2052.1772338116002,1917.20611935076,1787.7298386233999,null,2966.85571067704,2295.3679396933599,2152.61134120816,2022.6851113165201,1892.79978589436,null,2963.4061004175601,2320.1424133750802,2170.1184541456,2034.9428173373601,1905.0302222688799,null,3030.4076214257998,2405.3055188324402,2236.7109304590399,2101.3716757728798,1969.8910760409999]
["Battery capital cost",22202.992959638919,14103.177130591421,11966.65164058472,10164.276323485239,8438.0412314086225,null,29625.719373575259,21374.572725101611,19552.537781584571,17734.518244141149,15923.055611981799,null,31381.180827998291,22593.964817634191,20627.787096954358,18743.347876397831,16931.751648968318,null,37010.445917572542,27777.228733528329,25276.741999200989,23041.602068978049,20921.191352699061]
["Battery O&M",4595.2081013831994,2715.5892938207999,2376.4815026721999,2040.938243864,1698.4801818818,null,6229.9649633108002,4328.6180911270003,3994.6233586633998,3618.4093702007999,3243.6270381700001,null,6486.7184225730007,4509.2600196781996,4174.6322418536001,3831.8625267706002,3456.2523661907999,null,7247.2493801190003,5225.8576291707996,4890.6357626228,4522.1157100862001,4153.9657456067998]
["Diesel capital cost",0,0,0,0,0,null,0,0,0,0,0,null,0,0,0,0,0,null,0,0,0,0,0]
["Diesel O&M (kW)",0,0,0,0,0,null,0,0,0,0,0,null,0,0,0,0,0,null,0,0,0,0,0]
["Diesel O&M (kWh)",0,0,0,0,0,null,0,0,0,0,0,null,0,0,0,0,0,null,0,0,0,0,0]
["Fuel cost",0,0,0,0,0,null,0,0,0,0,0,null,0,0,0,0,0,null,0,0,0,0,0]
["REopt LCC",58455.9,41520.1,37466.1,33807.4,30279.8,null,69284.7,51566.2,47801.599999999999,44143.6,40493.699999999997,null,71258.100000000006,53245.3,49254.3,45503.9,41852.9,null,78402.8,60104.9,55369.5,51240.9,47270.9]
[]
["TMY_lowPVBatt_MedDiesel_32_D_business",100,95,90,85,80,"TMY_lowPVBatt_MedDiesel_32_D_nrel",100,95,90,85,80,"TMY_lowPVBatt_MedDiesel_32_D_average",100,95,90,85,80,"TMY_lowPVBatt_MedDiesel_32_D_residential",100,95,90,85,80]
["PV kW",0,0,0,0,0,null,0,0,0,0,0,null,0,0,0,0,0,null,0,0,0,0,0]
["Battery kW",0,0,0,0,0,null,0,0,0,0,0,null,0,0,0,0,0,null,0,0,0,0,0]
["Battery kWh",0,0,0,0,0,null,0,0,0,0,0,null,0,0,0,0,0,null,0,0,0,0,0]
["Generator kW",6,6,6,6,6,null,7,7,7,7,7,null,8,8,8,8,8,null,12,12,12,12,12]
["PV capital cost",0,0,0,0,0,null,0,0,0,0,0,null,0,0,0,0,0,null,0,0,0,0,0]
["PV O&M",0,0,0,0,0,null,0,0,0,0,0,null,0,0,0,0,0,null,0,0,0,0,0]
["Battery capital cost",0,0,0,0,0,null,0,0,0,0,0,null,0,0,0,0,0,null,0,0,0,0,0]
["Battery O&M",0,0,0,0,0,null,0,0,0,0,0,null,0,0,0,0,0,null,0,0,0,0,0]
["Diesel capital cost",2787.6,2787.6,2787.6,2787.6,2787.6,null,3252.2,3252.2,3252.2,3252.2,3252.2,null,3716.8,3716.8,3716.8,3716.8,3716.8,null,5575.2000000000007,5575.2000000000007,5575.2000000000007,5575.2000000000007,5575.2000000000007]
["Diesel O&M (kW)",730.43695500000001,730.43695500000001,730.43695500000001,730.43695500000001,730.43695500000001,null,852.17644749999999,852.17644749999999,852.17644749999999,852.17644749999999,852.17644749999999,null,973.91593999999998,973.91593999999998,973.91593999999998,973.91593999999998,973.91593999999998,null,1460.87391,1460.87391,1460.87391,1460.87391,1460.87391]
["Diesel O&M (kWh)",2207.1177641851491,2096.7618759759021,1986.4059877666491,1876.050099557395,1765.694211348135,null,2207.935366616824,2097.5385982860039,1987.1418299551681,1876.7450616243379,1766.3482932934969,null,2207.9353666168308,2097.5385982859948,1987.141829955154,1876.745061624312,1766.3482932934669,null,2208.7529690484798,2098.315320596063,1987.8776721436379,1877.4400236912179,1767.002375238792]
["Fuel cost",36407.170115524059,34586.811609748023,32766.45310397189,30946.094598195748,29125.73609241952,null,36420.656750129558,34599.623912623443,32778.59107511703,30957.558237610749,29136.52540010427,null,36420.656750129667,34599.623912623283,32778.591075116812,30957.558237610308,29136.525400103779,null,36434.143384734743,34612.436215498121,32790.72904626136,30969.02187702469,29147.314707787911]
["REopt LCC",42132.1,40201.4,38270.699999999997,36339.9,34409.199999999997,null,42732.7,40801.300000000003,38869.800000000003,36938.400000000001,35007,null,43319,41387.599999999999,39456.1,37524.699999999997,35593.300000000003,null,45678.5,43746.3,41814.199999999997,39882.1,37949.9]
[]
["TMY_lowPVBatt_LowDiesel_44_PBD_business",100,95,90,85,80,"TMY_lowPVBatt_LowDiesel_44_PBD_nrel",100,95,90,85,80,"TMY_lowPVBatt_LowDiesel_44_PBD_average",100,95,90,85,80,"TMY_lowPVBatt_LowDiesel_44_PBD_residential",100,95,90,85,80]
["PV kW",7.8209999999999997,7.8209999999999997,7.8209999999999997,7.8209999999999997,7.8209999999999997,null,4.9669999999999996,4.9669999999999996,4.9669999999999996,4.9669999999999996,4.9669999999999996,null,4.4459999999999997,4.4459999999999997,4.4459999999999997,4.4459999999999997,4.4459999999999997,null,2.8370000000000002,2.8370000000000002,2.8370000000000002,2.8370000000000002,2.8370000000000002]
["Battery kW",0,0,0,0,0,null,0,0,0,0,0,null,0,0,0,0,0,null,0,0,0,0,0]
["Battery kWh",0,0,0,0,0,null,0,0,0,0,0,null,0,0,0,0,0,null,0,0,0,0,0]
["Generator kW",6,6,6,6,6,null,7,7,7,7,7,null,8,8,8,8,8,null,12,12,12,12,12]
["PV capital cost",10949.567999999999,10949.567999999999,10949.567999999999,10949.567999999999,10949.567999999999,null,6954.0239999999994,6954.0239999999994,6954.0239999999994,6954.0239999999994,6954.0239999999994,null,6224.0219999999999,6224.0219999999999,6224.0219999999999,6224.0219999999999,6224.0219999999999,null,3971.17,3971.17,3971.17,3971.17,3971.17]
["PV O&M",1066.3958811313919,1066.3958811313919,1066.3958811313919,1066.3958811313919,1066.3958811313919,null,677.26348207425599,677.26348207425599,677.26348207425599,677.26348207425599,677.26348207425599,null,606.16742367106804,606.16742367106804,606.16742367106804,606.16742367106804,606.16742367106804,null,386.75857634497999,386.75857634497999,386.75857634497999,386.75857634497999,386.75857634497999]
["Battery capital cost",1.8271857163E-9,0,0,0,0,null,0,0,0,0,0,null,0,0,0,0,0,null,0,0,0,0,0]
["Battery O&M",4.3833911235926011E-10,0,0,0,0,null,0,0,0,0,0,null,0,0,0,0,0,null,0,0,0,0,0]
["Diesel capital cost",2090.6999999999998,2090.6999999999998,2090.6999999999998,2090.6999999999998,2090.6999999999998,null,2439.15,2439.15,2439.15,2439.15,2439.15,null,2787.6,2787.6,2787.6,2787.6,2787.6,null,4181.3999999999996,4181.3999999999996,4181.3999999999996,4181.3999999999996,4181.3999999999996]
["Diesel O&M (kW)",730.43695500000001,730.43695500000001,730.43695500000001,730.43695500000001,730.43695500000001,null,852.17644749999999,852.17644749999999,852.17644749999999,852.17644749999999,852.17644749999999,null,973.91593999999998,973.91593999999998,973.91593999999998,973.91593999999998,973.91593999999998,null,1460.87391,1460.87391,1460.87391,1460.87391,1460.87391]
["Diesel O&M (kWh)",1075.0905223283421,964.73463411909358,854.37874590983222,744.02285770056199,633.66697174697993,null,1497.5326978303581,1387.135929499517,1276.739161168676,1166.3423928378311,1055.945624506986,null,1569.254510321399,1458.857741990548,1348.460973659699,1238.0642053288491,1127.6674369979969,null,1818.032429107993,1707.594780655566,1597.1571322031391,1486.719483750712,1376.281835298287]
["Fuel cost",19507.388589883751,17504.994233530098,15502.599877176201,13500.20552082215,11497.811205397291,null,27172.551200029891,25169.415078772789,23166.27895751566,21163.142836258459,19160.006715001269,null,28473.934885938921,26470.798764681629,24467.662643424359,22464.52652216706,20461.39040090975,null,32987.980385886593,30984.10249972613,28980.224613565661,26976.346727405191,24972.468841244761]
["REopt LCC",35419,33306.199999999997,31193.5,29080.7,26968,null,39592.199999999997,37478.6,35365.1,33251.599999999999,31138.1,null,40634.400000000001,38520.800000000003,36407.300000000003,34293.800000000003,32180.2,null,44805.599999999999,42691.3,40577,38462.699999999997,36348.300000000003]
[]
["TMY_lowPVBatt_LowDiesel_44_PB_business",100,95,90,85,80,"TMY_lowPVBatt_LowDiesel_44_PB_nrel",100,95,90,85,80,"TMY_lowPVBatt_LowDiesel_44_PB_average",100,95,90,85,80,"TMY_lowPVBatt_LowDiesel_44_PB_residential",100,95,90,85,80]
["PV kW",20.606000000000002,16.077999999999999,15.051,14.061,13.111000000000001,null,21.759,16.835000000000001,15.788,14.835000000000001,13.882,null,21.734000000000002,17.015999999999998,15.916,14.925000000000001,13.972,null,22.225999999999999,17.640999999999998,16.404,15.412000000000001,14.446999999999999]
["Battery kW",4.76,4.3470000000000004,3.218,2.5870000000000002,2.121,null,5.71,5.202,4.5309999999999997,4.1399999999999997,3.7509999999999999,null,6.78,5.93,5.0380000000000003,4.3259999999999996,3.9420000000000002,null,10.62,9.36,7.6369999999999996,6.5449999999999999,5.6310000000000002]
["Battery kWh",47.183,27.882999999999999,24.401,20.956,17.440000000000001,null,63.968000000000004,44.445999999999998,41.015999999999998,37.152999999999999,33.305,null,66.605000000000004,46.3,42.863999999999997,39.344999999999999,35.488,null,74.412999999999997,53.658000000000001,50.216000000000001,46.432000000000002,42.652000000000001]
["Generator kW",0,0,0,0,0,null,0,0,0,0,0,null,0,0,0,0,0,null,0,0,0,0,0]
["PV capital cost",28848.959999999999,22509.759999999998,21071.4,19685.54,18356.099999999999,null,30463.16,23568.44,22102.639999999999,20768.580000000002,19434.939999999999,null,30427.74,23822.82,22282.400000000001,20894.439999999999,19560.52,null,31115.7,24697.26,22966.16,21576.52,20226.5]
["PV O&M",2809.6461996422399,2192.2614069574402,2052.1772338116002,1917.20611935076,1787.7298386233999,null,2966.85571067704,2295.3679396933599,2152.61134120816,2022.6851113165201,1892.79978589436,null,2963.4061004175601,2320.1424133750802,2170.1184541456,2034.9428173373601,1905.0302222688799,null,3030.4076214257998,2405.3055188324402,2236.7109304590399,2101.3716757728798,1969.8910760409999]
["Battery capital cost",22202.992959638919,14103.177130591421,11966.65164058472,10164.276323485239,8438.0412314086225,null,29625.719373575259,21374.572725101611,19552.537781584571,17734.518244141149,15923.055611981799,null,31381.180827998291,22593.964817634191,20627.787096954358,18743.347876397831,16931.751648968318,null,37010.445917572542,27777.228733528329,25276.741999200989,23041.602068978049,20921.191352699061]
["Battery O&M",4595.2081013831994,2715.5892938207999,2376.4815026721999,2040.938243864,1698.4801818818,null,6229.9649633108002,4328.6180911270003,3994.6233586633998,3618.4093702007999,3243.6270381700001,null,6486.7184225730007,4509.2600196781996,4174.6322418536001,3831.8625267706002,3456.2523661907999,null,7247.2493801190003,5225.8576291707996,4890.6357626228,4522.1157100862001,4153.9657456067998]
["Diesel capital cost",0,0,0,0,0,null,0,0,0,0,0,null,0,0,0,0,0,null,0,0,0,0,0]
["Diesel O&M (kW)",0,0,0,0,0,null,0,0,0,0,0,null,0,0,0,0,0,null,0,0,0,0,0]
["Diesel O&M (kWh)",0,0,0,0,0,null,0,0,0,0,0,null,0,0,0,0,0,null,0,0,0,0,0]
["Fuel cost",0,0,0,0,0,null,0,0,0,0,0,null,0,0,0,0,0,null,0,0,0,0,0]
["REopt LCC",58455.9,41520.1,37466.1,33807.4,30279.8,null,69284.7,51566.2,47801.599999999999,44143.6,40493.699999999997,null,71258.100000000006,53245.3,49254.3,45503.9,41852.9,null,78402.8,60104.9,55369.5,51240.9,47270.9]
[]
["TMY_lowPVBatt_LowDiesel_44_D_business",100,95,90,85,80,"TMY_lowPVBatt_LowDiesel_44_D_nrel",100,95,90,85,80,"TMY_lowPVBatt_LowDiesel_44_D_average",100,95,90,85,80,"TMY_lowPVBatt_LowDiesel_44_D_residential",100,95,90,85,80]
["PV kW",0,0,0,0,0,null,0,0,0,0,0,null,0,0,0,0,0,null,0,0,0,0,0]
["Battery kW",0,0,0,0,0,null,0,0,0,0,0,null,0,0,0,0,0,null,0,0,0,0,0]
["Battery kWh",0,0,0,0,0,null,0,0,0,0,0,null,0,0,0,0,0,null,0,0,0,0,0]
["Generator kW",6,6,6,6,6,null,7,7,7,7,7,null,8,8,8,8,8,null,12,12,12,12,12]
["PV capital cost",0,0,0,0,0,null,0,0,0,0,0,null,0,0,0,0,0,null,0,0,0,0,0]
["PV O&M",0,0,0,0,0,null,0,0,0,0,0,null,0,0,0,0,0,null,0,0,0,0,0]
["Battery capital cost",0,0,0,0,0,null,0,0,0,0,0,null,0,0,0,0,0,null,0,0,0,0,0]
["Battery O&M",0,0,0,0,0,null,0,0,0,0,0,null,0,0,0,0,0,null,0,0,0,0,0]
["Diesel capital cost",2090.6999999999998,2090.6999999999998,2090.6999999999998,2090.6999999999998,2090.6999999999998,null,2439.15,2439.15,2439.15,2439.15,2439.15,null,2787.6,2787.6,2787.6,2787.6,2787.6,null,4181.3999999999996,4181.3999999999996,4181.3999999999996,4181.3999999999996,4181.3999999999996]
["Diesel O&M (kW)",730.43695500000001,730.43695500000001,730.43695500000001,730.43695500000001,730.43695500000001,null,852.17644749999999,852.17644749999999,852.17644749999999,852.17644749999999,852.17644749999999,null,973.91593999999998,973.91593999999998,973.91593999999998,973.91593999999998,973.91593999999998,null,1460.87391,1460.87391,1460.87391,1460.87391,1460.87391]
["Diesel O&M (kWh)",2207.1177641851491,2096.7618759759098,1986.4059877666459,1876.0500995573941,1765.6942113481371,null,2207.935366616824,2097.5385982860039,1987.1418299551681,1876.7450616243379,1766.3482932934969,null,2207.9353666168308,2097.5385982859948,1987.1418299551531,1876.745061624312,1766.3482932934669,null,2208.7529690484798,2098.3153205960621,1987.8776721436379,1877.4400236912179,1767.002375238792]
["Fuel cost",40047.887127076458,38045.492770722987,36043.098414369037,34040.704058015312,32038.30970166151,null,40062.722425142521,38059.586303885779,36056.450182628731,34053.314061371828,32050.1779401147,null,40062.722425142638,38059.586303885597,36056.450182628461,34053.314061371348,32050.17794011415,null,40077.5577232082,38073.679837047901,36069.8019508875,34065.924064727151,32062.046178566699]
["REopt LCC",45075.9,42963.199999999997,40850.400000000001,38737.699999999997,36624.9,null,45561.7,43448.2,41334.6,39221.1,37107.599999999999,null,46031.9,43918.3,41804.800000000003,39691.300000000003,37577.699999999997,null,47928.1,45813.8,43699.5,41585.199999999997,39470.800000000003]
[]
["TMY_lowPVBatt_LowDiesel_36_PBD_business",100,95,90,85,80,"TMY_lowPVBatt_LowDiesel_36_PBD_nrel",100,95,90,85,80,"TMY_lowPVBatt_LowDiesel_36_PBD_average",100,95,90,85,80,"TMY_lowPVBatt_LowDiesel_36_PBD_residential",100,95,90,85,80]
["PV kW",7.46,7.46,7.46,7.46,7.46,null,4.6950000000000003,4.6950000000000003,4.6950000000000003,4.6950000000000003,4.6950000000000003,null,4.2,4.2,4.2,4.2,4.2,null,2.46,2.46,2.46,2.46,2.46]
["Battery kW",0,0,0,0,0,null,0,0,0,0,0,null,0,0,0,0,0,null,0,0,0,0,0]
["Battery kWh",0,0,0,0,0,null,0,0,0,0,0,null,0,0,0,0,0,null,0,0,0,0,0]
["Generator kW",6,6,6,6,6,null,7,7,7,7,7,null,8,8,8,8,8,null,12,12,12,12,12]
["PV capital cost",10444.196,10444.196,10444.196,10444.196,10444.196,null,6573.3639999999996,6573.3639999999996,6573.3639999999996,6573.3639999999996,6573.3639999999996,null,5879.6080000000002,5879.6080000000002,5879.6080000000002,5879.6080000000002,5879.6080000000002,null,3444.2379999999998,3444.2379999999998,3444.2379999999998,3444.2379999999998,3444.2379999999998]
["PV O&M",1017.1768964884239,1017.1768964884239,1017.1768964884239,1017.1768964884239,1017.1768964884239,null,640.19039790221609,640.19039790221609,640.19039790221609,640.19039790221609,640.19039790221609,null,572.62439521515205,572.62439521515205,572.62439521515205,572.62439521515205,572.62439521515205,null,335.43982893537202,335.43982893537202,335.43982893537202,335.43982893537202,335.43982893537202]
["Battery capital cost",0,0,0,0,0,null,0,0,0,0,0,null,0,0,0,0,0,null,0,0,0,0,0]
["Battery O&M",0,0,0,0,0,null,0,0,0,0,0,null,0,0,0,0,0,null,0,0,0,0,0]
["Diesel capital cost",2090.6999999999998,2090.6999999999998,2090.6999999999998,2090.6999999999998,2090.6999999999998,null,2439.15,2439.15,2439.15,2439.15,2439.15,null,2787.6,2787.6,2787.6,2787.6,2787.6,null,4181.3999999999996,4181.3999999999996,4181.3999999999996,4181.3999999999996,4181.3999999999996]
["Diesel O&M (kW)",730.43695500000001,730.43695500000001,730.43695500000001,730.43695500000001,730.43695500000001,null,852.17644749999999,852.17644749999999,852.17644749999999,852.17644749999999,852.17644749999999,null,973.91593999999998,973.91593999999998,973.91593999999998,973.91593999999998,973.91593999999998,null,1460.87391,1460.87391,1460.87391,1460.87391,1460.87391]
["Diesel O&M (kWh)",1107.073605504155,996.71771729489762,886.36182908564138,776.00594087637251,665.65004468148072,null,1521.62437851446,1411.2276101836219,1300.8308418527811,1190.4340735219339,1080.0373051910849,null,1590.9974065922811,1480.6006382614289,1370.203869930576,1259.8071015997259,1149.410333268873,null,1851.002070153776,1740.5644217013489,1630.1267732489221,1519.6891247964959,1409.2514763440699]
["Fuel cost",16435.405471347429,14797.08281614885,13158.760160950291,11520.43750575153,9882.1147319997344,null,22589.747882737629,20950.81832898183,19311.888775226009,17672.95922147009,16034.02966771415,null,23619.646743631281,21980.717189875289,20341.78763611929,18702.858082363309,17063.928528607321,null,27479.626828811281,25840.090376498159,24200.553924185049,22561.01747187195,20921.481019558851]
["REopt LCC",31824.400000000001,30075.7,28327,26578.400000000001,24829.7,null,34615.699999999997,32866.400000000001,31117.1,29367.8,27618.400000000001,null,35423.9,33674.5,31925.200000000001,30175.9,28426.6,null,38752,37002,35252,33502.1,31752.1]
[]
["TMY_lowPVBatt_LowDiesel_36_PB_business",100,95,90,85,80,"TMY_lowPVBatt_LowDiesel_36_PB_nrel",100,95,90,85,80,"TMY_lowPVBatt_LowDiesel_36_PB_average",100,95,90,85,80,"TMY_lowPVBatt_LowDiesel_36_PB_residential",100,95,90,85,80]
["PV kW",20.606000000000002,16.077999999999999,15.051,14.061,13.111000000000001,null,21.759,16.835000000000001,15.788,14.835000000000001,13.882,null,21.734000000000002,17.015999999999998,15.916,14.925000000000001,13.972,null,22.225999999999999,17.640999999999998,16.404,15.412000000000001,14.446999999999999]
["Battery kW",4.76,4.3470000000000004,3.218,2.5870000000000002,2.121,null,5.71,5.202,4.5309999999999997,4.1399999999999997,3.7509999999999999,null,6.78,5.93,5.0380000000000003,4.3259999999999996,3.9420000000000002,null,10.62,9.36,7.6369999999999996,6.5449999999999999,5.6310000000000002]
["Battery kWh",47.183,27.882999999999999,24.401,20.956,17.440000000000001,null,63.968000000000004,44.445999999999998,41.015999999999998,37.152999999999999,33.305,null,66.605000000000004,46.3,42.863999999999997,39.344999999999999,35.488,null,74.412999999999997,53.658000000000001,50.216000000000001,46.432000000000002,42.652000000000001]
["Generator kW",0,0,0,0,0,null,0,0,0,0,0,null,0,0,0,0,0,null,0,0,0,0,0]
["PV capital cost",28848.959999999999,22509.759999999998,21071.4,19685.54,18356.099999999999,null,30463.16,23568.44,22102.639999999999,20768.580000000002,19434.939999999999,null,30427.74,23822.82,22282.400000000001,20894.439999999999,19560.52,null,31115.7,24697.26,22966.16,21576.52,20226.5]
["PV O&M",2809.6461996422399,2192.2614069574402,2052.1772338116002,1917.20611935076,1787.7298386233999,null,2966.85571067704,2295.3679396933599,2152.61134120816,2022.6851113165201,1892.79978589436,null,2963.4061004175601,2320.1424133750802,2170.1184541456,2034.9428173373601,1905.0302222688799,null,3030.4076214257998,2405.3055188324402,2236.7109304590399,2101.3716757728798,1969.8910760409999]
["Battery capital cost",22202.992959638919,14103.177130591421,11966.65164058472,10164.276323485239,8438.0412314086225,null,29625.719373575259,21374.572725101611,19552.537781584571,17734.518244141149,15923.055611981799,null,31381.180827998291,22593.964817634191,20627.787096954358,18743.347876397831,16931.751648968318,null,37010.445917572542,27777.228733528329,25276.741999200989,23041.602068978049,20921.191352699061]
["Battery O&M",4595.2081013831994,2715.5892938207999,2376.4815026721999,2040.938243864,1698.4801818818,null,6229.9649633108002,4328.6180911270003,3994.6233586633998,3618.4093702007999,3243.6270381700001,null,6486.7184225730007,4509.2600196781996,4174.6322418536001,3831.8625267706002,3456.2523661907999,null,7247.2493801190003,5225.8576291707996,4890.6357626228,4522.1157100862001,4153.9657456067998]
["Diesel capital cost",0,0,0,0,0,null,0,0,0,0,0,null,0,0,0,0,0,null,0,0,0,0,0]
["Diesel O&M (kW)",0,0,0,0,0,null,0,0,0,0,0,null,0,0,0,0,0,null,0,0,0,0,0]
["Diesel O&M (kWh)",0,0,0,0,0,null,0,0,0,0,0,null,0,0,0,0,0,null,0,0,0,0,0]
["Fuel cost",0,0,0,0,0,null,0,0,0,0,0,null,0,0,0,0,0,null,0,0,0,0,0]
["REopt LCC",58455.9,41520.1,37466.1,33807.4,30279.8,null,69284.7,51566.2,47801.599999999999,44143.6,40493.699999999997,null,71258.100000000006,53245.3,49254.3,45503.9,41852.9,null,78402.8,60104.9,55369.5,51240.9,47270.9]
[]
["TMY_lowPVBatt_LowDiesel_36_D_business",100,95,90,85,80,"TMY_lowPVBatt_LowDiesel_36_D_nrel",100,95,90,85,80,"TMY_lowPVBatt_LowDiesel_36_D_average",100,95,90,85,80,"TMY_lowPVBatt_LowDiesel_36_D_residential",100,95,90,85,80]
["PV kW",0,0,0,0,0,null,0,0,0,0,0,null,0,0,0,0,0,null,0,0,0,0,0]
["Battery kW",0,0,0,0,0,null,0,0,0,0,0,null,0,0,0,0,0,null,0,0,0,0,0]
["Battery kWh",0,0,0,0,0,null,0,0,0,0,0,null,0,0,0,0,0,null,0,0,0,0,0]
["Generator kW",6,6,6,6,6,null,7,7,7,7,7,null,8,8,8,8,8,null,12,12,12,12,12]
["PV capital cost",0,0,0,0,0,null,0,0,0,0,0,null,0,0,0,0,0,null,0,0,0,0,0]
["PV O&M",0,0,0,0,0,null,0,0,0,0,0,null,0,0,0,0,0,null,0,0,0,0,0]
["Battery capital cost",0,0,0,0,0,null,0,0,0,0,0,null,0,0,0,0,0,null,0,0,0,0,0]
["Battery O&M",0,0,0,0,0,null,0,0,0,0,0,null,0,0,0,0,0,null,0,0,0,0,0]
["Diesel capital cost",2090.6999999999998,2090.6999999999998,2090.6999999999998,2090.6999999999998,2090.6999999999998,null,2439.15,2439.15,2439.15,2439.15,2439.15,null,2787.6,2787.6,2787.6,2787.6,2787.6,null,4181.3999999999996,4181.3999999999996,4181.3999999999996,4181.3999999999996,4181.3999999999996]
["Diesel O&M (kW)",730.43695500000001,730.43695500000001,730.43695500000001,730.43695500000001,730.43695500000001,null,852.17644749999999,852.17644749999999,852.17644749999999,852.17644749999999,852.17644749999999,null,973.91593999999998,973.91593999999998,973.91593999999998,973.91593999999998,973.91593999999998,null,1460.87391,1460.87391,1460.87391,1460.87391,1460.87391]
["Diesel O&M (kWh)",2207.1177641851491,2096.7618759759021,1986.4059877666491,1876.050099557395,1765.694211348135,null,2207.935366616824,2097.5385982860039,1987.141829955169,1876.7450616243359,1766.3482932934969,null,2207.9353666168308,2097.5385982859948,1987.1418299551531,1876.7450616243129,1766.3482932934669,null,2208.7529690484798,2098.3153205960621,1987.8776721436379,1877.4400236912179,1767.002375238792]
["Fuel cost",32766.453103971649,31128.130448773209,29489.807793574699,27851.485138376182,26213.16248317757,null,32778.591075116601,31139.661521361089,29500.731967605341,27861.802413849629,26222.872860093848,null,32778.591075116703,31139.66152136094,29500.731967605101,27861.802413849291,26222.872860093401,null,32790.729046261258,31151.192593948279,29511.65614163522,27872.119689322211,26232.583237009119]
["REopt LCC",37794.5,36045.800000000003,34297.1,32548.400000000001,30799.8,null,38277.599999999999,36528.199999999997,34778.9,33029.599999999999,31280.3,null,38747.699999999997,36998.400000000001,35249.1,33499.699999999997,31750.400000000001,null,40641.300000000003,38891.300000000003,37141.300000000003,35391.4,33641.4]
[]
["TMY_lowPVBatt_LowDiesel_32_PBD_business",100,95,90,85,80,"TMY_lowPVBatt_LowDiesel_32_PBD_nrel",100,95,90,85,80,"TMY_lowPVBatt_LowDiesel_32_PBD_average",100,95,90,85,80,"TMY_lowPVBatt_LowDiesel_32_PBD_residential",100,95,90,85,80]
["PV kW",7.298,7.298,7.298,7.298,7.298,null,4.5179999999999998,4.5179999999999998,4.5179999999999998,4.5179999999999998,4.5179999999999998,null,4.0650000000000004,4.0650000000000004,4.0650000000000004,4.0650000000000004,4.0650000000000004,null,2.3450000000000002,2.3450000000000002,2.3450000000000002,2.3450000000000002,2.3450000000000002]
["Battery kW",0,0,0,0,0,null,0,0,0,0,0,null,0,0,0,0,0,null,0,0,0,0,0]
["Battery kWh",0,0,0,0,0,null,0,0,0,0,0,null,0,0,0,0,0,null,0,0,0,0,0]
["Generator kW",6,6,6,6,6,null,7,7,7,7,7,null,8,8,8,8,8,null,12,12,12,12,12]
["PV capital cost",10216.962,10216.962,10216.962,10216.962,10216.962,null,6325.7740000000003,6325.7740000000003,6325.7740000000003,6325.7740000000003,6325.7740000000003,null,5691.6860000000006,5691.6860000000006,5691.6860000000006,5691.6860000000006,5691.6860000000006,null,3282.3139999999989,3282.3139999999989,3282.3139999999989,3282.3139999999989,3282.3139999999989]
["PV O&M",995.04621501742815,995.04621501742815,995.04621501742815,995.04621501742815,995.04621501742815,null,616.07721314375601,616.07721314375601,616.07721314375601,616.07721314375601,616.07721314375601,null,554.32237208748404,554.32237208748404,554.32237208748404,554.32237208748404,554.32237208748404,null,319.66979246851588,319.66979246851588,319.66979246851588,319.66979246851588,319.66979246851588]
["Battery capital cost",0,0,0,0,0,null,0,0,0,0,0,null,0,0,0,0,0,null,0,0,0,0,0]
["Battery O&M",0,0,0,0,0,null,0,0,0,0,0,null,0,0,0,0,0,null,0,0,0,0,0]
["Diesel capital cost",2090.6999999999998,2090.6999999999998,2090.6999999999998,2090.6999999999998,2090.6999999999998,null,2439.15,2439.15,2439.15,2439.15,2439.15,null,2787.6,2787.6,2787.6,2787.6,2787.6,null,4181.3999999999996,4181.3999999999996,4181.3999999999996,4181.3999999999996,4181.3999999999996]
["Diesel O&M (kW)",730.43695500000001,730.43695500000001,730.43695500000001,730.43695500000001,730.43695500000001,null,852.17644749999999,852.17644749999999,852.17644749999999,852.17644749999999,852.17644749999999,null,973.91593999999998,973.91593999999998,973.91593999999998,973.91593999999998,973.91593999999998,null,1460.87391,1460.87391,1460.87391,1460.87391,1460.87391]
["Diesel O&M (kWh)",1123.759757067857,1013.403868858604,903.04797978695012,792.69209244008391,682.33620331241468,null,1539.6890106341341,1429.2922423032951,1318.8954739724541,1208.498705641611,1098.1019373107649,null,1604.730591932806,1494.3338236019549,1383.9370552711041,1273.5402869402551,1163.143518609402,null,1862.8149515570719,1752.3773031046451,1641.9396546522159,1531.50200619979,1421.064357747365]
["Fuel cost",14829.444376169649,13373.15757154874,11916.87075554735,10460.58396230674,9004.2971455661645,null,20318.1617745187,18861.335504513561,17404.509234508369,15947.682964503159,14490.856694497919,null,21176.468459680171,19719.642189674869,18262.815919669549,16805.989649664269,15349.16337965893,null,24582.221007176249,23124.855271786819,21667.489536397359,20210.12380100794,18752.75806561852]
["REopt LCC",29985.8,28419.1,26852.5,25285.8,23719.200000000001,null,32090.5,30523.3,28956.1,27388.9,25821.599999999999,null,32788.199999999997,31221,29653.8,28086.5,26519.3,null,35688.699999999997,34120.9,32553.1,30985.3,29417.5]
[]
["TMY_lowPVBatt_LowDiesel_32_PB_business",100,95,90,85,80,"TMY_lowPVBatt_LowDiesel_32_PB_nrel",100,95,90,85,80,"TMY_lowPVBatt_LowDiesel_32_PB_average",100,95,90,85,80,"TMY_lowPVBatt_LowDiesel_32_PB_residential",100,95,90,85,80]
["PV kW",20.606000000000002,16.077999999999999,15.051,14.061,13.111000000000001,null,21.759,16.835000000000001,15.788,14.835000000000001,13.882,null,21.734000000000002,17.015999999999998,15.916,14.925000000000001,13.972,null,22.225999999999999,17.640999999999998,16.404,15.412000000000001,14.446999999999999]
["Battery kW",4.76,4.3470000000000004,3.218,2.5870000000000002,2.121,null,5.71,5.202,4.5309999999999997,4.1399999999999997,3.7509999999999999,null,6.78,5.93,5.0380000000000003,4.3259999999999996,3.9420000000000002,null,10.62,9.36,7.6369999999999996,6.5449999999999999,5.6310000000000002]
["Battery kWh",47.183,27.882999999999999,24.401,20.956,17.440000000000001,null,63.968000000000004,44.445999999999998,41.015999999999998,37.152999999999999,33.305,null,66.605000000000004,46.3,42.863999999999997,39.344999999999999,35.488,null,74.412999999999997,53.658000000000001,50.216000000000001,46.432000000000002,42.652000000000001]
["Generator kW",0,0,0,0,0,null,0,0,0,0,0,null,0,0,0,0,0,null,0,0,0,0,0]
["PV capital cost",28848.959999999999,22509.759999999998,21071.4,19685.54,18356.099999999999,null,30463.16,23568.44,22102.639999999999,20768.580000000002,19434.939999999999,null,30427.74,23822.82,22282.400000000001,20894.439999999999,19560.52,null,31115.7,24697.26,22966.16,21576.52,20226.5]
["PV O&M",2809.6461996422399,2192.2614069574402,2052.1772338116002,1917.20611935076,1787.7298386233999,null,2966.85571067704,2295.3679396933599,2152.61134120816,2022.6851113165201,1892.79978589436,null,2963.4061004175601,2320.1424133750802,2170.1184541456,2034.9428173373601,1905.0302222688799,null,3030.4076214257998,2405.3055188324402,2236.7109304590399,2101.3716757728798,1969.8910760409999]
["Battery capital cost",22202.992959638919,14103.177130591421,11966.65164058472,10164.276323485239,8438.0412314086225,null,29625.719373575259,21374.572725101611,19552.537781584571,17734.518244141149,15923.055611981799,null,31381.180827998291,22593.964817634191,20627.787096954358,18743.347876397831,16931.751648968318,null,37010.445917572542,27777.228733528329,25276.741999200989,23041.602068978049,20921.191352699061]
["Battery O&M",4595.2081013831994,2715.5892938207999,2376.4815026721999,2040.938243864,1698.4801818818,null,6229.9649633108002,4328.6180911270003,3994.6233586633998,3618.4093702007999,3243.6270381700001,null,6486.7184225730007,4509.2600196781996,4174.6322418536001,3831.8625267706002,3456.2523661907999,null,7247.2493801190003,5225.8576291707996,4890.6357626228,4522.1157100862001,4153.9657456067998]
["Diesel capital cost",0,0,0,0,0,null,0,0,0,0,0,null,0,0,0,0,0,null,0,0,0,0,0]
["Diesel O&M (kW)",0,0,0,0,0,null,0,0,0,0,0,null,0,0,0,0,0,null,0,0,0,0,0]
["Diesel O&M (kWh)",0,0,0,0,0,null,0,0,0,0,0,null,0,0,0,0,0,null,0,0,0,0,0]
["Fuel cost",0,0,0,0,0,null,0,0,0,0,0,null,0,0,0,0,0,null,0,0,0,0,0]
["REopt LCC",58455.9,41520.1,37466.1,33807.4,30279.8,null,69284.7,51566.2,47801.599999999999,44143.6,40493.699999999997,null,71258.100000000006,53245.3,49254.3,45503.9,41852.9,null,78402.8,60104.9,55369.5,51240.9,47270.9]
[]
["TMY_lowPVBatt_LowDiesel_32_D_business",100,95,90,85,80,"TMY_lowPVBatt_LowDiesel_32_D_nrel",100,95,90,85,80,"TMY_lowPVBatt_LowDiesel_32_D_average",100,95,90,85,80,"TMY_lowPVBatt_LowDiesel_32_D_residential",100,95,90,85,80]
["PV kW",0,0,0,0,0,null,0,0,0,0,0,null,0,0,0,0,0,null,0,0,0,0,0]
["Battery kW",0,0,0,0,0,null,0,0,0,0,0,null,0,0,0,0,0,null,0,0,0,0,0]
["Battery kWh",0,0,0,0,0,null,0,0,0,0,0,null,0,0,0,0,0,null,0,0,0,0,0]
["Generator kW",6,6,6,6,6,null,7,7,7,7,7,null,8,8,8,8,8,null,12,12,12,12,12]
["PV capital cost",0,0,0,0,0,null,0,0,0,0,0,null,0,0,0,0,0,null,0,0,0,0,0]
["PV O&M",0,0,0,0,0,null,0,0,0,0,0,null,0,0,0,0,0,null,0,0,0,0,0]
["Battery capital cost",0,0,0,0,0,null,0,0,0,0,0,null,0,0,0,0,0,null,0,0,0,0,0]
["Battery O&M",0,0,0,0,0,null,0,0,0,0,0,null,0,0,0,0,0,null,0,0,0,0,0]
["Diesel capital cost",2090.6999999999998,2090.6999999999998,2090.6999999999998,2090.6999999999998,2090.6999999999998,null,2439.15,2439.15,2439.15,2439.15,2439.15,null,2787.6,2787.6,2787.6,2787.6,2787.6,null,4181.3999999999996,4181.3999999999996,4181.3999999999996,4181.3999999999996,4181.3999999999996]
["Diesel O&M (kW)",730.43695500000001,730.43695500000001,730.43695500000001,730.43695500000001,730.43695500000001,null,852.17644749999999,852.17644749999999,852.17644749999999,852.17644749999999,852.17644749999999,null,973.91593999999998,973.91593999999998,973.91593999999998,973.91593999999998,973.91593999999998,null,1460.87391,1460.87391,1460.87391,1460.87391,1460.87391]
["Diesel O&M (kWh)",2207.1177641851491,2096.7618759759021,1986.4059877666491,1876.050099557395,1765.694211348135,null,2207.935366616824,2097.538598285998,1987.141829955169,1876.745061624335,1766.3482932934969,null,2207.9353666168308,2097.5385982859948,1987.1418299551531,1876.7450616243109,1766.348293293466,null,2208.7529690484798,2098.3153205960621,1987.8776721436379,1877.4400236912179,1767.002375238792]
["Fuel cost",29125.736092419251,27669.449287798419,26213.162483177512,24756.8756785566,23300.58887393562,null,29136.525400103641,27679.699130098648,26222.87286009363,24766.04659008855,23309.220320083419,null,29136.525400103739,27679.69913009863,26222.87286009343,24766.04659008823,23309.220320083012,null,29147.314707787791,27689.94897239847,26232.58323700909,24775.21750161974,23317.851766230331]
["REopt LCC",34153.699999999997,32587.1,31020.5,29453.8,27887.200000000001,null,34635.5,33068.300000000003,31501.1,29933.8,28366.6,null,35105.699999999997,33538.400000000001,31971.200000000001,30404,28836.799999999999,null,36997.9,35430.1,33862.300000000003,32294.5,30726.7]

{"sheet":"Lusaka_20","index":12,"n_rows":1214,"n_cols":24,"rows_kept":1214,"cut":false,"hidden":false,"merged":[]}
["TMY_highPVBatt_HighDiesel_44_PBD_business",100,95,90,85,80,"TMY_highPVBatt_HighDiesel_44_PBD_nrel",100,95,90,85,80,"TMY_highPVBatt_HighDiesel_44_PBD_average",100,95,90,85,80,"TMY_highPVBatt_HighDiesel_44_PBD_residential",100,95,90,85,80]
["PV kW",6.7480000000000002,6.7480000000000002,6.7480000000000002,6.7480000000000002,6.7480000000000002,null,4.4660000000000002,4.4660000000000002,4.4660000000000002,4.4660000000000002,4.4660000000000002,null,3.8109999999999999,3.8109999999999999,3.8109999999999999,3.8109999999999999,3.8109999999999999,null,2.2919999999999998,2.2919999999999998,2.2919999999999998,2.2919999999999998,2.2919999999999998]
["Battery kW",0,0,0,0,0,null,0,0,0,0,0,null,0,0,0,0,0,null,0,0,0,0,0]
["Battery kWh",0,0,0,0,0,null,0,0,0,0,0,null,0,0,0,0,0,null,0,0,0,0,0]
["Generator kW",6,6,6,6,6,null,7,7,7,7,7,null,8,8,8,8,8,null,12,12,12,12,12]
["PV capital cost",14846.084000000001,14846.084000000001,14846.084000000001,14846.084000000001,14846.084000000001,null,9824.6939999999995,9824.6939999999995,9824.6939999999995,9824.6939999999995,9824.6939999999995,null,8385.1239999999998,8385.1239999999998,8385.1239999999998,8385.1239999999998,8385.1239999999998,null,5043.2359999999999,5043.2359999999999,5043.2359999999999,5043.2359999999999,5043.2359999999999]
["PV O&M",1445.883785417896,1445.883785417896,1445.883785417896,1445.883785417896,1445.883785417896,null,956.84260922223598,956.84260922223598,956.84260922223598,956.84260922223598,956.84260922223598,null,816.64059224765595,816.64059224765595,816.64059224765595,816.64059224765595,816.64059224765595,null,491.16879295818399,491.16879295818399,491.16879295818399,491.16879295818399,491.16879295818399]
["Battery capital cost",0,0,0,0,0,null,0,0,0,0,0,null,0,0,0,0,0,null,0,0,0,0,0]
["Battery O&M",0,0,0,0,0,null,0,0,0,0,0,null,0,0,0,0,0,null,0,0,0,0,0]
["Diesel capital cost",3484.5,3484.5,3484.5,3484.5,3484.5,null,4065.25,4065.25,4065.25,4065.25,4065.25,null,4646,4646,4646,4646,4646,null,6969,6969,6969,6969,6969]
["Diesel O&M (kW)",730.43695500000001,730.43695500000001,730.43695500000001,730.43695500000001,730.43695500000001,null,852.17644749999999,852.17644749999999,852.17644749999999,852.17644749999999,852.17644749999999,null,973.91593999999998,973.91593999999998,973.91593999999998,973.91593999999998,973.91593999999998,null,1460.87391,1460.87391,1460.87391,1460.87391,1460.87391]
["Diesel O&M (kWh)",1315.759005268709,1205.4031170594519,1095.0472305302019,984.69134064094158,874.33544885887079,null,1619.903231805368,1509.5064634745299,1399.1096951436889,1288.712926812844,1178.3161584819991,null,1701.9001666303591,1591.503398299508,1481.1066299686579,1370.7098616378071,1260.313093306956,null,1908.7664851233201,1798.328836670895,1687.8911882184671,1577.45353976604,1467.0158913136131]
["Fuel cost",35811.434023473797,32807.842488943097,29804.251000137661,26800.65941988174,23797.067788108601,null,44089.424794294093,41084.720612408477,38080.016430522788,35075.312248637027,32070.608066751221,null,46321.16161680784,43316.457434921889,40311.753253035953,37307.04907115001,34302.344889264037,null,51951.508425550877,48945.691596310222,45939.874767069523,42934.057937828817,39928.241108588118]
["REopt LCC",57634.1,54520.2,51406.2,48292.3,45178.3,null,61408.2,58293.1,55178,52062.9,48947.8,null,62844.6,59729.5,56614.400000000001,53499.3,50384.2,null,67824.2,64707.9,61591.7,58475.4,55359.1]
[]
["TMY_highPVBatt_HighDiesel_44_PB_business",100,95,90,85,80,"TMY_highPVBatt_HighDiesel_44_PB_nrel",100,95,90,85,80,"TMY_highPVBatt_HighDiesel_44_PB_average",100,95,90,85,80,"TMY_highPVBatt_HighDiesel_44_PB_residential",100,95,90,85,80]
["PV kW",33.811999999999998,23.29,18.690000000000001,17.026,15.493,null,35.64,24.288,19.352,17.369,16.151,null,35.576000000000001,24.273,19.718,17.622,16.260000000000002,null,36.363,24.634,20.791,18.78,17.084]
["Battery kW",4.76,4.76,4.76,3.7959999999999998,3.173,null,6.077,5.83,5.6509999999999998,4.9329999999999998,4.3490000000000002,null,6.78,6.78,6.3159999999999998,5.5739999999999998,4.8579999999999997,null,10.62,10.62,9.4169999999999998,7.8490000000000002,6.8780000000000001]
["Battery kWh",132.203,34.078000000000003,32.591999999999999,29.635999999999999,26.606000000000002,null,146.971,48.542999999999999,47.966999999999999,45.564999999999998,41.582000000000001,null,149.63,50.686,49.664000000000001,47.256,43.707000000000001,null,158.45699999999999,58.228999999999999,56.198,53.253,50.017000000000003]
["Generator kW",0,0,0,0,0,null,0,0,0,0,0,null,0,0,0,0,0,null,0,0,0,0,0]
["PV capital cost",74386.84,51238.66,41117.339999999997,37458.300000000003,34085.040000000001,null,78408,53432.94,42575.06,38211.800000000003,35532.86,null,78267.64,53400.600000000013,43378.94,38768.620000000003,35772.44,null,79999.48,54195.9,45740.2,41315.339999999997,37585.899999999987]
["PV O&M",7244.6529202229594,4990.2147718240394,4004.4832836399601,3648.1235455301999,3319.5963771537599,null,7636.2801023520014,5203.9191987063596,4146.4529580456401,3721.5081116092001,3460.6018747788398,null,7622.6102182181603,5200.7695545564011,4224.7441126303602,3775.7376989802801,3483.9349528693601,null,7791.2768763711192,5278.2250892645998,4454.7109878787996,4023.76681925196,3660.5507129245998]
["Battery capital cost",95547.577147277814,29154.44263327782,28148.511679277821,24914.172367243631,22065.738918670981,null,107227.2546874228,40312.474918407948,39692.771761622731,37148.542543476928,33705.448138577704,null,109926.15452599651,42978.462259996551,41693.389804354767,39113.148263041898,35794.385860306589,null,120816.769985145,53000.229977145049,50085.21598447852,46084.272862325401,42652.006925618902]
["Battery O&M",19313.191352373,4978.4099367152994,4761.2218125156014,4329.4313109369004,3886.7572987286999,null,21470.609942661002,7091.5056125739002,7007.3154491406003,6656.5304058714,6074.6497187792993,null,21859.056315329999,7404.5416740086994,7255.2841866239996,6903.4765316178,6385.0269896978998,null,23148.569715687001,8506.4642555825994,8209.8045906788993,7779.5772241839004,7306.8530356469992]
["Diesel capital cost",0,0,0,0,0,null,0,0,0,0,0,null,0,0,0,0,0,null,0,0,0,0,0]
["Diesel O&M (kW)",0,0,0,0,0,null,0,0,0,0,0,null,0,0,0,0,0,null,0,0,0,0,0]
["Diesel O&M (kWh)",0,0,0,0,0,null,0,0,0,0,0,null,0,0,0,0,0,null,0,0,0,0,0]
["Fuel cost",0,0,0,0,0,null,0,0,0,0,0,null,0,0,0,0,0,null,0,0,0,0,0]
["REopt LCC",196494,90362.7,78032.2,70350.8,63357.8,null,214743,106042,93422.2,85739,78774.3,null,217677,108985,96553.1,88561.600000000006,81436.5,null,231758,120982,108491,99203.6,91206]
[]
["TMY_highPVBatt_HighDiesel_44_D_business",100,95,90,85,80,"TMY_highPVBatt_HighDiesel_44_D_nrel",100,95,90,85,80,"TMY_highPVBatt_HighDiesel_44_D_average",100,95,90,85,80,"TMY_highPVBatt_HighDiesel_44_D_residential",100,95,90,85,80]
["PV kW",0,0,0,0,0,null,0,0,0,0,0,null,0,0,0,0,0,null,0,0,0,0,0]
["Battery kW",0,0,0,0,0,null,0,0,0,0,0,null,0,0,0,0,0,null,0,0,0,0,0]
["Battery kWh",0,0,0,0,0,null,0,0,0,0,0,null,0,0,0,0,0,null,0,0,0,0,0]
["Generator kW",6,6,6,6,6,null,7,7,7,7,7,null,8,8,8,8,8,null,12,12,12,12,12]
["PV capital cost",0,0,0,0,0,null,0,0,0,0,0,null,0,0,0,0,0,null,0,0,0,0,0]
["PV O&M",0,0,0,0,0,null,0,0,0,0,0,null,0,0,0,0,0,null,0,0,0,0,0]
["Battery capital cost",0,0,0,0,0,null,0,0,0,0,0,null,0,0,0,0,0,null,0,0,0,0,0]
["Battery O&M",0,0,0,0,0,null,0,0,0,0,0,null,0,0,0,0,0,null,0,0,0,0,0]
["Diesel capital cost",3484.5,3484.5,3484.5,3484.5,3484.5,null,4065.25,4065.25,4065.25,4065.25,4065.25,null,4646,4646,4646,4646,4646,null,6969,6969,6969,6969,6969]
["Diesel O&M (kW)",730.43695500000001,730.43695500000001,730.43695500000001,730.43695500000001,730.43695500000001,null,852.17644749999999,852.17644749999999,852.17644749999999,852.17644749999999,852.17644749999999,null,973.91593999999998,973.91593999999998,973.91593999999998,973.91593999999998,973.91593999999998,null,1460.87391,1460.87391,1460.87391,1460.87391,1460.87391]
["Diesel O&M (kWh)",2207.1177641851491,2096.7618759759098,1986.405987766653,1876.050099557395,1765.6942113481441,null,2207.935366616824,2097.538598285998,1987.141829955169,1876.7450616243359,1766.3482932934969,null,2207.9353666168308,2097.5385982859948,1987.1418299551531,1876.745061624312,1766.3482932934669,null,2208.7529690484798,2098.315320596063,1987.8776721436379,1877.440023691217,1767.002375238792]
["Fuel cost",60071.830690614712,57068.23915608447,54064.647621553748,51061.056087022997,48057.464552492427,null,60094.083637713753,57089.379455828457,54084.675273943139,51079.971092057647,48075.266910172053,null,60094.083637713957,57089.379455828413,54084.675273942703,51079.971092056992,48075.266910171224,null,60116.336584812299,57110.519755571862,54104.702926331243,51098.886097090712,48093.069267850064]
["REopt LCC",66493.600000000006,63379.7,60265.8,57151.8,54037.9,null,67219.199999999997,64104.1,60989,57873.9,54758.8,null,67921.600000000006,64806.5,61691.4,58576.3,55461.2,null,70754.5,67638.2,64522,61405.7,58289.5]
[]
["TMY_highPVBatt_HighDiesel_36_PBD_business",100,95,90,85,80,"TMY_highPVBatt_HighDiesel_36_PBD_nrel",100,95,90,85,80,"TMY_highPVBatt_HighDiesel_36_PBD_average",100,95,90,85,80,"TMY_highPVBatt_HighDiesel_36_PBD_residential",100,95,90,85,80]
["PV kW",6.431,6.431,6.431,6.431,6.431,null,4.1950000000000003,4.1950000000000003,4.1950000000000003,4.1950000000000003,4.1950000000000003,null,3.62,3.62,3.62,3.62,3.62,null,2.0990000000000002,2.0990000000000002,2.0990000000000002,2.0990000000000002,2.0990000000000002]
["Battery kW",0,0,0,0,0,null,0,0,0,0,0,null,0,0,0,0,0,null,0,0,0,0,0]
["Battery kWh",0,0,0,0,0,null,0,0,0,0,0,null,0,0,0,0,0,null,0,0,0,0,0]
["Generator kW",6,6,6,6,6,null,7,7,7,7,7,null,8,8,8,8,8,null,12,12,12,12,12]
["PV capital cost",14148.266,14148.266,14148.266,14148.266,14148.266,null,9227.9879999999994,9227.9879999999994,9227.9879999999994,9227.9879999999994,9227.9879999999994,null,7963.956000000001,7963.956000000001,7963.956000000001,7963.956000000001,7963.956000000001,null,4616.8320000000003,4616.8320000000003,4616.8320000000003,4616.8320000000003,4616.8320000000003]
["PV O&M",1377.922178076004,1377.922178076004,1377.922178076004,1377.922178076004,1377.922178076004,null,898.72846073287189,898.72846073287189,898.72846073287189,898.72846073287189,898.72846073287189,null,775.62236938586409,775.62236938586409,775.62236938586409,775.62236938586409,775.62236938586409,null,449.64062771020798,449.64062771020798,449.64062771020798,449.64062771020798,449.64062771020798]
["Battery capital cost",0,0,0,0,0,null,0,0,0,0,0,null,0,0,0,0,0,null,0,0,0,0,0]
["Battery O&M",0,0,0,0,0,null,0,0,0,0,0,null,0,0,0,0,0,null,0,0,0,0,0]
["Diesel capital cost",3484.5,3484.5,3484.5,3484.5,3484.5,null,4065.25,4065.25,4065.25,4065.25,4065.25,null,4646,4646,4646,4646,4646,null,6969,6969,6969,6969,6969]
["Diesel O&M (kW)",730.43695500000001,730.43695500000001,730.43695500000001,730.43695500000001,730.43695500000001,null,852.17644749999999,852.17644749999999,852.17644749999999,852.17644749999999,852.17644749999999,null,973.91593999999998,973.91593999999998,973.91593999999998,973.91593999999998,973.91593999999998,null,1460.87391,1460.87391,1460.87391,1460.87391,1460.87391]
["Diesel O&M (kWh)",1345.666254334102,1235.310366124847,1124.954479886801,1014.598590042341,904.24270493549625,null,1645.113711254867,1534.71694292403,1424.320174593191,1313.923406262347,1203.5266379315019,null,1720.0943996075471,1609.6976312766949,1499.3008629458441,1388.9040946149919,1278.5073262841429,null,1926.9339740042151,1816.4963255517901,1706.0586770993621,1595.621028646935,1485.1833801945079]
["Fuel cost",29966.260250173549,27508.776267375721,25051.292328474199,22593.808309262469,20136.324395551332,null,36634.570759141978,34176.176428508319,31717.78209787462,29259.38776724082,26800.993436606968,null,38304.294447074848,35845.900116440862,33387.505785806898,30929.111455172901,28470.717124538991,null,42910.346279349447,40451.041600879827,37991.736922410142,35532.432243940479,33073.127565470808]
["REopt LCC",51053,48485.2,45917.4,43349.5,40781.699999999997,null,53323.7,50754.9,48186.1,45617.3,43048.6,null,54383.7,51814.9,49246.1,46677.3,44108.6,null,58333.2,55763.5,53193.7,50624,48054.3]
[]
["TMY_highPVBatt_HighDiesel_36_PB_business",100,95,90,85,80,"TMY_highPVBatt_HighDiesel_36_PB_nrel",100,95,90,85,80,"TMY_highPVBatt_HighDiesel_36_PB_average",100,95,90,85,80,"TMY_highPVBatt_HighDiesel_36_PB_residential",100,95,90,85,80]
["PV kW",33.811999999999998,23.29,18.690000000000001,17.026,15.493,null,35.64,24.288,19.352,17.369,16.151,null,35.576000000000001,24.273,19.718,17.622,16.260000000000002,null,36.363,24.634,20.791,18.78,17.084]
["Battery kW",4.76,4.76,4.76,3.7959999999999998,3.173,null,6.077,5.83,5.6509999999999998,4.9329999999999998,4.3490000000000002,null,6.78,6.78,6.3159999999999998,5.5739999999999998,4.8579999999999997,null,10.62,10.62,9.4169999999999998,7.8490000000000002,6.8780000000000001]
["Battery kWh",132.203,34.078000000000003,32.591999999999999,29.635999999999999,26.606000000000002,null,146.971,48.542999999999999,47.966999999999999,45.564999999999998,41.582000000000001,null,149.63,50.686,49.664000000000001,47.256,43.707000000000001,null,158.45699999999999,58.228999999999999,56.198,53.253,50.017000000000003]
["Generator kW",0,0,0,0,0,null,0,0,0,0,0,null,0,0,0,0,0,null,0,0,0,0,0]
["PV capital cost",74386.84,51238.66,41117.339999999997,37458.300000000003,34085.040000000001,null,78408,53432.94,42575.06,38211.800000000003,35532.86,null,78267.64,53400.600000000013,43378.94,38768.620000000003,35772.44,null,79999.48,54195.9,45740.2,41315.339999999997,37585.899999999987]
["PV O&M",7244.6529202229594,4990.2147718240394,4004.4832836399601,3648.1235455301999,3319.5963771537599,null,7636.2801023520014,5203.9191987063596,4146.4529580456401,3721.5081116092001,3460.6018747788398,null,7622.6102182181603,5200.7695545564011,4224.7441126303602,3775.7376989802801,3483.9349528693601,null,7791.2768763711192,5278.2250892645998,4454.7109878787996,4023.76681925196,3660.5507129245998]
["Battery capital cost",95547.577147277814,29154.44263327782,28148.511679277821,24914.172367243631,22065.738918670981,null,107227.2546874228,40312.474918407948,39692.771761622731,37148.542543476928,33705.448138577704,null,109926.15452599651,42978.462259996551,41693.389804354767,39113.148263041898,35794.385860306589,null,120816.769985145,53000.229977145049,50085.21598447852,46084.272862325401,42652.006925618902]
["Battery O&M",19313.191352373,4978.4099367152994,4761.2218125156014,4329.4313109369004,3886.7572987286999,null,21470.609942661002,7091.5056125739002,7007.3154491406003,6656.5304058714,6074.6497187792993,null,21859.056315329999,7404.5416740086994,7255.2841866239996,6903.4765316178,6385.0269896978998,null,23148.569715687001,8506.4642555825994,8209.8045906788993,7779.5772241839004,7306.8530356469992]
["Diesel capital cost",0,0,0,0,0,null,0,0,0,0,0,null,0,0,0,0,0,null,0,0,0,0,0]
["Diesel O&M (kW)",0,0,0,0,0,null,0,0,0,0,0,null,0,0,0,0,0,null,0,0,0,0,0]
["Diesel O&M (kWh)",0,0,0,0,0,null,0,0,0,0,0,null,0,0,0,0,0,null,0,0,0,0,0]
["Fuel cost",0,0,0,0,0,null,0,0,0,0,0,null,0,0,0,0,0,null,0,0,0,0,0]
["REopt LCC",196494,90362.7,78032.2,70350.8,63357.8,null,214743,106042,93422.2,85739,78774.3,null,217677,108985,96553.1,88561.600000000006,81436.5,null,231758,120982,108491,99203.6,91206]
[]
["TMY_highPVBatt_HighDiesel_36_D_business",100,95,90,85,80,"TMY_highPVBatt_HighDiesel_36_D_nrel",100,95,90,85,80,"TMY_highPVBatt_HighDiesel_36_D_average",100,95,90,85,80,"TMY_highPVBatt_HighDiesel_36_D_residential",100,95,90,85,80]
["PV kW",0,0,0,0,0,null,0,0,0,0,0,null,0,0,0,0,0,null,0,0,0,0,0]
["Battery kW",0,0,0,0,0,null,0,0,0,0,0,null,0,0,0,0,0,null,0,0,0,0,0]
["Battery kWh",0,0,0,0,0,null,0,0,0,0,0,null,0,0,0,0,0,null,0,0,0,0,0]
["Generator kW",6,6,6,6,6,null,7,7,7,7,7,null,8,8,8,8,8,null,12,12,12,12,12]
["PV capital cost",0,0,0,0,0,null,0,0,0,0,0,null,0,0,0,0,0,null,0,0,0,0,0]
["PV O&M",0,0,0,0,0,null,0,0,0,0,0,null,0,0,0,0,0,null,0,0,0,0,0]
["Battery capital cost",0,0,0,0,0,null,0,0,0,0,0,null,0,0,0,0,0,null,0,0,0,0,0]
["Battery O&M",0,0,0,0,0,null,0,0,0,0,0,null,0,0,0,0,0,null,0,0,0,0,0]
["Diesel capital cost",3484.5,3484.5,3484.5,3484.5,3484.5,null,4065.25,4065.25,4065.25,4065.25,4065.25,null,4646,4646,4646,4646,4646,null,6969,6969,6969,6969,6969]
["Diesel O&M (kW)",730.43695500000001,730.43695500000001,730.43695500000001,730.43695500000001,730.43695500000001,null,852.17644749999999,852.17644749999999,852.17644749999999,852.17644749999999,852.17644749999999,null,973.91593999999998,973.91593999999998,973.91593999999998,973.91593999999998,973.91593999999998,null,1460.87391,1460.87391,1460.87391,1460.87391,1460.87391]
["Diesel O&M (kWh)",2207.1177641851491,2096.7618759759048,1986.40598776665,1876.0500995573921,1765.6942113481441,null,2207.935366616824,2097.5385982860039,1987.141829955169,1876.7450616243341,1766.3482932934969,null,2207.9353666168308,2097.5385982859948,1987.1418299551531,1876.745061624312,1766.3482932934669,null,2208.7529690484798,2098.315320596063,1987.8776721436379,1877.440023691217,1767.002375238792]
["Fuel cost",49149.67965595748,46692.195673159913,44234.711690362077,41777.227707564212,39319.743724766537,null,49167.886612674891,46709.492282041632,44251.097951408003,41792.703620774402,39334.309290140758,null,49167.886612675058,46709.492282041429,44251.097951407683,41792.703620773907,39334.309290140081,null,49186.093569391873,46726.78889092242,44267.484212452837,41808.179533983312,39348.874855513677]
["REopt LCC",55571.5,53003.7,50435.8,47868,45300.1,null,56293,53724.2,51155.4,48586.6,46017.8,null,56995.4,54426.6,51857.8,49289,46720.3,null,59824.2,57254.5,54684.800000000003,52115,49545.3]
[]
["TMY_highPVBatt_HighDiesel_32_PBD_business",100,95,90,85,80,"TMY_highPVBatt_HighDiesel_32_PBD_nrel",100,95,90,85,80,"TMY_highPVBatt_HighDiesel_32_PBD_average",100,95,90,85,80,"TMY_highPVBatt_HighDiesel_32_PBD_residential",100,95,90,85,80]
["PV kW",6.2389999999999999,6.2389999999999999,6.2389999999999999,6.2389999999999999,6.2389999999999999,null,4.01,4.01,4.01,4.01,4.01,null,3.5169999999999999,3.5169999999999999,3.5169999999999999,3.5169999999999999,3.5169999999999999,null,2.0219999999999998,2.0219999999999998,2.0219999999999998,2.0219999999999998,2.0219999999999998]
["Battery kW",0,0,0,0,0,null,0,0,0,0,0,null,0,0,0,0,0,null,0,0,0,0,0]
["Battery kWh",0,0,0,0,0,null,0,0,0,0,0,null,0,0,0,0,0,null,0,0,0,0,0]
["Generator kW",6,6,6,6,6,null,7,7,7,7,7,null,8,8,8,8,8,null,12,12,12,12,12]
["PV capital cost",13725.998,13725.998,13725.998,13725.998,13725.998,null,8821.7800000000007,8821.7800000000007,8821.7800000000007,8821.7800000000007,8821.7800000000007,null,7737.1139999999987,7737.1139999999987,7737.1139999999987,7737.1139999999987,7737.1139999999987,null,4448.4660000000003,4448.4660000000003,4448.4660000000003,4448.4660000000003,4448.4660000000003]
["PV O&M",1336.7968244608121,1336.7968244608121,1336.7968244608121,1336.7968244608121,1336.7968244608121,null,859.16721611731998,859.16721611731998,859.16721611731998,859.16721611731998,859.16721611731998,null,753.52986541971586,753.52986541971586,753.52986541971586,753.52986541971586,753.52986541971586,null,433.24319459480398,433.24319459480398,433.24319459480398,433.24319459480398,433.24319459480398]
["Battery capital cost",0,0,0,0,0,null,0,0,0,0,0,null,0,0,0,0,0,null,0,0,0,0,0]
["Battery O&M",0,0,0,0,0,null,0,0,0,0,0,null,0,0,0,0,0,null,0,0,0,0,0]
["Diesel capital cost",3484.5,3484.5,3484.5,3484.5,3484.5,null,4065.25,4065.25,4065.25,4065.25,4065.25,null,4646,4646,4646,4646,4646,null,6969,6969,6969,6969,6969]
["Diesel O&M (kW)",730.43695500000001,730.43695500000001,730.43695500000001,730.43695500000001,730.43695500000001,null,852.17644749999999,852.17644749999999,852.17644749999999,852.17644749999999,852.17644749999999,null,973.91593999999998,973.91593999999998,973.91593999999998,973.91593999999998,973.91593999999998,null,1460.87391,1460.87391,1460.87391,1460.87391,1460.87391]
["Diesel O&M (kWh)",1366.9321183298571,1256.5762302326,1146.2203419113439,1035.864453702085,925.50856429442888,null,1665.543412333672,1555.146644002833,1444.749875671994,1334.3531073411491,1223.9563390103031,null,1731.3965050983791,1620.999736767531,1510.6029684366811,1400.2062001058291,1289.8094317749781,null,1935.3241978495239,1824.8865493971,1714.448900944672,1604.011252492244,1493.573604039819]
["Fuel cost",27057.62110710864,24873.190902394181,22688.760693245778,20504.33048631432,18319.900255661269,null,32968.456870724032,30783.21746571628,28597.978060708559,26412.738655700701,24227.499250692839,null,34271.980292893502,32086.7408878856,29901.501482877651,27716.262077869669,25531.022672861691,null,38308.60959563392,36122.56099254985,33936.512389465694,31750.463786381519,29564.415183297431]
["REopt LCC",47702.3,45407.5,43112.7,40817.9,38523.1,null,49232.2,46936.6,44641,42345.3,40049.699999999997,null,50113.7,47818.1,45522.5,43226.8,40931.199999999997,null,53555.1,51258.6,48962.1,46665.599999999999,44369.2]
[]
["TMY_highPVBatt_HighDiesel_32_PB_business",100,95,90,85,80,"TMY_highPVBatt_HighDiesel_32_PB_nrel",100,95,90,85,80,"TMY_highPVBatt_HighDiesel_32_PB_average",100,95,90,85,80,"TMY_highPVBatt_HighDiesel_32_PB_residential",100,95,90,85,80]
["PV kW",33.811999999999998,23.29,18.690000000000001,17.026,15.493,null,35.64,24.288,19.352,17.369,16.151,null,35.576000000000001,24.273,19.718,17.622,16.260000000000002,null,36.363,24.634,20.791,18.78,17.084]
["Battery kW",4.76,4.76,4.76,3.7959999999999998,3.173,null,6.077,5.83,5.6509999999999998,4.9329999999999998,4.3490000000000002,null,6.78,6.78,6.3159999999999998,5.5739999999999998,4.8579999999999997,null,10.62,10.62,9.4169999999999998,7.8490000000000002,6.8780000000000001]
["Battery kWh",132.203,34.078000000000003,32.591999999999999,29.635999999999999,26.606000000000002,null,146.971,48.542999999999999,47.966999999999999,45.564999999999998,41.582000000000001,null,149.63,50.686,49.664000000000001,47.256,43.707000000000001,null,158.45699999999999,58.228999999999999,56.198,53.253,50.017000000000003]
["Generator kW",0,0,0,0,0,null,0,0,0,0,0,null,0,0,0,0,0,null,0,0,0,0,0]
["PV capital cost",74386.84,51238.66,41117.339999999997,37458.300000000003,34085.040000000001,null,78408,53432.94,42575.06,38211.800000000003,35532.86,null,78267.64,53400.600000000013,43378.94,38768.620000000003,35772.44,null,79999.48,54195.9,45740.2,41315.339999999997,37585.899999999987]
["PV O&M",7244.6529202229594,4990.2147718240394,4004.4832836399601,3648.1235455301999,3319.5963771537599,null,7636.2801023520014,5203.9191987063596,4146.4529580456401,3721.5081116092001,3460.6018747788398,null,7622.6102182181603,5200.7695545564011,4224.7441126303602,3775.7376989802801,3483.9349528693601,null,7791.2768763711192,5278.2250892645998,4454.7109878787996,4023.76681925196,3660.5507129245998]
["Battery capital cost",95547.577147277814,29154.44263327782,28148.511679277821,24914.172367243631,22065.738918670981,null,107227.2546874228,40312.474918407948,39692.771761622731,37148.542543476928,33705.448138577704,null,109926.15452599651,42978.462259996551,41693.389804354767,39113.148263041898,35794.385860306589,null,120816.769985145,53000.229977145049,50085.21598447852,46084.272862325401,42652.006925618902]
["Battery O&M",19313.191352373,4978.4099367152994,4761.2218125156014,4329.4313109369004,3886.7572987286999,null,21470.609942661002,7091.5056125739002,7007.3154491406003,6656.5304058714,6074.6497187792993,null,21859.056315329999,7404.5416740086994,7255.2841866239996,6903.4765316178,6385.0269896978998,null,23148.569715687001,8506.4642555825994,8209.8045906788993,7779.5772241839004,7306.8530356469992]
["Diesel capital cost",0,0,0,0,0,null,0,0,0,0,0,null,0,0,0,0,0,null,0,0,0,0,0]
["Diesel O&M (kW)",0,0,0,0,0,null,0,0,0,0,0,null,0,0,0,0,0,null,0,0,0,0,0]
["Diesel O&M (kWh)",0,0,0,0,0,null,0,0,0,0,0,null,0,0,0,0,0,null,0,0,0,0,0]
["Fuel cost",0,0,0,0,0,null,0,0,0,0,0,null,0,0,0,0,0,null,0,0,0,0,0]
["REopt LCC",196494,90362.7,78032.2,70350.8,63357.8,null,214743,106042,93422.2,85739,78774.3,null,217677,108985,96553.1,88561.600000000006,81436.5,null,231758,120982,108491,99203.6,91206]
[]
["TMY_highPVBatt_HighDiesel_32_D_business",100,95,90,85,80,"TMY_highPVBatt_HighDiesel_32_D_nrel",100,95,90,85,80,"TMY_highPVBatt_HighDiesel_32_D_average",100,95,90,85,80,"TMY_highPVBatt_HighDiesel_32_D_residential",100,95,90,85,80]
["PV kW",0,0,0,0,0,null,0,0,0,0,0,null,0,0,0,0,0,null,0,0,0,0,0]
["Battery kW",0,0,0,0,0,null,0,0,0,0,0,null,0,0,0,0,0,null,0,0,0,0,0]
["Battery kWh",0,0,0,0,0,null,0,0,0,0,0,null,0,0,0,0,0,null,0,0,0,0,0]
["Generator kW",6,6,6,6,6,null,7,7,7,7,7,null,8,8,8,8,8,null,12,12,12,12,12]
["PV capital cost",0,0,0,0,0,null,0,0,0,0,0,null,0,0,0,0,0,null,0,0,0,0,0]
["PV O&M",0,0,0,0,0,null,0,0,0,0,0,null,0,0,0,0,0,null,0,0,0,0,0]
["Battery capital cost",0,0,0,0,0,null,0,0,0,0,0,null,0,0,0,0,0,null,0,0,0,0,0]
["Battery O&M",0,0,0,0,0,null,0,0,0,0,0,null,0,0,0,0,0,null,0,0,0,0,0]
["Diesel capital cost",3484.5,3484.5,3484.5,3484.5,3484.5,null,4065.25,4065.25,4065.25,4065.25,4065.25,null,4646,4646,4646,4646,4646,null,6969,6969,6969,6969,6969]
["Diesel O&M (kW)",730.43695500000001,730.43695500000001,730.43695500000001,730.43695500000001,730.43695500000001,null,852.17644749999999,852.17644749999999,852.17644749999999,852.17644749999999,852.17644749999999,null,973.91593999999998,973.91593999999998,973.91593999999998,973.91593999999998,973.91593999999998,null,1460.87391,1460.87391,1460.87391,1460.87391,1460.87391]
["Diesel O&M (kWh)",2207.1177641851491,2096.7618759759098,1986.4059877666459,1876.0500995573941,1765.6942113481371,null,2207.935366616824,2097.5385982860039,1987.141829955169,1876.7450616243341,1766.3482932934969,null,2207.9353666168308,2097.5385982859948,1987.1418299551531,1876.745061624312,1766.3482932934669,null,2208.7529690484798,2098.315320596063,1987.8776721436379,1877.440023691217,1767.002375238792]
["Fuel cost",43688.604138628878,41504.173931697791,39319.743724766216,37135.313517834882,34950.883310903453,null,43704.788100155471,41519.548695148122,39334.309290140438,37149.06988513282,34963.830480125129,null,43704.788100155602,41519.54869514794,39334.309290140147,37149.069885132383,34963.830480124532,null,43720.972061681678,41534.923458597717,39348.874855513634,37162.826252429608,34976.777649345488]
["REopt LCC",50110.400000000001,47815.6,45520.800000000003,43226.1,40931.300000000003,null,50829.9,48534.2,46238.6,43943,41647.300000000003,null,51532.3,49236.7,46941,44645.4,42349.8,null,54359.1,52062.6,49766.1,47469.7,45173.2]
[]
["TMY_highPVBatt_MedDiesel_44_PBD_business",100,95,90,85,80,"TMY_highPVBatt_MedDiesel_44_PBD_nrel",100,95,90,85,80,"TMY_highPVBatt_MedDiesel_44_PBD_average",100,95,90,85,80,"TMY_highPVBatt_MedDiesel_44_PBD_residential",100,95,90,85,80]
["PV kW",6.4610000000000003,6.4610000000000003,6.4610000000000003,6.4610000000000003,6.4610000000000003,null,4.2169999999999996,4.2169999999999996,4.2169999999999996,4.2169999999999996,4.2169999999999996,null,3.64,3.64,3.64,3.64,3.64,null,2.1110000000000002,2.1110000000000002,2.1110000000000002,2.1110000000000002,2.1110000000000002]
["Battery kW",0,0,0,0,0,null,0,0,0,0,0,null,0,0,0,0,0,null,0,0,0,0,0]
["Battery kWh",0,0,0,0,0,null,0,0,0,0,0,null,0,0,0,0,0,null,0,0,0,0,0]
["Generator kW",6,6,6,6,6,null,7,7,7,7,7,null,8,8,8,8,8,null,12,12,12,12,12]
["PV capital cost",14215.278,14215.278,14215.278,14215.278,14215.278,null,9277.6200000000008,9277.6200000000008,9277.6200000000008,9277.6200000000008,9277.6200000000008,null,8007.5819999999994,8007.5819999999994,8007.5819999999994,8007.5819999999994,8007.5819999999994,null,4644.9040000000005,4644.9040000000005,4644.9040000000005,4644.9040000000005,4644.9040000000005]
["PV O&M",1384.4485835731321,1384.4485835731321,1384.4485835731321,1384.4485835731321,1384.4485835731321,null,903.56220032628005,903.56220032628005,903.56220032628005,903.56220032628005,903.56220032628005,null,779.87117506570792,779.87117506570792,779.87117506570792,779.87117506570792,779.87117506570792,null,452.37460453697611,452.37460453697611,452.37460453697611,452.37460453697611,452.37460453697611]
["Battery capital cost",0,0,0,0,0,null,0,0,0,0,0,null,0,0,0,0,0,null,0,0,0,0,0]
["Battery O&M",0,0,0,0,0,null,0,0,0,0,0,null,0,0,0,0,0,null,0,0,0,0,0]
["Diesel capital cost",2787.6,2787.6,2787.6,2787.6,2787.6,null,3252.2,3252.2,3252.2,3252.2,3252.2,null,3716.8,3716.8,3716.8,3716.8,3716.8,null,5575.2000000000007,5575.2000000000007,5575.2000000000007,5575.2000000000007,5575.2000000000007]
["Diesel O&M (kW)",730.43695500000001,730.43695500000001,730.43695500000001,730.43695500000001,730.43695500000001,null,852.17644749999999,852.17644749999999,852.17644749999999,852.17644749999999,852.17644749999999,null,973.91593999999998,973.91593999999998,973.91593999999998,973.91593999999998,973.91593999999998,null,1460.87391,1460.87391,1460.87391,1460.87391,1460.87391]
["Diesel O&M (kWh)",1342.5359528059139,1232.1800644958601,1121.8241763874059,1011.468287618149,901.1123993528937,null,1642.7941517561001,1532.397383425264,1422.0006150944221,1311.6038467635781,1201.2070784327309,null,1718.0560875671631,1607.659319236313,1497.2625509054631,1386.8657825746129,1276.469014243763,null,1925.6222122361621,1815.184563783735,1704.746915331307,1594.309266878879,1483.8716184264549]
["Fuel cost",30450.192313290099,27947.199365561621,25444.206422405688,22941.213464262,20438.220517549631,null,37260.378575018483,34756.458423447191,32252.538271875768,29748.618120304302,27244.697968732758,null,38967.402073739409,36463.481922167797,33959.561770596178,31455.641619024569,28951.721467452971,null,43675.23012161073,41170.382763910136,38665.535406209558,36160.688048508971,33655.840690808451]
["REopt LCC",50910.5,48297.2,45683.8,43070.5,40457.1,null,53188.6,50574.3,47960,45345.7,42731.4,null,54163.5,51549.1,48934.8,46320.5,43706.2,null,57733.8,55118.5,52503.199999999997,49888,47272.7]
[]
["TMY_highPVBatt_MedDiesel_44_PB_business",100,95,90,85,80,"TMY_highPVBatt_MedDiesel_44_PB_nrel",100,95,90,85,80,"TMY_highPVBatt_MedDiesel_44_PB_average",100,95,90,85,80,"TMY_highPVBatt_MedDiesel_44_PB_residential",100,95,90,85,80]
["PV kW",33.811999999999998,23.29,18.690000000000001,17.026,15.493,null,35.64,24.288,19.352,17.369,16.151,null,35.576000000000001,24.273,19.718,17.622,16.260000000000002,null,36.363,24.634,20.791,18.78,17.084]
["Battery kW",4.76,4.76,4.76,3.7959999999999998,3.173,null,6.077,5.83,5.6509999999999998,4.9329999999999998,4.3490000000000002,null,6.78,6.78,6.3159999999999998,5.5739999999999998,4.8579999999999997,null,10.62,10.62,9.4169999999999998,7.8490000000000002,6.8780000000000001]
["Battery kWh",132.203,34.078000000000003,32.591999999999999,29.635999999999999,26.606000000000002,null,146.971,48.542999999999999,47.966999999999999,45.564999999999998,41.582000000000001,null,149.63,50.686,49.664000000000001,47.256,43.707000000000001,null,158.45699999999999,58.228999999999999,56.198,53.253,50.017000000000003]
["Generator kW",0,0,0,0,0,null,0,0,0,0,0,null,0,0,0,0,0,null,0,0,0,0,0]
["PV capital cost",74386.84,51238.66,41117.339999999997,37458.300000000003,34085.040000000001,null,78408,53432.94,42575.06,38211.800000000003,35532.86,null,78267.64,53400.600000000013,43378.94,38768.620000000003,35772.44,null,79999.48,54195.9,45740.2,41315.339999999997,37585.899999999987]
["PV O&M",7244.6529202229594,4990.2147718240394,4004.4832836399601,3648.1235455301999,3319.5963771537599,null,7636.2801023520014,5203.9191987063596,4146.4529580456401,3721.5081116092001,3460.6018747788398,null,7622.6102182181603,5200.7695545564011,4224.7441126303602,3775.7376989802801,3483.9349528693601,null,7791.2768763711192,5278.2250892645998,4454.7109878787996,4023.76681925196,3660.5507129245998]
["Battery capital cost",95547.577147277814,29154.44263327782,28148.511679277821,24914.172367243631,22065.738918670981,null,107227.2546874228,40312.474918407948,39692.771761622731,37148.542543476928,33705.448138577704,null,109926.15452599651,42978.462259996551,41693.389804354767,39113.148263041898,35794.385860306589,null,120816.769985145,53000.229977145049,50085.21598447852,46084.272862325401,42652.006925618902]
["Battery O&M",19313.191352373,4978.4099367152994,4761.2218125156014,4329.4313109369004,3886.7572987286999,null,21470.609942661002,7091.5056125739002,7007.3154491406003,6656.5304058714,6074.6497187792993,null,21859.056315329999,7404.5416740086994,7255.2841866239996,6903.4765316178,6385.0269896978998,null,23148.569715687001,8506.4642555825994,8209.8045906788993,7779.5772241839004,7306.8530356469992]
["Diesel capital cost",0,0,0,0,0,null,0,0,0,0,0,null,0,0,0,0,0,null,0,0,0,0,0]
["Diesel O&M (kW)",0,0,0,0,0,null,0,0,0,0,0,null,0,0,0,0,0,null,0,0,0,0,0]
["Diesel O&M (kWh)",0,0,0,0,0,null,0,0,0,0,0,null,0,0,0,0,0,null,0,0,0,0,0]
["Fuel cost",0,0,0,0,0,null,0,0,0,0,0,null,0,0,0,0,0,null,0,0,0,0,0]
["REopt LCC",196494,90362.7,78032.2,70350.8,63357.8,null,214743,106042,93422.2,85739,78774.3,null,217677,108985,96553.1,88561.600000000006,81436.5,null,231758,120982,108491,99203.6,91206]
[]
["TMY_highPVBatt_MedDiesel_44_D_business",100,95,90,85,80,"TMY_highPVBatt_MedDiesel_44_D_nrel",100,95,90,85,80,"TMY_highPVBatt_MedDiesel_44_D_average",100,95,90,85,80,"TMY_highPVBatt_MedDiesel_44_D_residential",100,95,90,85,80]
["PV kW",0,0,0,0,0,null,0,0,0,0,0,null,0,0,0,0,0,null,0,0,0,0,0]
["Battery kW",0,0,0,0,0,null,0,0,0,0,0,null,0,0,0,0,0,null,0,0,0,0,0]
["Battery kWh",0,0,0,0,0,null,0,0,0,0,0,null,0,0,0,0,0,null,0,0,0,0,0]
["Generator kW",6,6,6,6,6,null,7,7,7,7,7,null,8,8,8,8,8,null,12,12,12,12,12]
["PV capital cost",0,0,0,0,0,null,0,0,0,0,0,null,0,0,0,0,0,null,0,0,0,0,0]
["PV O&M",0,0,0,0,0,null,0,0,0,0,0,null,0,0,0,0,0,null,0,0,0,0,0]
["Battery capital cost",0,0,0,0,0,null,0,0,0,0,0,null,0,0,0,0,0,null,0,0,0,0,0]
["Battery O&M",0,0,0,0,0,null,0,0,0,0,0,null,0,0,0,0,0,null,0,0,0,0,0]
["Diesel capital cost",2787.6,2787.6,2787.6,2787.6,2787.6,null,3252.2,3252.2,3252.2,3252.2,3252.2,null,3716.8,3716.8,3716.8,3716.8,3716.8,null,5575.2000000000007,5575.2000000000007,5575.2000000000007,5575.2000000000007,5575.2000000000007]
["Diesel O&M (kW)",730.43695500000001,730.43695500000001,730.43695500000001,730.43695500000001,730.43695500000001,null,852.17644749999999,852.17644749999999,852.17644749999999,852.17644749999999,852.17644749999999,null,973.91593999999998,973.91593999999998,973.91593999999998,973.91593999999998,973.91593999999998,null,1460.87391,1460.87391,1460.87391,1460.87391,1460.87391]
["Diesel O&M (kWh)",2207.1177641851491,2096.7618759759048,1986.40598776665,1876.0500995573921,1765.6942113481441,null,2207.935366616824,2097.5385982860039,1987.141829955169,1876.7450616243341,1766.3482932934969,null,2207.9353666168308,2097.5385982859948,1987.1418299551531,1876.745061624312,1766.3482932934669,null,2208.7529690484798,2098.315320596063,1987.8776721436379,1877.440023691217,1767.002375238792]
["Fuel cost",50059.858908845592,47556.865963403638,45053.873017961392,42550.880072519089,40047.887127077032,null,50078.403031428148,47574.482879857213,45070.562728285942,42566.642576714679,40062.72242514338,null,50078.403031428294,47574.482879857023,45070.562728285593,42566.64257671417,40062.722425142689,null,50096.94715401026,47592.099796309893,45087.252438609372,42582.405080908917,40077.557723208367]
["REopt LCC",55784.800000000003,53171.4,50558.1,47944.7,45331.4,null,56390.400000000001,53776.1,51161.8,48547.5,45933.2,null,56976.7,54362.400000000001,51748.1,49133.8,46519.5,null,59341.3,56726,54110.7,51495.4,48880.2]
[]
["TMY_highPVBatt_MedDiesel_36_PBD_business",100,95,90,85,80,"TMY_highPVBatt_MedDiesel_36_PBD_nrel",100,95,90,85,80,"TMY_highPVBatt_MedDiesel_36_PBD_average",100,95,90,85,80,"TMY_highPVBatt_MedDiesel_36_PBD_residential",100,95,90,85,80]
["PV kW",5.9550000000000001,5.9550000000000001,5.9550000000000001,5.9550000000000001,5.9550000000000001,null,3.903,3.903,3.903,3.903,3.903,null,3.444,3.444,3.444,3.444,3.444,null,1.974,1.974,1.974,1.974,1.974]
["Battery kW",0,0,0,0,0,null,0,0,0,0,0,null,0,0,0,0,0,null,0,0,0,0,0]
["Battery kWh",0,0,0,0,0,null,0,0,0,0,0,null,0,0,0,0,0,null,0,0,0,0,0]
["Generator kW",6,6,6,6,6,null,7,7,7,7,7,null,8,8,8,8,8,null,12,12,12,12,12]
["PV capital cost",13100.317999999999,13100.317999999999,13100.317999999999,13100.317999999999,13100.317999999999,null,8586.9079999999994,8586.9079999999994,8586.9079999999994,8586.9079999999994,8586.9079999999994,null,7576.03,7576.03,7576.03,7576.03,7576.03,null,4342.0959999999995,4342.0959999999995,4342.0959999999995,4342.0959999999995,4342.0959999999995]
["PV O&M",1275.8608519268921,1275.8608519268921,1275.8608519268921,1275.8608519268921,1275.8608519268921,null,836.29265765135199,836.29265765135199,836.29265765135199,836.29265765135199,836.29265765135199,null,737.84163789182003,737.84163789182003,737.84163789182003,737.84163789182003,737.84163789182003,null,422.88365074102393,422.88365074102393,422.88365074102393,422.88365074102393,422.88365074102393]
["Battery capital cost",0,0,0,0,0,null,0,0,0,0,0,null,0,0,0,0,0,null,0,0,0,0,0]
["Battery O&M",0,0,0,0,0,null,0,0,0,0,0,null,0,0,0,0,0,null,0,0,0,0,0]
["Diesel capital cost",2787.6,2787.6,2787.6,2787.6,2787.6,null,3252.2,3252.2,3252.2,3252.2,3252.2,null,3716.8,3716.8,3716.8,3716.8,3716.8,null,5575.2000000000007,5575.2000000000007,5575.2000000000007,5575.2000000000007,5575.2000000000007]
["Diesel O&M (kW)",730.43695500000001,730.43695500000001,730.43695500000001,730.43695500000001,730.43695500000001,null,852.17644749999999,852.17644749999999,852.17644749999999,852.17644749999999,852.17644749999999,null,973.91593999999998,973.91593999999998,973.91593999999998,973.91593999999998,973.91593999999998,null,1460.87391,1460.87391,1460.87391,1460.87391,1460.87391]
["Diesel O&M (kWh)",1401.093233024247,1290.737344814991,1180.381456605737,1070.0255678364831,959.66968533924808,null,1678.312233447002,1567.9154651161621,1457.518696785326,1347.1219284544791,1236.7251601236319,null,1740.1745013249761,1629.7777329941271,1519.380964663276,1408.984196332422,1298.587428001571,null,1941.1271660606301,1830.689517608208,1720.25186915578,1609.8142207033511,1499.376572250927]
["Fuel cost",26000.456601785711,23952.55328278751,21904.649963789339,19856.746634399111,17808.84342140039,null,31144.882696917321,29096.220754722552,27047.55881252787,24998.89687033297,22950.234928138081,null,32292.877115374042,30244.215173179098,28195.55323098414,26146.89128878912,24098.229346594151,null,36022.008707277273,33972.588141885994,31923.16757649459,29873.747011103169,27824.326445711831]
["REopt LCC",45295.8,43137.5,40979.199999999997,38821,36662.699999999997,null,46350.7,44191.6,42032.5,39873.5,37714.400000000001,null,47037.4,44878.400000000001,42719.3,40560.300000000003,38401.199999999997,null,49763.8,47603.9,45444.1,43284.2,41124.400000000001]
[]
["TMY_highPVBatt_MedDiesel_36_PB_business",100,95,90,85,80,"TMY_highPVBatt_MedDiesel_36_PB_nrel",100,95,90,85,80,"TMY_highPVBatt_MedDiesel_36_PB_average",100,95,90,85,80,"TMY_highPVBatt_MedDiesel_36_PB_residential",100,95,90,85,80]
["PV kW",33.811999999999998,23.29,18.690000000000001,17.026,15.493,null,35.64,24.288,19.352,17.369,16.151,null,35.576000000000001,24.273,19.718,17.622,16.260000000000002,null,36.363,24.634,20.791,18.78,17.084]
["Battery kW",4.76,4.76,4.76,3.7959999999999998,3.173,null,6.077,5.83,5.6509999999999998,4.9329999999999998,4.3490000000000002,null,6.78,6.78,6.3159999999999998,5.5739999999999998,4.8579999999999997,null,10.62,10.62,9.4169999999999998,7.8490000000000002,6.8780000000000001]
["Battery kWh",132.203,34.078000000000003,32.591999999999999,29.635999999999999,26.606000000000002,null,146.971,48.542999999999999,47.966999999999999,45.564999999999998,41.582000000000001,null,149.63,50.686,49.664000000000001,47.256,43.707000000000001,null,158.45699999999999,58.228999999999999,56.198,53.253,50.017000000000003]
["Generator kW",0,0,0,0,0,null,0,0,0,0,0,null,0,0,0,0,0,null,0,0,0,0,0]
["PV capital cost",74386.84,51238.66,41117.339999999997,37458.300000000003,34085.040000000001,null,78408,53432.94,42575.06,38211.800000000003,35532.86,null,78267.64,53400.600000000013,43378.94,38768.620000000003,35772.44,null,79999.48,54195.9,45740.2,41315.339999999997,37585.899999999987]
["PV O&M",7244.6529202229594,4990.2147718240394,4004.4832836399601,3648.1235455301999,3319.5963771537599,null,7636.2801023520014,5203.9191987063596,4146.4529580456401,3721.5081116092001,3460.6018747788398,null,7622.6102182181603,5200.7695545564011,4224.7441126303602,3775.7376989802801,3483.9349528693601,null,7791.2768763711192,5278.2250892645998,4454.7109878787996,4023.76681925196,3660.5507129245998]
["Battery capital cost",95547.577147277814,29154.44263327782,28148.511679277821,24914.172367243631,22065.738918670981,null,107227.2546874228,40312.474918407948,39692.771761622731,37148.542543476928,33705.448138577704,null,109926.15452599651,42978.462259996551,41693.389804354767,39113.148263041898,35794.385860306589,null,120816.769985145,53000.229977145049,50085.21598447852,46084.272862325401,42652.006925618902]
["Battery O&M",19313.191352373,4978.4099367152994,4761.2218125156014,4329.4313109369004,3886.7572987286999,null,21470.609942661002,7091.5056125739002,7007.3154491406003,6656.5304058714,6074.6497187792993,null,21859.056315329999,7404.5416740086994,7255.2841866239996,6903.4765316178,6385.0269896978998,null,23148.569715687001,8506.4642555825994,8209.8045906788993,7779.5772241839004,7306.8530356469992]
["Diesel capital cost",0,0,0,0,0,null,0,0,0,0,0,null,0,0,0,0,0,null,0,0,0,0,0]
["Diesel O&M (kW)",0,0,0,0,0,null,0,0,0,0,0,null,0,0,0,0,0,null,0,0,0,0,0]
["Diesel O&M (kWh)",0,0,0,0,0,null,0,0,0,0,0,null,0,0,0,0,0,null,0,0,0,0,0]
["Fuel cost",0,0,0,0,0,null,0,0,0,0,0,null,0,0,0,0,0,null,0,0,0,0,0]
["REopt LCC",196494,90362.7,78032.2,70350.8,63357.8,null,214743,106042,93422.2,85739,78774.3,null,217677,108985,96553.1,88561.600000000006,81436.5,null,231758,120982,108491,99203.6,91206]
[]
["TMY_highPVBatt_MedDiesel_36_D_business",100,95,90,85,80,"TMY_highPVBatt_MedDiesel_36_D_nrel",100,95,90,85,80,"TMY_highPVBatt_MedDiesel_36_D_average",100,95,90,85,80,"TMY_highPVBatt_MedDiesel_36_D_residential",100,95,90,85,80]
["PV kW",0,0,0,0,0,null,0,0,0,0,0,null,0,0,0,0,0,null,0,0,0,0,0]
["Battery kW",0,0,0,0,0,null,0,0,0,0,0,null,0,0,0,0,0,null,0,0,0,0,0]
["Battery kWh",0,0,0,0,0,null,0,0,0,0,0,null,0,0,0,0,0,null,0,0,0,0,0]
["Generator kW",6,6,6,6,6,null,7,7,7,7,7,null,8,8,8,8,8,null,12,12,12,12,12]
["PV capital cost",0,0,0,0,0,null,0,0,0,0,0,null,0,0,0,0,0,null,0,0,0,0,0]
["PV O&M",0,0,0,0,0,null,0,0,0,0,0,null,0,0,0,0,0,null,0,0,0,0,0]
["Battery capital cost",0,0,0,0,0,null,0,0,0,0,0,null,0,0,0,0,0,null,0,0,0,0,0]
["Battery O&M",0,0,0,0,0,null,0,0,0,0,0,null,0,0,0,0,0,null,0,0,0,0,0]
["Diesel capital cost",2787.6,2787.6,2787.6,2787.6,2787.6,null,3252.2,3252.2,3252.2,3252.2,3252.2,null,3716.8,3716.8,3716.8,3716.8,3716.8,null,5575.2000000000007,5575.2000000000007,5575.2000000000007,5575.2000000000007,5575.2000000000007]
["Diesel O&M (kW)",730.43695500000001,730.43695500000001,730.43695500000001,730.43695500000001,730.43695500000001,null,852.17644749999999,852.17644749999999,852.17644749999999,852.17644749999999,852.17644749999999,null,973.91593999999998,973.91593999999998,973.91593999999998,973.91593999999998,973.91593999999998,null,1460.87391,1460.87391,1460.87391,1460.87391,1460.87391]
["Diesel O&M (kWh)",2207.1177641851491,2096.7618759759098,1986.4059877666459,1876.0500995573941,1765.6942113481371,null,2207.935366616824,2097.5385982860039,1987.141829955169,1876.7450616243341,1766.3482932934969,null,2207.9353666168308,2097.5385982859948,1987.141829955154,1876.745061624312,1766.3482932934669,null,2208.7529690484798,2098.315320596063,1987.8776721436379,1877.4400236912179,1767.002375238792]
["Fuel cost",40958.06637996457,38910.16306096669,36862.25974196833,34814.356422970217,32766.453103971991,null,40973.23884389575,38924.576901701359,36875.91495950667,34827.253017312018,32778.591075117307,null,40973.238843895881,38924.576901701192,36875.914959506408,34827.253017311603,32778.591075116747,null,40988.411307826573,38938.990742435373,36889.570177044028,34840.149611652771,32790.729046261396]
["REopt LCC",46683,44524.7,42366.5,40208.199999999997,38050,null,47285.3,45126.2,42967.199999999997,40808.1,38649,null,47871.6,45712.5,43553.5,41394.400000000001,39235.300000000003,null,50232.800000000003,48072.9,45913,43753.2,41593.300000000003]
[]
["TMY_highPVBatt_MedDiesel_32_PBD_business",100,95,90,85,80,"TMY_highPVBatt_MedDiesel_32_PBD_nrel",100,95,90,85,80,"TMY_highPVBatt_MedDiesel_32_PBD_average",100,95,90,85,80,"TMY_highPVBatt_MedDiesel_32_PBD_residential",100,95,90,85,80]
["PV kW",0,0,0,0,0,null,0,0,0,0,0,null,0,0,0,0,0,null,0,0,0,0,0]
["Battery kW",0,0,0,0,0,null,0,0,0,0,0,null,0,0,0,0,0,null,0,0,0,0,0]
["Battery kWh",0,0,0,0,0,null,0,0,0,0,0,null,0,0,0,0,0,null,0,0,0,0,0]
["Generator kW",6,6,6,6,6,null,7,7,7,7,7,null,8,8,8,8,8,null,12,12,12,12,12]
["PV capital cost",0,0,0,0,0,null,0,0,0,0,0,null,0,0,0,0,0,null,0,0,0,0,0]
["PV O&M",0,0,0,0,0,null,0,0,0,0,0,null,0,0,0,0,0,null,0,0,0,0,0]
["Battery capital cost",0,0,0,0,0,null,0,0,0,0,0,null,0,0,0,0,0,null,0,0,0,0,0]
["Battery O&M",0,0,0,0,0,null,0,0,0,0,0,null,0,0,0,0,0,null,0,0,0,0,0]
["Diesel capital cost",2787.6,2787.6,2787.6,2787.6,2787.6,null,3252.2,3252.2,3252.2,3252.2,3252.2,null,3716.8,3716.8,3716.8,3716.8,3716.8,null,5575.2000000000007,5575.2000000000007,5575.2000000000007,5575.2000000000007,5575.2000000000007]
["Diesel O&M (kW)",730.43695500000001,730.43695500000001,730.43695500000001,730.43695500000001,730.43695500000001,null,852.17644749999999,852.17644749999999,852.17644749999999,852.17644749999999,852.17644749999999,null,973.91593999999998,973.91593999999998,973.91593999999998,973.91593999999998,973.91593999999998,null,1460.87391,1460.87391,1460.87391,1460.87391,1460.87391]
["Diesel O&M (kWh)",2207.1177641851491,2096.7618759759011,1986.4059877666491,1876.050099557395,1765.6942113481371,null,2207.935366616824,2097.538598285993,1987.1418299551681,1876.7450616243359,1766.3482932934969,null,2207.9353666168308,2097.538598285993,1987.141829955154,1876.745061624312,1766.3482932934669,null,2208.7529690484798,2098.3153205960598,1987.8776721436379,1877.440023691217,1767.002375238792]
["Fuel cost",36407.170115524059,34586.811609748009,32766.453103971911,30946.094598195748,29125.736092419549,null,36420.656750129558,34599.623912623247,32778.59107511703,30957.558237610701,29136.52540010427,null,36420.656750129667,34599.623912623247,32778.591075116798,30957.558237610308,29136.525400103768,null,36434.143384734743,34612.436215498063,32790.729046261367,30969.021877024668,29147.314707787911]
["REopt LCC",42132.1,40201.4,38270.699999999997,36339.9,34409.199999999997,null,42732.7,40801.300000000003,38869.800000000003,36938.400000000001,35007,null,43319,41387.599999999999,39456.1,37524.699999999997,35593.300000000003,null,45678.5,43746.3,41814.199999999997,39882.1,37949.9]
[]
["TMY_highPVBatt_MedDiesel_32_PB_business",100,95,90,85,80,"TMY_highPVBatt_MedDiesel_32_PB_nrel",100,95,90,85,80,"TMY_highPVBatt_MedDiesel_32_PB_average",100,95,90,85,80,"TMY_highPVBatt_MedDiesel_32_PB_residential",100,95,90,85,80]
["PV kW",33.811999999999998,23.29,18.690000000000001,17.026,15.493,null,35.64,24.288,19.352,17.369,16.151,null,35.576000000000001,24.273,19.718,17.622,16.260000000000002,null,36.363,24.634,20.791,18.78,17.084]
["Battery kW",4.76,4.76,4.76,3.7959999999999998,3.173,null,6.077,5.83,5.6509999999999998,4.9329999999999998,4.3490000000000002,null,6.78,6.78,6.3159999999999998,5.5739999999999998,4.8579999999999997,null,10.62,10.62,9.4169999999999998,7.8490000000000002,6.8780000000000001]
["Battery kWh",132.203,34.078000000000003,32.591999999999999,29.635999999999999,26.606000000000002,null,146.971,48.542999999999999,47.966999999999999,45.564999999999998,41.582000000000001,null,149.63,50.686,49.664000000000001,47.256,43.707000000000001,null,158.45699999999999,58.228999999999999,56.198,53.253,50.017000000000003]
["Generator kW",0,0,0,0,0,null,0,0,0,0,0,null,0,0,0,0,0,null,0,0,0,0,0]
["PV capital cost",74386.84,51238.66,41117.339999999997,37458.300000000003,34085.040000000001,null,78408,53432.94,42575.06,38211.800000000003,35532.86,null,78267.64,53400.600000000013,43378.94,38768.620000000003,35772.44,null,79999.48,54195.9,45740.2,41315.339999999997,37585.899999999987]
["PV O&M",7244.6529202229594,4990.2147718240394,4004.4832836399601,3648.1235455301999,3319.5963771537599,null,7636.2801023520014,5203.9191987063596,4146.4529580456401,3721.5081116092001,3460.6018747788398,null,7622.6102182181603,5200.7695545564011,4224.7441126303602,3775.7376989802801,3483.9349528693601,null,7791.2768763711192,5278.2250892645998,4454.7109878787996,4023.76681925196,3660.5507129245998]
["Battery capital cost",95547.577147277814,29154.44263327782,28148.511679277821,24914.172367243631,22065.738918670981,null,107227.2546874228,40312.474918407948,39692.771761622731,37148.542543476928,33705.448138577704,null,109926.15452599651,42978.462259996551,41693.389804354767,39113.148263041898,35794.385860306589,null,120816.769985145,53000.229977145049,50085.21598447852,46084.272862325401,42652.006925618902]
["Battery O&M",19313.191352373,4978.4099367152994,4761.2218125156014,4329.4313109369004,3886.7572987286999,null,21470.609942661002,7091.5056125739002,7007.3154491406003,6656.5304058714,6074.6497187792993,null,21859.056315329999,7404.5416740086994,7255.2841866239996,6903.4765316178,6385.0269896978998,null,23148.569715687001,8506.4642555825994,8209.8045906788993,7779.5772241839004,7306.8530356469992]
["Diesel capital cost",0,0,0,0,0,null,0,0,0,0,0,null,0,0,0,0,0,null,0,0,0,0,0]
["Diesel O&M (kW)",0,0,0,0,0,null,0,0,0,0,0,null,0,0,0,0,0,null,0,0,0,0,0]
["Diesel O&M (kWh)",0,0,0,0,0,null,0,0,0,0,0,null,0,0,0,0,0,null,0,0,0,0,0]
["Fuel cost",0,0,0,0,0,null,0,0,0,0,0,null,0,0,0,0,0,null,0,0,0,0,0]
["REopt LCC",196494,90362.7,78032.2,70350.8,63357.8,null,214743,106042,93422.2,85739,78774.3,null,217677,108985,96553.1,88561.600000000006,81436.5,null,231758,120982,108491,99203.6,91206]
[]
["TMY_highPVBatt_MedDiesel_32_D_business",100,95,90,85,80,"TMY_highPVBatt_MedDiesel_32_D_nrel",100,95,90,85,80,"TMY_highPVBatt_MedDiesel_32_D_average",100,95,90,85,80,"TMY_highPVBatt_MedDiesel_32_D_residential",100,95,90,85,80]
["PV kW",0,0,0,0,0,null,0,0,0,0,0,null,0,0,0,0,0,null,0,0,0,0,0]
["Battery kW",0,0,0,0,0,null,0,0,0,0,0,null,0,0,0,0,0,null,0,0,0,0,0]
["Battery kWh",0,0,0,0,0,null,0,0,0,0,0,null,0,0,0,0,0,null,0,0,0,0,0]
["Generator kW",6,6,6,6,6,null,7,7,7,7,7,null,8,8,8,8,8,null,12,12,12,12,12]
["PV capital cost",0,0,0,0,0,null,0,0,0,0,0,null,0,0,0,0,0,null,0,0,0,0,0]
["PV O&M",0,0,0,0,0,null,0,0,0,0,0,null,0,0,0,0,0,null,0,0,0,0,0]
["Battery capital cost",0,0,0,0,0,null,0,0,0,0,0,null,0,0,0,0,0,null,0,0,0,0,0]
["Battery O&M",0,0,0,0,0,null,0,0,0,0,0,null,0,0,0,0,0,null,0,0,0,0,0]
["Diesel capital cost",2787.6,2787.6,2787.6,2787.6,2787.6,null,3252.2,3252.2,3252.2,3252.2,3252.2,null,3716.8,3716.8,3716.8,3716.8,3716.8,null,5575.2000000000007,5575.2000000000007,5575.2000000000007,5575.2000000000007,5575.2000000000007]
["Diesel O&M (kW)",730.43695500000001,730.43695500000001,730.43695500000001,730.43695500000001,730.43695500000001,null,852.17644749999999,852.17644749999999,852.17644749999999,852.17644749999999,852.17644749999999,null,973.91593999999998,973.91593999999998,973.91593999999998,973.91593999999998,973.91593999999998,null,1460.87391,1460.87391,1460.87391,1460.87391,1460.87391]
["Diesel O&M (kWh)",2207.1177641851491,2096.7618759759021,1986.4059877666491,1876.050099557395,1765.694211348135,null,2207.935366616824,2097.5385982860039,1987.1418299551681,1876.7450616243379,1766.3482932934969,null,2207.9353666168308,2097.5385982859948,1987.141829955154,1876.745061624312,1766.3482932934669,null,2208.7529690484798,2098.315320596063,1987.8776721436379,1877.4400236912179,1767.002375238792]
["Fuel cost",36407.170115524059,34586.811609748023,32766.45310397189,30946.094598195748,29125.73609241952,null,36420.656750129558,34599.623912623443,32778.59107511703,30957.558237610749,29136.52540010427,null,36420.656750129667,34599.623912623283,32778.591075116812,30957.558237610308,29136.525400103779,null,36434.143384734743,34612.436215498121,32790.72904626136,30969.02187702469,29147.314707787911]
["REopt LCC",42132.1,40201.4,38270.699999999997,36339.9,34409.199999999997,null,42732.7,40801.300000000003,38869.800000000003,36938.400000000001,35007,null,43319,41387.599999999999,39456.1,37524.699999999997,35593.300000000003,null,45678.5,43746.3,41814.199999999997,39882.1,37949.9]
[]
["TMY_highPVBatt_LowDiesel_44_PBD_business",100,95,90,85,80,"TMY_highPVBatt_LowDiesel_44_PBD_nrel",100,95,90,85,80,"TMY_highPVBatt_LowDiesel_44_PBD_average",100,95,90,85,80,"TMY_highPVBatt_LowDiesel_44_PBD_residential",100,95,90,85,80]
["PV kW",5.8319999999999999,5.8319999999999999,5.8319999999999999,5.8319999999999999,5.8319999999999999,null,3.8650000000000002,3.8650000000000002,3.8650000000000002,3.8650000000000002,3.8650000000000002,null,3.411,3.411,3.411,3.411,3.411,null,1.95,1.95,1.95,1.95,1.95]
["Battery kW",0,0,0,0,0,null,0,0,0,0,0,null,0,0,0,0,0,null,0,0,0,0,0]
["Battery kWh",0,0,0,0,0,null,0,0,0,0,0,null,0,0,0,0,0,null,0,0,0,0,0]
["Generator kW",6,6,6,6,6,null,7,7,7,7,7,null,8,8,8,8,8,null,12,12,12,12,12]
["PV capital cost",12830.73,12830.73,12830.73,12830.73,12830.73,null,8502.4060000000009,8502.4060000000009,8502.4060000000009,8502.4060000000009,8502.4060000000009,null,7504.0460000000012,7504.0460000000012,7504.0460000000012,7504.0460000000012,7504.0460000000012,null,4290.8360000000002,4290.8360000000002,4290.8360000000002,4290.8360000000002,4290.8360000000002]
["PV O&M",1249.6052468836201,1249.6052468836201,1249.6052468836201,1249.6052468836201,1249.6052468836201,null,828.0628731751641,828.0628731751641,828.0628731751641,828.0628731751641,828.0628731751641,null,730.83100138932411,730.83100138932411,730.83100138932411,730.83100138932411,730.83100138932411,null,417.891357632584,417.891357632584,417.891357632584,417.891357632584,417.891357632584]
["Battery capital cost",0,0,0,0,0,null,0,0,0,0,0,null,0,0,0,0,0,null,0,0,0,0,0]
["Battery O&M",0,0,0,0,0,null,0,0,0,0,0,null,0,0,0,0,0,null,0,0,0,0,0]
["Diesel capital cost",2090.6999999999998,2090.6999999999998,2090.6999999999998,2090.6999999999998,2090.6999999999998,null,2439.15,2439.15,2439.15,2439.15,2439.15,null,2787.6,2787.6,2787.6,2787.6,2787.6,null,4181.3999999999996,4181.3999999999996,4181.3999999999996,4181.3999999999996,4181.3999999999996]
["Diesel O&M (kW)",730.43695500000001,730.43695500000001,730.43695500000001,730.43695500000001,730.43695500000001,null,852.17644749999999,852.17644749999999,852.17644749999999,852.17644749999999,852.17644749999999,null,973.91593999999998,973.91593999999998,973.91593999999998,973.91593999999998,973.91593999999998,null,1460.87391,1460.87391,1460.87391,1460.87391,1460.87391]
["Diesel O&M (kWh)",1416.38182608442,1306.0259378751639,1195.6700496659121,1085.314163842266,974.95828231943472,null,1683.1094037112341,1572.7126353803969,1462.3158670495579,1351.9190987187151,1241.5223303878711,null,1744.259348689377,1633.862580358526,1523.465812027677,1413.069043696825,1302.672275365976,null,1944.0361134843411,1833.598465031914,1723.1608165794851,1612.723168127058,1502.285519674633]
["Fuel cost",25700.078364786768,23697.684008432981,21695.289652079249,19692.895339012081,17690.501103982631,null,30539.818271651609,28536.682150394579,26533.54602913748,24530.40990788033,22527.27378662314,null,31649.376689444391,29646.240568187099,27643.104446929839,25639.968325672511,23636.832204415241,null,35274.302127020666,33270.4242408602,31266.546354699709,29262.668468539239,27258.79058237881]
["REopt LCC",44017.9,41905.199999999997,39792.400000000001,37679.699999999997,35566.9,null,44844.6,42731.1,40617.5,38504,36390.5,null,45389.8,43276.3,41162.800000000003,39049.199999999997,36935.699999999997,null,47568.9,45454.6,43340.3,41226,39111.699999999997]
[]
["TMY_highPVBatt_LowDiesel_44_PB_business",100,95,90,85,80,"TMY_highPVBatt_LowDiesel_44_PB_nrel",100,95,90,85,80,"TMY_highPVBatt_LowDiesel_44_PB_average",100,95,90,85,80,"TMY_highPVBatt_LowDiesel_44_PB_residential",100,95,90,85,80]
["PV kW",33.811999999999998,23.29,18.690000000000001,17.026,15.493,null,35.64,24.288,19.352,17.369,16.151,null,35.576000000000001,24.273,19.718,17.622,16.260000000000002,null,36.363,24.634,20.791,18.78,17.084]
["Battery kW",4.76,4.76,4.76,3.7959999999999998,3.173,null,6.077,5.83,5.6509999999999998,4.9329999999999998,4.3490000000000002,null,6.78,6.78,6.3159999999999998,5.5739999999999998,4.8579999999999997,null,10.62,10.62,9.4169999999999998,7.8490000000000002,6.8780000000000001]
["Battery kWh",132.203,34.078000000000003,32.591999999999999,29.635999999999999,26.606000000000002,null,146.971,48.542999999999999,47.966999999999999,45.564999999999998,41.582000000000001,null,149.63,50.686,49.664000000000001,47.256,43.707000000000001,null,158.45699999999999,58.228999999999999,56.198,53.253,50.017000000000003]
["Generator kW",0,0,0,0,0,null,0,0,0,0,0,null,0,0,0,0,0,null,0,0,0,0,0]
["PV capital cost",74386.84,51238.66,41117.339999999997,37458.300000000003,34085.040000000001,null,78408,53432.94,42575.06,38211.800000000003,35532.86,null,78267.64,53400.600000000013,43378.94,38768.620000000003,35772.44,null,79999.48,54195.9,45740.2,41315.339999999997,37585.899999999987]
["PV O&M",7244.6529202229594,4990.2147718240394,4004.4832836399601,3648.1235455301999,3319.5963771537599,null,7636.2801023520014,5203.9191987063596,4146.4529580456401,3721.5081116092001,3460.6018747788398,null,7622.6102182181603,5200.7695545564011,4224.7441126303602,3775.7376989802801,3483.9349528693601,null,7791.2768763711192,5278.2250892645998,4454.7109878787996,4023.76681925196,3660.5507129245998]
["Battery capital cost",95547.577147277814,29154.44263327782,28148.511679277821,24914.172367243631,22065.738918670981,null,107227.2546874228,40312.474918407948,39692.771761622731,37148.542543476928,33705.448138577704,null,109926.15452599651,42978.462259996551,41693.389804354767,39113.148263041898,35794.385860306589,null,120816.769985145,53000.229977145049,50085.21598447852,46084.272862325401,42652.006925618902]
["Battery O&M",19313.191352373,4978.4099367152994,4761.2218125156014,4329.4313109369004,3886.7572987286999,null,21470.609942661002,7091.5056125739002,7007.3154491406003,6656.5304058714,6074.6497187792993,null,21859.056315329999,7404.5416740086994,7255.2841866239996,6903.4765316178,6385.0269896978998,null,23148.569715687001,8506.4642555825994,8209.8045906788993,7779.5772241839004,7306.8530356469992]
["Diesel capital cost",0,0,0,0,0,null,0,0,0,0,0,null,0,0,0,0,0,null,0,0,0,0,0]
["Diesel O&M (kW)",0,0,0,0,0,null,0,0,0,0,0,null,0,0,0,0,0,null,0,0,0,0,0]
["Diesel O&M (kWh)",0,0,0,0,0,null,0,0,0,0,0,null,0,0,0,0,0,null,0,0,0,0,0]
["Fuel cost",0,0,0,0,0,null,0,0,0,0,0,null,0,0,0,0,0,null,0,0,0,0,0]
["REopt LCC",196494,90362.7,78032.2,70350.8,63357.8,null,214743,106042,93422.2,85739,78774.3,null,217677,108985,96553.1,88561.600000000006,81436.5,null,231758,120982,108491,99203.6,91206]
[]
["TMY_highPVBatt_LowDiesel_44_D_business",100,95,90,85,80,"TMY_highPVBatt_LowDiesel_44_D_nrel",100,95,90,85,80,"TMY_highPVBatt_LowDiesel_44_D_average",100,95,90,85,80,"TMY_highPVBatt_LowDiesel_44_D_residential",100,95,90,85,80]
["PV kW",0,0,0,0,0,null,0,0,0,0,0,null,0,0,0,0,0,null,0,0,0,0,0]
["Battery kW",0,0,0,0,0,null,0,0,0,0,0,null,0,0,0,0,0,null,0,0,0,0,0]
["Battery kWh",0,0,0,0,0,null,0,0,0,0,0,null,0,0,0,0,0,null,0,0,0,0,0]
["Generator kW",6,6,6,6,6,null,7,7,7,7,7,null,8,8,8,8,8,null,12,12,12,12,12]
["PV capital cost",0,0,0,0,0,null,0,0,0,0,0,null,0,0,0,0,0,null,0,0,0,0,0]
["PV O&M",0,0,0,0,0,null,0,0,0,0,0,null,0,0,0,0,0,null,0,0,0,0,0]
["Battery capital cost",0,0,0,0,0,null,0,0,0,0,0,null,0,0,0,0,0,null,0,0,0,0,0]
["Battery O&M",0,0,0,0,0,null,0,0,0,0,0,null,0,0,0,0,0,null,0,0,0,0,0]
["Diesel capital cost",2090.6999999999998,2090.6999999999998,2090.6999999999998,2090.6999999999998,2090.6999999999998,null,2439.15,2439.15,2439.15,2439.15,2439.15,null,2787.6,2787.6,2787.6,2787.6,2787.6,null,4181.3999999999996,4181.3999999999996,4181.3999999999996,4181.3999999999996,4181.3999999999996]
["Diesel O&M (kW)",730.43695500000001,730.43695500000001,730.43695500000001,730.43695500000001,730.43695500000001,null,852.17644749999999,852.17644749999999,852.17644749999999,852.17644749999999,852.17644749999999,null,973.91593999999998,973.91593999999998,973.91593999999998,973.91593999999998,973.91593999999998,null,1460.87391,1460.87391,1460.87391,1460.87391,1460.87391]
["Diesel O&M (kWh)",2207.1177641851491,2096.7618759759098,1986.4059877666459,1876.0500995573941,1765.6942113481371,null,2207.935366616824,2097.5385982860039,1987.1418299551681,1876.7450616243379,1766.3482932934969,null,2207.9353666168308,2097.5385982859948,1987.1418299551531,1876.745061624312,1766.3482932934669,null,2208.7529690484798,2098.3153205960621,1987.8776721436379,1877.4400236912179,1767.002375238792]
["Fuel cost",40047.887127076458,38045.492770722987,36043.098414369037,34040.704058015312,32038.30970166151,null,40062.722425142521,38059.586303885779,36056.450182628731,34053.314061371828,32050.1779401147,null,40062.722425142638,38059.586303885597,36056.450182628461,34053.314061371348,32050.17794011415,null,40077.5577232082,38073.679837047901,36069.8019508875,34065.924064727151,32062.046178566699]
["REopt LCC",45075.9,42963.199999999997,40850.400000000001,38737.699999999997,36624.9,null,45561.7,43448.2,41334.6,39221.1,37107.599999999999,null,46031.9,43918.3,41804.800000000003,39691.300000000003,37577.699999999997,null,47928.1,45813.8,43699.5,41585.199999999997,39470.800000000003]
[]
["TMY_highPVBatt_LowDiesel_36_PBD_business",100,95,90,85,80,"TMY_highPVBatt_LowDiesel_36_PBD_nrel",100,95,90,85,80,"TMY_highPVBatt_LowDiesel_36_PBD_average",100,95,90,85,80,"TMY_highPVBatt_LowDiesel_36_PBD_residential",100,95,90,85,80]
["PV kW",0,0,0,0,0,null,0,0,0,0,0,null,0,0,0,0,0,null,0,0,0,0,0]
["Battery kW",0,0,0,0,0,null,0,0,0,0,0,null,0,0,0,0,0,null,0,0,0,0,0]
["Battery kWh",0,0,0,0,0,null,0,0,0,0,0,null,0,0,0,0,0,null,0,0,0,0,0]
["Generator kW",6,6,6,6,6,null,7,7,7,7,7,null,8,8,8,8,8,null,12,12,12,12,12]
["PV capital cost",0,0,0,0,0,null,0,0,0,0,0,null,0,0,0,0,0,null,0,0,0,0,0]
["PV O&M",0,0,0,0,0,null,0,0,0,0,0,null,0,0,0,0,0,null,0,0,0,0,0]
["Battery capital cost",0,0,0,0,0,null,0,0,0,0,0,null,0,0,0,0,0,null,0,0,0,0,0]
["Battery O&M",0,0,0,0,0,null,0,0,0,0,0,null,0,0,0,0,0,null,0,0,0,0,0]
["Diesel capital cost",2090.6999999999998,2090.6999999999998,2090.6999999999998,2090.6999999999998,2090.6999999999998,null,2439.15,2439.15,2439.15,2439.15,2439.15,null,2787.6,2787.6,2787.6,2787.6,2787.6,null,4181.3999999999996,4181.3999999999996,4181.3999999999996,4181.3999999999996,4181.3999999999996]
["Diesel O&M (kW)",730.43695500000001,730.43695500000001,730.43695500000001,730.43695500000001,730.43695500000001,null,852.17644749999999,852.17644749999999,852.17644749999999,852.17644749999999,852.17644749999999,null,973.91593999999998,973.91593999999998,973.91593999999998,973.91593999999998,973.91593999999998,null,1460.87391,1460.87391,1460.87391,1460.87391,1460.87391]
["Diesel O&M (kWh)",2207.1177641851491,2096.7618759759011,1986.4059877666491,1876.050099557395,1765.6942113481391,null,2207.935366616824,2097.5385982859948,1987.1418299551681,1876.745061624335,1766.3482932934969,null,2207.9353666168308,2097.538598285993,1987.1418299551531,1876.745061624312,1766.3482932934669,null,2208.7529690484798,2098.3153205960598,1987.8776721436391,1877.4400236912179,1767.002375238791]
["Fuel cost",32766.453103971649,31128.130448773201,29489.807793574721,27851.485138376171,26213.162483177621,null,32778.591075116601,31139.66152136094,29500.73196760533,27861.802413849611,26222.872860093841,null,32778.591075116703,31139.661521360911,29500.731967605101,27861.80241384928,26222.87286009339,null,32790.729046261258,31151.19259394825,29511.656141635231,27872.119689322211,26232.583237009108]
["REopt LCC",37794.5,36045.800000000003,34297.1,32548.400000000001,30799.8,null,38277.599999999999,36528.199999999997,34778.9,33029.599999999999,31280.3,null,38747.699999999997,36998.400000000001,35249.1,33499.699999999997,31750.400000000001,null,40641.300000000003,38891.300000000003,37141.300000000003,35391.4,33641.4]
[]
["TMY_highPVBatt_LowDiesel_36_PB_business",100,95,90,85,80,"TMY_highPVBatt_LowDiesel_36_PB_nrel",100,95,90,85,80,"TMY_highPVBatt_LowDiesel_36_PB_average",100,95,90,85,80,"TMY_highPVBatt_LowDiesel_36_PB_residential",100,95,90,85,80]
["PV kW",33.811999999999998,23.29,18.690000000000001,17.026,15.493,null,35.64,24.288,19.352,17.369,16.151,null,35.576000000000001,24.273,19.718,17.622,16.260000000000002,null,36.363,24.634,20.791,18.78,17.084]
["Battery kW",4.76,4.76,4.76,3.7959999999999998,3.173,null,6.077,5.83,5.6509999999999998,4.9329999999999998,4.3490000000000002,null,6.78,6.78,6.3159999999999998,5.5739999999999998,4.8579999999999997,null,10.62,10.62,9.4169999999999998,7.8490000000000002,6.8780000000000001]
["Battery kWh",132.203,34.078000000000003,32.591999999999999,29.635999999999999,26.606000000000002,null,146.971,48.542999999999999,47.966999999999999,45.564999999999998,41.582000000000001,null,149.63,50.686,49.664000000000001,47.256,43.707000000000001,null,158.45699999999999,58.228999999999999,56.198,53.253,50.017000000000003]
["Generator kW",0,0,0,0,0,null,0,0,0,0,0,null,0,0,0,0,0,null,0,0,0,0,0]
["PV capital cost",74386.84,51238.66,41117.339999999997,37458.300000000003,34085.040000000001,null,78408,53432.94,42575.06,38211.800000000003,35532.86,null,78267.64,53400.600000000013,43378.94,38768.620000000003,35772.44,null,79999.48,54195.9,45740.2,41315.339999999997,37585.899999999987]
["PV O&M",7244.6529202229594,4990.2147718240394,4004.4832836399601,3648.1235455301999,3319.5963771537599,null,7636.2801023520014,5203.9191987063596,4146.4529580456401,3721.5081116092001,3460.6018747788398,null,7622.6102182181603,5200.7695545564011,4224.7441126303602,3775.7376989802801,3483.9349528693601,null,7791.2768763711192,5278.2250892645998,4454.7109878787996,4023.76681925196,3660.5507129245998]
["Battery capital cost",95547.577147277814,29154.44263327782,28148.511679277821,24914.172367243631,22065.738918670981,null,107227.2546874228,40312.474918407948,39692.771761622731,37148.542543476928,33705.448138577704,null,109926.15452599651,42978.462259996551,41693.389804354767,39113.148263041898,35794.385860306589,null,120816.769985145,53000.229977145049,50085.21598447852,46084.272862325401,42652.006925618902]
["Battery O&M",19313.191352373,4978.4099367152994,4761.2218125156014,4329.4313109369004,3886.7572987286999,null,21470.609942661002,7091.5056125739002,7007.3154491406003,6656.5304058714,6074.6497187792993,null,21859.056315329999,7404.5416740086994,7255.2841866239996,6903.4765316178,6385.0269896978998,null,23148.569715687001,8506.4642555825994,8209.8045906788993,7779.5772241839004,7306.8530356469992]
["Diesel capital cost",0,0,0,0,0,null,0,0,0,0,0,null,0,0,0,0,0,null,0,0,0,0,0]
["Diesel O&M (kW)",0,0,0,0,0,null,0,0,0,0,0,null,0,0,0,0,0,null,0,0,0,0,0]
["Diesel O&M (kWh)",0,0,0,0,0,null,0,0,0,0,0,null,0,0,0,0,0,null,0,0,0,0,0]
["Fuel cost",0,0,0,0,0,null,0,0,0,0,0,null,0,0,0,0,0,null,0,0,0,0,0]
["REopt LCC",196494,90362.7,78032.2,70350.8,63357.8,null,214743,106042,93422.2,85739,78774.3,null,217677,108985,96553.1,88561.600000000006,81436.5,null,231758,120982,108491,99203.6,91206]
[]
["TMY_highPVBatt_LowDiesel_36_D_business",100,95,90,85,80,"TMY_highPVBatt_LowDiesel_36_D_nrel",100,95,90,85,80,"TMY_highPVBatt_LowDiesel_36_D_average",100,95,90,85,80,"TMY_highPVBatt_LowDiesel_36_D_residential",100,95,90,85,80]
["PV kW",0,0,0,0,0,null,0,0,0,0,0,null,0,0,0,0,0,null,0,0,0,0,0]
["Battery kW",0,0,0,0,0,null,0,0,0,0,0,null,0,0,0,0,0,null,0,0,0,0,0]
["Battery kWh",0,0,0,0,0,null,0,0,0,0,0,null,0,0,0,0,0,null,0,0,0,0,0]
["Generator kW",6,6,6,6,6,null,7,7,7,7,7,null,8,8,8,8,8,null,12,12,12,12,12]
["PV capital cost",0,0,0,0,0,null,0,0,0,0,0,null,0,0,0,0,0,null,0,0,0,0,0]
["PV O&M",0,0,0,0,0,null,0,0,0,0,0,null,0,0,0,0,0,null,0,0,0,0,0]
["Battery capital cost",0,0,0,0,0,null,0,0,0,0,0,null,0,0,0,0,0,null,0,0,0,0,0]
["Battery O&M",0,0,0,0,0,null,0,0,0,0,0,null,0,0,0,0,0,null,0,0,0,0,0]
["Diesel capital cost",2090.6999999999998,2090.6999999999998,2090.6999999999998,2090.6999999999998,2090.6999999999998,null,2439.15,2439.15,2439.15,2439.15,2439.15,null,2787.6,2787.6,2787.6,2787.6,2787.6,null,4181.3999999999996,4181.3999999999996,4181.3999999999996,4181.3999999999996,4181.3999999999996]
["Diesel O&M (kW)",730.43695500000001,730.43695500000001,730.43695500000001,730.43695500000001,730.43695500000001,null,852.17644749999999,852.17644749999999,852.17644749999999,852.17644749999999,852.17644749999999,null,973.91593999999998,973.91593999999998,973.91593999999998,973.91593999999998,973.91593999999998,null,1460.87391,1460.87391,1460.87391,1460.87391,1460.87391]
["Diesel O&M (kWh)",2207.1177641851491,2096.7618759759021,1986.4059877666491,1876.050099557395,1765.694211348135,null,2207.935366616824,2097.5385982860039,1987.141829955169,1876.7450616243359,1766.3482932934969,null,2207.9353666168308,2097.5385982859948,1987.1418299551531,1876.7450616243129,1766.3482932934669,null,2208.7529690484798,2098.3153205960621,1987.8776721436379,1877.4400236912179,1767.002375238792]
["Fuel cost",32766.453103971649,31128.130448773209,29489.807793574699,27851.485138376182,26213.16248317757,null,32778.591075116601,31139.661521361089,29500.731967605341,27861.802413849629,26222.872860093848,null,32778.591075116703,31139.66152136094,29500.731967605101,27861.802413849291,26222.872860093401,null,32790.729046261258,31151.192593948279,29511.65614163522,27872.119689322211,26232.583237009119]
["REopt LCC",37794.5,36045.800000000003,34297.1,32548.400000000001,30799.8,null,38277.599999999999,36528.199999999997,34778.9,33029.599999999999,31280.3,null,38747.699999999997,36998.400000000001,35249.1,33499.699999999997,31750.400000000001,null,40641.300000000003,38891.300000000003,37141.300000000003,35391.4,33641.4]
[]
["TMY_highPVBatt_LowDiesel_32_PBD_business",100,95,90,85,80,"TMY_highPVBatt_LowDiesel_32_PBD_nrel",100,95,90,85,80,"TMY_highPVBatt_LowDiesel_32_PBD_average",100,95,90,85,80,"TMY_highPVBatt_LowDiesel_32_PBD_residential",100,95,90,85,80]
["PV kW",0,0,0,0,0,null,0,0,0,0,0,null,0,0,0,0,0,null,0,0,0,0,0]
["Battery kW",0,0,0,0,0,null,0,0,0,0,0,null,0,0,0,0,0,null,0,0,0,0,0]
["Battery kWh",0,0,0,0,0,null,0,0,0,0,0,null,0,0,0,0,0,null,0,0,0,0,0]
["Generator kW",6,6,6,6,6,null,7,7,7,7,7,null,8,8,8,8,8,null,12,12,12,12,12]
["PV capital cost",0,0,0,0,0,null,0,0,0,0,0,null,0,0,0,0,0,null,0,0,0,0,0]
["PV O&M",0,0,0,0,0,null,0,0,0,0,0,null,0,0,0,0,0,null,0,0,0,0,0]
["Battery capital cost",0,0,0,0,0,null,0,0,0,0,0,null,0,0,0,0,0,null,0,0,0,0,0]
["Battery O&M",0,0,0,0,0,null,0,0,0,0,0,null,0,0,0,0,0,null,0,0,0,0,0]
["Diesel capital cost",2090.6999999999998,2090.6999999999998,2090.6999999999998,2090.6999999999998,2090.6999999999998,null,2439.15,2439.15,2439.15,2439.15,2439.15,null,2787.6,2787.6,2787.6,2787.6,2787.6,null,4181.3999999999996,4181.3999999999996,4181.3999999999996,4181.3999999999996,4181.3999999999996]
["Diesel O&M (kW)",730.43695500000001,730.43695500000001,730.43695500000001,730.43695500000001,730.43695500000001,null,852.17644749999999,852.17644749999999,852.17644749999999,852.17644749999999,852.17644749999999,null,973.91593999999998,973.91593999999998,973.91593999999998,973.91593999999998,973.91593999999998,null,1460.87391,1460.87391,1460.87391,1460.87391,1460.87391]
["Diesel O&M (kWh)",2207.1177641851491,2096.7618759759011,1986.4059877666491,1876.050099557395,1765.6942113481391,null,2207.935366616824,2097.5385982859948,1987.141829955169,1876.7450616243341,1766.3482932934969,null,2207.9353666168308,2097.538598285993,1987.1418299551531,1876.7450616243129,1766.3482932934669,null,2208.7529690484798,2098.3153205960598,1987.8776721436379,1877.440023691217,1767.002375238792]
["Fuel cost",29125.736092419251,27669.449287798408,26213.162483177519,24756.8756785566,23300.58887393566,null,29136.525400103641,27679.699130098619,26222.87286009363,24766.046590088539,23309.220320083419,null,29136.525400103739,27679.699130098601,26222.87286009343,24766.046590088259,23309.220320083019,null,29147.314707787791,27689.948972398452,26232.58323700909,24775.21750161974,23317.851766230331]
["REopt LCC",34153.699999999997,32587.1,31020.5,29453.8,27887.200000000001,null,34635.5,33068.300000000003,31501.1,29933.8,28366.6,null,35105.699999999997,33538.400000000001,31971.200000000001,30404,28836.799999999999,null,36997.9,35430.1,33862.300000000003,32294.5,30726.7]
[]
["TMY_highPVBatt_LowDiesel_32_PB_business",100,95,90,85,80,"TMY_highPVBatt_LowDiesel_32_PB_nrel",100,95,90,85,80,"TMY_highPVBatt_LowDiesel_32_PB_average",100,95,90,85,80,"TMY_highPVBatt_LowDiesel_32_PB_residential",100,95,90,85,80]
["PV kW",33.811999999999998,23.29,18.690000000000001,17.026,15.493,null,35.64,24.288,19.352,17.369,16.151,null,35.576000000000001,24.273,19.718,17.622,16.260000000000002,null,36.363,24.634,20.791,18.78,17.084]
["Battery kW",4.76,4.76,4.76,3.7959999999999998,3.173,null,6.077,5.83,5.6509999999999998,4.9329999999999998,4.3490000000000002,null,6.78,6.78,6.3159999999999998,5.5739999999999998,4.8579999999999997,null,10.62,10.62,9.4169999999999998,7.8490000000000002,6.8780000000000001]
["Battery kWh",132.203,34.078000000000003,32.591999999999999,29.635999999999999,26.606000000000002,null,146.971,48.542999999999999,47.966999999999999,45.564999999999998,41.582000000000001,null,149.63,50.686,49.664000000000001,47.256,43.707000000000001,null,158.45699999999999,58.228999999999999,56.198,53.253,50.017000000000003]
["Generator kW",0,0,0,0,0,null,0,0,0,0,0,null,0,0,0,0,0,null,0,0,0,0,0]
["PV capital cost",74386.84,51238.66,41117.339999999997,37458.300000000003,34085.040000000001,null,78408,53432.94,42575.06,38211.800000000003,35532.86,null,78267.64,53400.600000000013,43378.94,38768.620000000003,35772.44,null,79999.48,54195.9,45740.2,41315.339999999997,37585.899999999987]
["PV O&M",7244.6529202229594,4990.2147718240394,4004.4832836399601,3648.1235455301999,3319.5963771537599,null,7636.2801023520014,5203.9191987063596,4146.4529580456401,3721.5081116092001,3460.6018747788398,null,7622.6102182181603,5200.7695545564011,4224.7441126303602,3775.7376989802801,3483.9349528693601,null,7791.2768763711192,5278.2250892645998,4454.7109878787996,4023.76681925196,3660.5507129245998]
["Battery capital cost",95547.577147277814,29154.44263327782,28148.511679277821,24914.172367243631,22065.738918670981,null,107227.2546874228,40312.474918407948,39692.771761622731,37148.542543476928,33705.448138577704,null,109926.15452599651,42978.462259996551,41693.389804354767,39113.148263041898,35794.385860306589,null,120816.769985145,53000.229977145049,50085.21598447852,46084.272862325401,42652.006925618902]
["Battery O&M",19313.191352373,4978.4099367152994,4761.2218125156014,4329.4313109369004,3886.7572987286999,null,21470.609942661002,7091.5056125739002,7007.3154491406003,6656.5304058714,6074.6497187792993,null,21859.056315329999,7404.5416740086994,7255.2841866239996,6903.4765316178,6385.0269896978998,null,23148.569715687001,8506.4642555825994,8209.8045906788993,7779.5772241839004,7306.8530356469992]
["Diesel capital cost",0,0,0,0,0,null,0,0,0,0,0,null,0,0,0,0,0,null,0,0,0,0,0]
["Diesel O&M (kW)",0,0,0,0,0,null,0,0,0,0,0,null,0,0,0,0,0,null,0,0,0,0,0]
["Diesel O&M (kWh)",0,0,0,0,0,null,0,0,0,0,0,null,0,0,0,0,0,null,0,0,0,0,0]
["Fuel cost",0,0,0,0,0,null,0,0,0,0,0,null,0,0,0,0,0,null,0,0,0,0,0]
["REopt LCC",196494,90362.7,78032.2,70350.8,63357.8,null,214743,106042,93422.2,85739,78774.3,null,217677,108985,96553.1,88561.600000000006,81436.5,null,231758,120982,108491,99203.6,91206]
[]
["TMY_highPVBatt_LowDiesel_32_D_business",100,95,90,85,80,"TMY_highPVBatt_LowDiesel_32_D_nrel",100,95,90,85,80,"TMY_highPVBatt_LowDiesel_32_D_average",100,95,90,85,80,"TMY_highPVBatt_LowDiesel_32_D_residential",100,95,90,85,80]
["PV kW",0,0,0,0,0,null,0,0,0,0,0,null,0,0,0,0,0,null,0,0,0,0,0]
["Battery kW",0,0,0,0,0,null,0,0,0,0,0,null,0,0,0,0,0,null,0,0,0,0,0]
["Battery kWh",0,0,0,0,0,null,0,0,0,0,0,null,0,0,0,0,0,null,0,0,0,0,0]
["Generator kW",6,6,6,6,6,null,7,7,7,7,7,null,8,8,8,8,8,null,12,12,12,12,12]
["PV capital cost",0,0,0,0,0,null,0,0,0,0,0,null,0,0,0,0,0,null,0,0,0,0,0]
["PV O&M",0,0,0,0,0,null,0,0,0,0,0,null,0,0,0,0,0,null,0,0,0,0,0]
["Battery capital cost",0,0,0,0,0,null,0,0,0,0,0,null,0,0,0,0,0,null,0,0,0,0,0]
["Battery O&M",0,0,0,0,0,null,0,0,0,0,0,null,0,0,0,0,0,null,0,0,0,0,0]
["Diesel capital cost",2090.6999999999998,2090.6999999999998,2090.6999999999998,2090.6999999999998,2090.6999999999998,null,2439.15,2439.15,2439.15,2439.15,2439.15,null,2787.6,2787.6,2787.6,2787.6,2787.6,null,4181.3999999999996,4181.3999999999996,4181.3999999999996,4181.3999999999996,4181.3999999999996]
["Diesel O&M (kW)",730.43695500000001,730.43695500000001,730.43695500000001,730.43695500000001,730.43695500000001,null,852.17644749999999,852.17644749999999,852.17644749999999,852.17644749999999,852.17644749999999,null,973.91593999999998,973.91593999999998,973.91593999999998,973.91593999999998,973.91593999999998,null,1460.87391,1460.87391,1460.87391,1460.87391,1460.87391]
["Diesel O&M (kWh)",2207.1177641851491,2096.7618759759021,1986.4059877666491,1876.050099557395,1765.694211348135,null,2207.935366616824,2097.538598285998,1987.141829955169,1876.745061624335,1766.3482932934969,null,2207.9353666168308,2097.5385982859948,1987.1418299551531,1876.7450616243109,1766.348293293466,null,2208.7529690484798,2098.3153205960621,1987.8776721436379,1877.4400236912179,1767.002375238792]
["Fuel cost",29125.736092419251,27669.449287798419,26213.162483177512,24756.8756785566,23300.58887393562,null,29136.525400103641,27679.699130098648,26222.87286009363,24766.04659008855,23309.220320083419,null,29136.525400103739,27679.69913009863,26222.87286009343,24766.04659008823,23309.220320083012,null,29147.314707787791,27689.94897239847,26232.58323700909,24775.21750161974,23317.851766230331]
["REopt LCC",34153.699999999997,32587.1,31020.5,29453.8,27887.200000000001,null,34635.5,33068.300000000003,31501.1,29933.8,28366.6,null,35105.699999999997,33538.400000000001,31971.200000000001,30404,28836.799999999999,null,36997.9,35430.1,33862.300000000003,32294.5,30726.7]
[]
["TMY_medPVBatt_HighDiesel_44_PBD_business",100,95,90,85,80,"TMY_medPVBatt_HighDiesel_44_PBD_nrel",100,95,90,85,80,"TMY_medPVBatt_HighDiesel_44_PBD_average",100,95,90,85,80,"TMY_medPVBatt_HighDiesel_44_PBD_residential",100,95,90,85,80]
["PV kW",7.0720000000000001,7.0720000000000001,7.0720000000000001,7.0720000000000001,7.0720000000000001,null,4.734,4.734,4.734,4.734,4.734,null,4.1189999999999998,4.1189999999999998,4.1189999999999998,4.1189999999999998,4.1189999999999998,null,2.923,2.923,2.923,2.923,2.923]
["Battery kW",0,0,0,0,0,null,0,0,0,0,0,null,0,0,0,0,0,null,0,0,0,0,0]
["Battery kWh",0,0,0,0,0,null,0,0,0,0,0,null,0,0,0,0,0,null,0,0,0,0,0]
["Generator kW",6,6,6,6,6,null,7,7,7,7,7,null,8,8,8,8,8,null,12,12,12,12,12]
["PV capital cost",12728.897999999999,12728.897999999999,12728.897999999999,12728.897999999999,12728.897999999999,null,8520.4620000000014,8520.4620000000014,8520.4620000000014,8520.4620000000014,8520.4620000000014,null,7413.9120000000012,7413.9120000000012,7413.9120000000012,7413.9120000000012,7413.9120000000012,null,5262.1019999999999,5262.1019999999999,5262.1019999999999,5262.1019999999999,5262.1019999999999]
["PV O&M",1239.6876660834121,1239.6876660834121,1239.6876660834121,1239.6876660834121,1239.6876660834121,null,829.82137579642801,829.82137579642801,829.82137579642801,829.82137579642801,829.82137579642801,null,722.05270745572807,722.05270745572807,722.05270745572807,722.05270745572807,722.05270745572807,null,512.48450157058801,512.48450157058801,512.48450157058801,512.48450157058801,512.48450157058801]
["Battery capital cost",0,0,0,0,0,null,0,0,0,0,0,null,0,0,0,0,0,null,0,0,0,0,0]
["Battery O&M",0,0,0,0,0,null,0,0,0,0,0,null,0,0,0,0,0,null,0,0,0,0,0]
["Diesel capital cost",3484.5,3484.5,3484.5,3484.5,3484.5,null,4065.25,4065.25,4065.25,4065.25,4065.25,null,4646,4646,4646,4646,4646,null,6969,6969,6969,6969,6969]
["Diesel O&M (kW)",730.43695500000001,730.43695500000001,730.43695500000001,730.43695500000001,730.43695500000001,null,852.17644749999999,852.17644749999999,852.17644749999999,852.17644749999999,852.17644749999999,null,973.91593999999998,973.91593999999998,973.91593999999998,973.91593999999998,973.91593999999998,null,1460.87391,1460.87391,1460.87391,1460.87391,1460.87391]
["Diesel O&M (kWh)",1290.8666689658301,1180.510780756573,1070.154892547316,959.79900433805938,849.44311684559852,null,1598.9842157015401,1488.587447370702,1378.1906790398609,1267.793910709016,1157.3971423781729,null,1678.432299495003,1568.0355311641531,1457.6387628333021,1347.241994502451,1236.8452261716,null,1859.0092331923081,1748.571585971886,1638.1339375194591,1527.6962890670311,1417.2586406146049]
["Fuel cost",35133.931338231989,32130.33980370127,29126.748269170519,26123.156734639819,23119.565219618369,null,43520.065236777533,40515.361054891917,37510.656873006243,34505.952691120459,31501.24850923472,null,45682.429164873902,42677.72498298798,39673.020801102008,36668.316619216057,33663.612437330114,null,50597.249372349193,47591.432576640364,44585.615747399672,41579.798918158958,38573.982088918267]
["REopt LCC",54608,51494.1,48380.1,45266.2,42152.3,null,59386.5,56271.4,53156.3,50041.2,46926.1,null,61116.4,58001.3,54886.2,51771.1,48656,null,66660.2,63544,60427.7,57311.5,54195.199999999997]
[]
["TMY_medPVBatt_HighDiesel_44_PB_business",100,95,90,85,80,"TMY_medPVBatt_HighDiesel_44_PB_nrel",100,95,90,85,80,"TMY_medPVBatt_HighDiesel_44_PB_average",100,95,90,85,80,"TMY_medPVBatt_HighDiesel_44_PB_residential",100,95,90,85,80]
["PV kW",33.811999999999998,23.286999999999999,18.68,16.891999999999999,15.369,null,35.64,24.265999999999998,19.286999999999999,17.277000000000001,16.065999999999999,null,35.576000000000001,24.273,19.655000000000001,17.559999999999999,16.199000000000002,null,36.363,24.634,20.585000000000001,18.576000000000001,17.053000000000001]
["Battery kW",4.76,4.76,4.76,3.8889999999999998,3.2290000000000001,null,6.077,5.8710000000000004,5.71,4.9930000000000003,4.4169999999999998,null,6.78,6.78,6.383,5.6159999999999997,4.9020000000000001,null,10.62,10.62,9.6340000000000003,7.99,6.8979999999999997]
["Battery kWh",132.203,34.091999999999999,32.621000000000002,29.893000000000001,26.888999999999999,null,146.971,48.542999999999999,48.069000000000003,45.744999999999997,41.732999999999997,null,149.63,50.686,49.750999999999998,47.378999999999998,43.819000000000003,null,158.45699999999999,58.228999999999999,56.472999999999999,53.642000000000003,50.079000000000001]
["Generator kW",0,0,0,0,0,null,0,0,0,0,0,null,0,0,0,0,0,null,0,0,0,0,0]
["PV capital cost",60861.959999999992,41916.06,33623.46,30405.42,27663.84,null,64152,43679.34,34715.699999999997,31099.32,28918.62,null,64037.16,43691.400000000009,35378.28,31608,29158.74,null,65454.12,44342.1,37053.72,33436.080000000002,30696.12]
["PV O&M",5927.44329836424,4082.2718975996399,3274.64236519524,2961.2323200394799,2694.2254737609601,null,6247.8655382879997,4254.0005474679601,3381.0173598258002,3028.8123471160802,2816.4304980802799,null,6236.6810876330392,4255.1750900916004,3445.5470821783201,3078.353503152,2839.8161676315599,null,6374.6810806672802,4318.5478003074004,3608.72085442968,3256.3931283115198,2989.54405641528]
["Battery capital cost",76133.771365458364,23026.341195458372,22230.088895458372,19916.392610379859,17656.55299330366,null,85393.20480056708,31915.467935197721,31504.844179362881,29558.101555141449,26833.3014445482,null,87507.346944497433,33948.79735449743,33061.411052136573,31040.9711606282,28428.020597747261,null,95973.970083858803,41720.337163858807,39823.438095255231,36711.252361441817,33734.280378502117]
["Battery O&M",16094.326126977499,4150.3549522592502,3971.2761587917498,3639.182997201,3273.4897356802499,null,17892.174952217501,5909.58801047825,5851.9565347287498,5568.96091046325,5080.6151102487502,null,18215.880262775001,6170.4513950072496,6056.637143469,5767.9441109544996,5334.5271697560001,null,19290.4747630725,7088.7202129855004,6875.0430557495001,6530.3376827357497,6096.6407407044999]
["Diesel capital cost",0,0,0,0,0,null,0,0,0,0,0,null,0,0,0,0,0,null,0,0,0,0,0]
["Diesel O&M (kW)",0,0,0,0,0,null,0,0,0,0,0,null,0,0,0,0,0,null,0,0,0,0,0]
["Diesel O&M (kWh)",0,0,0,0,0,null,0,0,0,0,0,null,0,0,0,0,0,null,0,0,0,0,0]
["Fuel cost",0,0,0,0,0,null,0,0,0,0,0,null,0,0,0,0,0,null,0,0,0,0,0]
["REopt LCC",159018,73174.899999999994,63099.3,56922.2,51288,null,173685,85758.3,75453.399999999994,69255,63648.9,null,175997,88065.8,77941.8,71495.199999999997,65761.100000000006,null,187093,97469.6,87360.9,79933.899999999994,73516.399999999994]
[]
["TMY_medPVBatt_HighDiesel_44_D_business",100,95,90,85,80,"TMY_medPVBatt_HighDiesel_44_D_nrel",100,95,90,85,80,"TMY_medPVBatt_HighDiesel_44_D_average",100,95,90,85,80,"TMY_medPVBatt_HighDiesel_44_D_residential",100,95,90,85,80]
["PV kW",0,0,0,0,0,null,0,0,0,0,0,null,0,0,0,0,0,null,0,0,0,0,0]
["Battery kW",0,0,0,0,0,null,0,0,0,0,0,null,0,0,0,0,0,null,0,0,0,0,0]
["Battery kWh",0,0,0,0,0,null,0,0,0,0,0,null,0,0,0,0,0,null,0,0,0,0,0]
["Generator kW",6,6,6,6,6,null,7,7,7,7,7,null,8,8,8,8,8,null,12,12,12,12,12]
["PV capital cost",0,0,0,0,0,null,0,0,0,0,0,null,0,0,0,0,0,null,0,0,0,0,0]
["PV O&M",0,0,0,0,0,null,0,0,0,0,0,null,0,0,0,0,0,null,0,0,0,0,0]
["Battery capital cost",0,0,0,0,0,null,0,0,0,0,0,null,0,0,0,0,0,null,0,0,0,0,0]
["Battery O&M",0,0,0,0,0,null,0,0,0,0,0,null,0,0,0,0,0,null,0,0,0,0,0]
["Diesel capital cost",3484.5,3484.5,3484.5,3484.5,3484.5,null,4065.25,4065.25,4065.25,4065.25,4065.25,null,4646,4646,4646,4646,4646,null,6969,6969,6969,6969,6969]
["Diesel O&M (kW)",730.43695500000001,730.43695500000001,730.43695500000001,730.43695500000001,730.43695500000001,null,852.17644749999999,852.17644749999999,852.17644749999999,852.17644749999999,852.17644749999999,null,973.91593999999998,973.91593999999998,973.91593999999998,973.91593999999998,973.91593999999998,null,1460.87391,1460.87391,1460.87391,1460.87391,1460.87391]
["Diesel O&M (kWh)",2207.1177641851491,2096.7618759759098,1986.405987766653,1876.050099557395,1765.6942113481441,null,2207.935366616824,2097.538598285998,1987.141829955169,1876.7450616243359,1766.3482932934969,null,2207.9353666168308,2097.5385982859948,1987.1418299551531,1876.745061624312,1766.3482932934669,null,2208.7529690484798,2098.315320596063,1987.8776721436379,1877.440023691217,1767.002375238792]
["Fuel cost",60071.830690614712,57068.23915608447,54064.647621553748,51061.056087022997,48057.464552492427,null,60094.083637713753,57089.379455828457,54084.675273943139,51079.971092057647,48075.266910172053,null,60094.083637713957,57089.379455828413,54084.675273942703,51079.971092056992,48075.266910171224,null,60116.336584812299,57110.519755571862,54104.702926331243,51098.886097090712,48093.069267850064]
["REopt LCC",66493.600000000006,63379.7,60265.8,57151.8,54037.9,null,67219.199999999997,64104.1,60989,57873.9,54758.8,null,67921.600000000006,64806.5,61691.4,58576.3,55461.2,null,70754.5,67638.2,64522,61405.7,58289.5]
[]
["TMY_medPVBatt_HighDiesel_36_PBD_business",100,95,90,85,80,"TMY_medPVBatt_HighDiesel_36_PBD_nrel",100,95,90,85,80,"TMY_medPVBatt_HighDiesel_36_PBD_average",100,95,90,85,80,"TMY_medPVBatt_HighDiesel_36_PBD_residential",100,95,90,85,80]
["PV kW",6.76,6.76,6.76,6.76,6.76,null,4.4829999999999997,4.4829999999999997,4.4829999999999997,4.4829999999999997,4.4829999999999997,null,3.8180000000000001,3.8180000000000001,3.8180000000000001,3.8180000000000001,3.8180000000000001,null,2.3210000000000002,2.3210000000000002,2.3210000000000002,2.3210000000000002,2.3210000000000002]
["Battery kW",0,0,0,0,0,null,0,0,0,0,0,null,0,0,0,0,0,null,0,0,0,0,0]
["Battery kWh",0,0,0,0,0,null,0,0,0,0,0,null,0,0,0,0,0,null,0,0,0,0,0]
["Generator kW",6,6,6,6,6,null,7,7,7,7,7,null,8,8,8,8,8,null,12,12,12,12,12]
["PV capital cost",12168.18,12168.18,12168.18,12168.18,12168.18,null,8068.9679999999998,8068.9679999999998,8068.9679999999998,8068.9679999999998,8068.9679999999998,null,6872.8320000000003,6872.8320000000003,6872.8320000000003,6872.8320000000003,6872.8320000000003,null,4178.0879999999997,4178.0879999999997,4178.0879999999997,4178.0879999999997,4178.0879999999997]
["PV O&M",1185.07844627892,1185.07844627892,1185.07844627892,1185.07844627892,1185.07844627892,null,785.84965545499199,785.84965545499199,785.84965545499199,785.84965545499199,785.84965545499199,null,669.35606377420811,669.35606377420811,669.35606377420811,669.35606377420811,669.35606377420811,null,406.91065019227199,406.91065019227199,406.91065019227199,406.91065019227199,406.91065019227199]
["Battery capital cost",0,0,0,0,0,null,0,0,0,0,0,null,0,0,0,0,0,null,0,0,0,0,0]
["Battery O&M",0,0,0,0,0,null,0,0,0,0,0,null,0,0,0,0,0,null,0,0,0,0,0]
["Diesel capital cost",3484.5,3484.5,3484.5,3484.5,3484.5,null,4065.25,4065.25,4065.25,4065.25,4065.25,null,4646,4646,4646,4646,4646,null,6969,6969,6969,6969,6969]
["Diesel O&M (kW)",730.43695500000001,730.43695500000001,730.43695500000001,730.43695500000001,730.43695500000001,null,852.17644749999999,852.17644749999999,852.17644749999999,852.17644749999999,852.17644749999999,null,973.91593999999998,973.91593999999998,973.91593999999998,973.91593999999998,973.91593999999998,null,1460.87391,1460.87391,1460.87391,1460.87391,1460.87391]
["Diesel O&M (kWh)",1314.7471967903759,1204.3913081331179,1094.0354208198639,983.67953205060758,873.32364087334031,null,1618.456428510754,1508.0596601799141,1397.662891849074,1287.2661235182291,1176.8693551873821,null,1701.318377870321,1590.92160953947,1480.52484120862,1370.128072877769,1259.7313045469191,null,1906.31412606003,1795.876477607605,1685.438829155177,1575.0011807027511,1464.563532250326]
["Fuel cost",29277.732524921292,26820.248532147001,24362.76456930198,21905.280574033641,19447.796525141999,null,36040.947288463591,33582.552957829903,31124.158627196171,28665.764296562342,26207.369965928479,null,37886.176543004287,35427.782212370352,32969.387881736409,30510.993551102441,28052.599220468499,null,42451.168732298422,39991.864053828816,37532.559375359131,35073.254696889489,32613.95001841987]
["REopt LCC",48160.4,45592.6,43024.7,40456.9,37889,null,51431.3,48862.6,46293.8,43725,41156.199999999997,null,52749.3,50180.5,47611.7,45042.9,42474.1,null,57371.9,54802.1,52232.4,49662.6,47092.9]
[]
["TMY_medPVBatt_HighDiesel_36_PB_business",100,95,90,85,80,"TMY_medPVBatt_HighDiesel_36_PB_nrel",100,95,90,85,80,"TMY_medPVBatt_HighDiesel_36_PB_average",100,95,90,85,80,"TMY_medPVBatt_HighDiesel_36_PB_residential",100,95,90,85,80]
["PV kW",33.811999999999998,23.286999999999999,18.68,16.891999999999999,15.369,null,35.64,24.265999999999998,19.286999999999999,17.277000000000001,16.065999999999999,null,35.576000000000001,24.273,19.655000000000001,17.559999999999999,16.199000000000002,null,36.363,24.634,20.585000000000001,18.576000000000001,17.053000000000001]
["Battery kW",4.76,4.76,4.76,3.8889999999999998,3.2290000000000001,null,6.077,5.8710000000000004,5.71,4.9930000000000003,4.4169999999999998,null,6.78,6.78,6.383,5.6159999999999997,4.9020000000000001,null,10.62,10.62,9.6340000000000003,7.99,6.8979999999999997]
["Battery kWh",132.203,34.091999999999999,32.621000000000002,29.893000000000001,26.888999999999999,null,146.971,48.542999999999999,48.069000000000003,45.744999999999997,41.732999999999997,null,149.63,50.686,49.750999999999998,47.378999999999998,43.819000000000003,null,158.45699999999999,58.228999999999999,56.472999999999999,53.642000000000003,50.079000000000001]
["Generator kW",0,0,0,0,0,null,0,0,0,0,0,null,0,0,0,0,0,null,0,0,0,0,0]
["PV capital cost",60861.959999999992,41916.06,33623.46,30405.42,27663.84,null,64152,43679.34,34715.699999999997,31099.32,28918.62,null,64037.16,43691.400000000009,35378.28,31608,29158.74,null,65454.12,44342.1,37053.72,33436.080000000002,30696.12]
["PV O&M",5927.44329836424,4082.2718975996399,3274.64236519524,2961.2323200394799,2694.2254737609601,null,6247.8655382879997,4254.0005474679601,3381.0173598258002,3028.8123471160802,2816.4304980802799,null,6236.6810876330392,4255.1750900916004,3445.5470821783201,3078.353503152,2839.8161676315599,null,6374.6810806672802,4318.5478003074004,3608.72085442968,3256.3931283115198,2989.54405641528]
["Battery capital cost",76133.771365458364,23026.341195458372,22230.088895458372,19916.392610379859,17656.55299330366,null,85393.20480056708,31915.467935197721,31504.844179362881,29558.101555141449,26833.3014445482,null,87507.346944497433,33948.79735449743,33061.411052136573,31040.9711606282,28428.020597747261,null,95973.970083858803,41720.337163858807,39823.438095255231,36711.252361441817,33734.280378502117]
["Battery O&M",16094.326126977499,4150.3549522592502,3971.2761587917498,3639.182997201,3273.4897356802499,null,17892.174952217501,5909.58801047825,5851.9565347287498,5568.96091046325,5080.6151102487502,null,18215.880262775001,6170.4513950072496,6056.637143469,5767.9441109544996,5334.5271697560001,null,19290.4747630725,7088.7202129855004,6875.0430557495001,6530.3376827357497,6096.6407407044999]
["Diesel capital cost",0,0,0,0,0,null,0,0,0,0,0,null,0,0,0,0,0,null,0,0,0,0,0]
["Diesel O&M (kW)",0,0,0,0,0,null,0,0,0,0,0,null,0,0,0,0,0,null,0,0,0,0,0]
["Diesel O&M (kWh)",0,0,0,0,0,null,0,0,0,0,0,null,0,0,0,0,0,null,0,0,0,0,0]
["Fuel cost",0,0,0,0,0,null,0,0,0,0,0,null,0,0,0,0,0,null,0,0,0,0,0]
["REopt LCC",159018,73174.899999999994,63099.3,56922.2,51288,null,173685,85758.3,75453.399999999994,69255,63648.9,null,175997,88065.8,77941.8,71495.199999999997,65761.100000000006,null,187093,97469.6,87360.9,79933.899999999994,73516.399999999994]
[]
["TMY_medPVBatt_HighDiesel_36_D_business",100,95,90,85,80,"TMY_medPVBatt_HighDiesel_36_D_nrel",100,95,90,85,80,"TMY_medPVBatt_HighDiesel_36_D_average",100,95,90,85,80,"TMY_medPVBatt_HighDiesel_36_D_residential",100,95,90,85,80]
["PV kW",0,0,0,0,0,null,0,0,0,0,0,null,0,0,0,0,0,null,0,0,0,0,0]
["Battery kW",0,0,0,0,0,null,0,0,0,0,0,null,0,0,0,0,0,null,0,0,0,0,0]
["Battery kWh",0,0,0,0,0,null,0,0,0,0,0,null,0,0,0,0,0,null,0,0,0,0,0]
["Generator kW",6,6,6,6,6,null,7,7,7,7,7,null,8,8,8,8,8,null,12,12,12,12,12]
["PV capital cost",0,0,0,0,0,null,0,0,0,0,0,null,0,0,0,0,0,null,0,0,0,0,0]
["PV O&M",0,0,0,0,0,null,0,0,0,0,0,null,0,0,0,0,0,null,0,0,0,0,0]
["Battery capital cost",0,0,0,0,0,null,0,0,0,0,0,null,0,0,0,0,0,null,0,0,0,0,0]
["Battery O&M",0,0,0,0,0,null,0,0,0,0,0,null,0,0,0,0,0,null,0,0,0,0,0]
["Diesel capital cost",3484.5,3484.5,3484.5,3484.5,3484.5,null,4065.25,4065.25,4065.25,4065.25,4065.25,null,4646,4646,4646,4646,4646,null,6969,6969,6969,6969,6969]
["Diesel O&M (kW)",730.43695500000001,730.43695500000001,730.43695500000001,730.43695500000001,730.43695500000001,null,852.17644749999999,852.17644749999999,852.17644749999999,852.17644749999999,852.17644749999999,null,973.91593999999998,973.91593999999998,973.91593999999998,973.91593999999998,973.91593999999998,null,1460.87391,1460.87391,1460.87391,1460.87391,1460.87391]
["Diesel O&M (kWh)",2207.1177641851491,2096.7618759759048,1986.40598776665,1876.0500995573921,1765.6942113481441,null,2207.935366616824,2097.5385982860039,1987.141829955169,1876.7450616243341,1766.3482932934969,null,2207.9353666168308,2097.5385982859948,1987.1418299551531,1876.745061624312,1766.3482932934669,null,2208.7529690484798,2098.315320596063,1987.8776721436379,1877.440023691217,1767.002375238792]
["Fuel cost",49149.67965595748,46692.195673159913,44234.711690362077,41777.227707564212,39319.743724766537,null,49167.886612674891,46709.492282041632,44251.097951408003,41792.703620774402,39334.309290140758,null,49167.886612675058,46709.492282041429,44251.097951407683,41792.703620773907,39334.309290140081,null,49186.093569391873,46726.78889092242,44267.484212452837,41808.179533983312,39348.874855513677]
["REopt LCC",55571.5,53003.7,50435.8,47868,45300.1,null,56293,53724.2,51155.4,48586.6,46017.8,null,56995.4,54426.6,51857.8,49289,46720.3,null,59824.2,57254.5,54684.800000000003,52115,49545.3]
[]
["TMY_medPVBatt_HighDiesel_32_PBD_business",100,95,90,85,80,"TMY_medPVBatt_HighDiesel_32_PBD_nrel",100,95,90,85,80,"TMY_medPVBatt_HighDiesel_32_PBD_average",100,95,90,85,80,"TMY_medPVBatt_HighDiesel_32_PBD_residential",100,95,90,85,80]
["PV kW",6.5720000000000001,6.5720000000000001,6.5720000000000001,6.5720000000000001,6.5720000000000001,null,4.2889999999999997,4.2889999999999997,4.2889999999999997,4.2889999999999997,4.2889999999999997,null,3.7210000000000001,3.7210000000000001,3.7210000000000001,3.7210000000000001,3.7210000000000001,null,2.1869999999999998,2.1869999999999998,2.1869999999999998,2.1869999999999998,2.1869999999999998]
["Battery kW",0,0,0,0,0,null,0,0,0,0,0,null,0,0,0,0,0,null,0,0,0,0,0]
["Battery kWh",0,0,0,0,0,null,0,0,0,0,0,null,0,0,0,0,0,null,0,0,0,0,0]
["Generator kW",6,6,6,6,6,null,7,7,7,7,7,null,8,8,8,8,8,null,12,12,12,12,12]
["PV capital cost",11828.915999999999,11828.915999999999,11828.915999999999,11828.915999999999,11828.915999999999,null,7720.47,7720.47,7720.47,7720.47,7720.47,null,6697.2780000000002,6697.2780000000002,6697.2780000000002,6697.2780000000002,6697.2780000000002,null,3937.0860000000011,3937.0860000000011,3937.0860000000011,3937.0860000000011,3937.0860000000011]
["PV O&M",1152.036984532104,1152.036984532104,1152.036984532104,1152.036984532104,1152.036984532104,null,751.90887972918006,751.90887972918006,751.90887972918006,751.90887972918006,751.90887972918006,null,652.25857988113205,652.25857988113205,652.25857988113205,652.25857988113205,652.25857988113205,null,383.43908125508409,383.43908125508409,383.43908125508409,383.43908125508409,383.43908125508409]
["Battery capital cost",0,0,0,0,0,null,0,0,0,0,0,null,0,0,0,0,0,null,0,0,0,0,0]
["Battery O&M",0,0,0,0,0,null,0,0,0,0,0,null,0,0,0,0,0,null,0,0,0,0,0]
["Diesel capital cost",3484.5,3484.5,3484.5,3484.5,3484.5,null,4065.25,4065.25,4065.25,4065.25,4065.25,null,4646,4646,4646,4646,4646,null,6969,6969,6969,6969,6969]
["Diesel O&M (kW)",730.43695500000001,730.43695500000001,730.43695500000001,730.43695500000001,730.43695500000001,null,852.17644749999999,852.17644749999999,852.17644749999999,852.17644749999999,852.17644749999999,null,973.91593999999998,973.91593999999998,973.91593999999998,973.91593999999998,973.91593999999998,null,1460.87391,1460.87391,1460.87391,1460.87391,1460.87391]
["Diesel O&M (kWh)",1331.7090798354541,1221.3531916261991,1110.9973034169441,1000.641415207685,890.28553033603839,null,1635.7024760310219,1525.3057077001849,1414.908939369345,1304.512171038501,1194.1154027076579,null,1710.0676290743691,1599.670860743518,1489.274092412667,1378.8773240818141,1268.480555750963,null,1918.152962062112,1807.715313609689,1697.277665157261,1586.8400167048339,1476.40236825241]
["Fuel cost",26360.401678987291,24175.971472055891,21991.541265124481,19807.111058193019,17622.680917327631,null,32377.773004911429,30192.533599903742,28007.294194895989,25822.05478988817,23636.815384880349,null,33849.787677503598,31664.548272495631,29479.308867487671,27294.069462479649,25108.830057471689,null,37968.715034926492,35782.66643184243,33596.617828758273,31410.56922567412,29224.52062259004]
["REopt LCC",44887.7,42592.9,40298.199999999997,38003.4,35708.6,null,47403,45107.3,42811.7,40516.1,38220.400000000001,null,48529,46233.3,43937.7,41642.1,39346.400000000001,null,52636.800000000003,50340.3,48043.8,45747.3,43450.8]
[]
["TMY_medPVBatt_HighDiesel_32_PB_business",100,95,90,85,80,"TMY_medPVBatt_HighDiesel_32_PB_nrel",100,95,90,85,80,"TMY_medPVBatt_HighDiesel_32_PB_average",100,95,90,85,80,"TMY_medPVBatt_HighDiesel_32_PB_residential",100,95,90,85,80]
["PV kW",33.811999999999998,23.286999999999999,18.68,16.891999999999999,15.369,null,35.64,24.265999999999998,19.286999999999999,17.277000000000001,16.065999999999999,null,35.576000000000001,24.273,19.655000000000001,17.559999999999999,16.199000000000002,null,36.363,24.634,20.585000000000001,18.576000000000001,17.053000000000001]
["Battery kW",4.76,4.76,4.76,3.8889999999999998,3.2290000000000001,null,6.077,5.8710000000000004,5.71,4.9930000000000003,4.4169999999999998,null,6.78,6.78,6.383,5.6159999999999997,4.9020000000000001,null,10.62,10.62,9.6340000000000003,7.99,6.8979999999999997]
["Battery kWh",132.203,34.091999999999999,32.621000000000002,29.893000000000001,26.888999999999999,null,146.971,48.542999999999999,48.069000000000003,45.744999999999997,41.732999999999997,null,149.63,50.686,49.750999999999998,47.378999999999998,43.819000000000003,null,158.45699999999999,58.228999999999999,56.472999999999999,53.642000000000003,50.079000000000001]
["Generator kW",0,0,0,0,0,null,0,0,0,0,0,null,0,0,0,0,0,null,0,0,0,0,0]
["PV capital cost",60861.959999999992,41916.06,33623.46,30405.42,27663.84,null,64152,43679.34,34715.699999999997,31099.32,28918.62,null,64037.16,43691.400000000009,35378.28,31608,29158.74,null,65454.12,44342.1,37053.72,33436.080000000002,30696.12]
["PV O&M",5927.44329836424,4082.2718975996399,3274.64236519524,2961.2323200394799,2694.2254737609601,null,6247.8655382879997,4254.0005474679601,3381.0173598258002,3028.8123471160802,2816.4304980802799,null,6236.6810876330392,4255.1750900916004,3445.5470821783201,3078.353503152,2839.8161676315599,null,6374.6810806672802,4318.5478003074004,3608.72085442968,3256.3931283115198,2989.54405641528]
["Battery capital cost",76133.771365458364,23026.341195458372,22230.088895458372,19916.392610379859,17656.55299330366,null,85393.20480056708,31915.467935197721,31504.844179362881,29558.101555141449,26833.3014445482,null,87507.346944497433,33948.79735449743,33061.411052136573,31040.9711606282,28428.020597747261,null,95973.970083858803,41720.337163858807,39823.438095255231,36711.252361441817,33734.280378502117]
["Battery O&M",16094.326126977499,4150.3549522592502,3971.2761587917498,3639.182997201,3273.4897356802499,null,17892.174952217501,5909.58801047825,5851.9565347287498,5568.96091046325,5080.6151102487502,null,18215.880262775001,6170.4513950072496,6056.637143469,5767.9441109544996,5334.5271697560001,null,19290.4747630725,7088.7202129855004,6875.0430557495001,6530.3376827357497,6096.6407407044999]
["Diesel capital cost",0,0,0,0,0,null,0,0,0,0,0,null,0,0,0,0,0,null,0,0,0,0,0]
["Diesel O&M (kW)",0,0,0,0,0,null,0,0,0,0,0,null,0,0,0,0,0,null,0,0,0,0,0]
["Diesel O&M (kWh)",0,0,0,0,0,null,0,0,0,0,0,null,0,0,0,0,0,null,0,0,0,0,0]
["Fuel cost",0,0,0,0,0,null,0,0,0,0,0,null,0,0,0,0,0,null,0,0,0,0,0]
["REopt LCC",159018,73174.899999999994,63099.3,56922.2,51288,null,173685,85758.3,75453.399999999994,69255,63648.9,null,175997,88065.8,77941.8,71495.199999999997,65761.100000000006,null,187093,97469.6,87360.9,79933.899999999994,73516.399999999994]
[]
["TMY_medPVBatt_HighDiesel_32_D_business",100,95,90,85,80,"TMY_medPVBatt_HighDiesel_32_D_nrel",100,95,90,85,80,"TMY_medPVBatt_HighDiesel_32_D_average",100,95,90,85,80,"TMY_medPVBatt_HighDiesel_32_D_residential",100,95,90,85,80]
["PV kW",0,0,0,0,0,null,0,0,0,0,0,null,0,0,0,0,0,null,0,0,0,0,0]
["Battery kW",0,0,0,0,0,null,0,0,0,0,0,null,0,0,0,0,0,null,0,0,0,0,0]
["Battery kWh",0,0,0,0,0,null,0,0,0,0,0,null,0,0,0,0,0,null,0,0,0,0,0]
["Generator kW",6,6,6,6,6,null,7,7,7,7,7,null,8,8,8,8,8,null,12,12,12,12,12]
["PV capital cost",0,0,0,0,0,null,0,0,0,0,0,null,0,0,0,0,0,null,0,0,0,0,0]
["PV O&M",0,0,0,0,0,null,0,0,0,0,0,null,0,0,0,0,0,null,0,0,0,0,0]
["Battery capital cost",0,0,0,0,0,null,0,0,0,0,0,null,0,0,0,0,0,null,0,0,0,0,0]
["Battery O&M",0,0,0,0,0,null,0,0,0,0,0,null,0,0,0,0,0,null,0,0,0,0,0]
["Diesel capital cost",3484.5,3484.5,3484.5,3484.5,3484.5,null,4065.25,4065.25,4065.25,4065.25,4065.25,null,4646,4646,4646,4646,4646,null,6969,6969,6969,6969,6969]
["Diesel O&M (kW)",730.43695500000001,730.43695500000001,730.43695500000001,730.43695500000001,730.43695500000001,null,852.17644749999999,852.17644749999999,852.17644749999999,852.17644749999999,852.17644749999999,null,973.91593999999998,973.91593999999998,973.91593999999998,973.91593999999998,973.91593999999998,null,1460.87391,1460.87391,1460.87391,1460.87391,1460.87391]
["Diesel O&M (kWh)",2207.1177641851491,2096.7618759759098,1986.4059877666459,1876.0500995573941,1765.6942113481371,null,2207.935366616824,2097.5385982860039,1987.141829955169,1876.7450616243341,1766.3482932934969,null,2207.9353666168308,2097.5385982859948,1987.1418299551531,1876.745061624312,1766.3482932934669,null,2208.7529690484798,2098.315320596063,1987.8776721436379,1877.440023691217,1767.002375238792]
["Fuel cost",43688.604138628878,41504.173931697791,39319.743724766216,37135.313517834882,34950.883310903453,null,43704.788100155471,41519.548695148122,39334.309290140438,37149.06988513282,34963.830480125129,null,43704.788100155602,41519.54869514794,39334.309290140147,37149.069885132383,34963.830480124532,null,43720.972061681678,41534.923458597717,39348.874855513634,37162.826252429608,34976.777649345488]
["REopt LCC",50110.400000000001,47815.6,45520.800000000003,43226.1,40931.300000000003,null,50829.9,48534.2,46238.6,43943,41647.300000000003,null,51532.3,49236.7,46941,44645.4,42349.8,null,54359.1,52062.6,49766.1,47469.7,45173.2]
[]
["TMY_medPVBatt_MedDiesel_44_PBD_business",100,95,90,85,80,"TMY_medPVBatt_MedDiesel_44_PBD_nrel",100,95,90,85,80,"TMY_medPVBatt_MedDiesel_44_PBD_average",100,95,90,85,80,"TMY_medPVBatt_MedDiesel_44_PBD_residential",100,95,90,85,80]
["PV kW",6.7789999999999999,6.7789999999999999,6.7789999999999999,6.7789999999999999,6.7789999999999999,null,4.5190000000000001,4.5190000000000001,4.5190000000000001,4.5190000000000001,4.5190000000000001,null,3.839,3.839,3.839,3.839,3.839,null,2.3860000000000001,2.3860000000000001,2.3860000000000001,2.3860000000000001,2.3860000000000001]
["Battery kW",0,0,0,0,0,null,0,0,0,0,0,null,0,0,0,0,0,null,0,0,0,0,0]
["Battery kWh",0,0,0,0,0,null,0,0,0,0,0,null,0,0,0,0,0,null,0,0,0,0,0]
["Generator kW",6,6,6,6,6,null,7,7,7,7,7,null,8,8,8,8,8,null,12,12,12,12,12]
["PV capital cost",12202.866,12202.866,12202.866,12202.866,12202.866,null,8133.8220000000001,8133.8220000000001,8133.8220000000001,8133.8220000000001,8133.8220000000001,null,6909.84,6909.84,6909.84,6909.84,6909.84,null,4294.098,4294.098,4294.098,4294.098,4294.098]
["PV O&M",1188.456571108404,1188.456571108404,1188.456571108404,1188.456571108404,1188.456571108404,null,792.16588989226807,792.16588989226807,792.16588989226807,792.16588989226807,792.16588989226807,null,672.96033188495994,672.96033188495994,672.96033188495994,672.96033188495994,672.96033188495994,null,418.20904901221189,418.20904901221189,418.20904901221189,418.20904901221189,418.20904901221189]
["Battery capital cost",0,0,0,0,0,null,0,0,0,0,0,null,0,0,0,0,0,null,0,0,0,0,0]
["Battery O&M",0,0,0,0,0,null,0,0,0,0,0,null,0,0,0,0,0,null,0,0,0,0,0]
["Diesel capital cost",2787.6,2787.6,2787.6,2787.6,2787.6,null,3252.2,3252.2,3252.2,3252.2,3252.2,null,3716.8,3716.8,3716.8,3716.8,3716.8,null,5575.2000000000007,5575.2000000000007,5575.2000000000007,5575.2000000000007,5575.2000000000007]
["Diesel O&M (kW)",730.43695500000001,730.43695500000001,730.43695500000001,730.43695500000001,730.43695500000001,null,852.17644749999999,852.17644749999999,852.17644749999999,852.17644749999999,852.17644749999999,null,973.91593999999998,973.91593999999998,973.91593999999998,973.91593999999998,973.91593999999998,null,1460.87391,1460.87391,1460.87391,1460.87391,1460.87391]
["Diesel O&M (kWh)",1313.1248460014419,1202.768957792186,1092.413069694931,982.05718137367774,871.70129223955939,null,1615.4170103787269,1505.020242047889,1394.623473717048,1284.226705386204,1173.829937055358,null,1699.590522411348,1589.193754080497,1478.7969857496471,1368.4002174187949,1258.003449087945,null,1900.89054462269,1790.452896170264,1680.0152477178369,1569.577599265411,1459.139950812985]
["Fuel cost",29783.116056247491,27280.123110805249,24777.130167903309,22274.137219920831,19771.14425350169,null,36639.434891397323,34135.514739825987,31631.594588254589,29127.674436683119,26623.754285111601,null,38548.582742314436,36044.662590742802,33540.742439171197,31036.822287599549,28532.902136027951,null,43114.28869320084,40609.441335500298,38104.593977799697,35599.746620099148,33094.899262398583]
["REopt LCC",48005.3,45392,42778.6,40165.300000000003,37551.9,null,51284.9,48670.6,46056.3,43442,40827.699999999997,null,52521.4,49907,47292.7,44678.400000000001,42064.1,null,56763.1,54147.8,51532.5,48917.2,46301.9]
[]
["TMY_medPVBatt_MedDiesel_44_PB_business",100,95,90,85,80,"TMY_medPVBatt_MedDiesel_44_PB_nrel",100,95,90,85,80,"TMY_medPVBatt_MedDiesel_44_PB_average",100,95,90,85,80,"TMY_medPVBatt_MedDiesel_44_PB_residential",100,95,90,85,80]
["PV kW",33.811999999999998,23.286999999999999,18.68,16.891999999999999,15.369,null,35.64,24.265999999999998,19.286999999999999,17.277000000000001,16.065999999999999,null,35.576000000000001,24.273,19.655000000000001,17.559999999999999,16.199000000000002,null,36.363,24.634,20.585000000000001,18.576000000000001,17.053000000000001]
["Battery kW",4.76,4.76,4.76,3.8889999999999998,3.2290000000000001,null,6.077,5.8710000000000004,5.71,4.9930000000000003,4.4169999999999998,null,6.78,6.78,6.383,5.6159999999999997,4.9020000000000001,null,10.62,10.62,9.6340000000000003,7.99,6.8979999999999997]
["Battery kWh",132.203,34.091999999999999,32.621000000000002,29.893000000000001,26.888999999999999,null,146.971,48.542999999999999,48.069000000000003,45.744999999999997,41.732999999999997,null,149.63,50.686,49.750999999999998,47.378999999999998,43.819000000000003,null,158.45699999999999,58.228999999999999,56.472999999999999,53.642000000000003,50.079000000000001]
["Generator kW",0,0,0,0,0,null,0,0,0,0,0,null,0,0,0,0,0,null,0,0,0,0,0]
["PV capital cost",60861.959999999992,41916.06,33623.46,30405.42,27663.84,null,64152,43679.34,34715.699999999997,31099.32,28918.62,null,64037.16,43691.400000000009,35378.28,31608,29158.74,null,65454.12,44342.1,37053.72,33436.080000000002,30696.12]
["PV O&M",5927.44329836424,4082.2718975996399,3274.64236519524,2961.2323200394799,2694.2254737609601,null,6247.8655382879997,4254.0005474679601,3381.0173598258002,3028.8123471160802,2816.4304980802799,null,6236.6810876330392,4255.1750900916004,3445.5470821783201,3078.353503152,2839.8161676315599,null,6374.6810806672802,4318.5478003074004,3608.72085442968,3256.3931283115198,2989.54405641528]
["Battery capital cost",76133.771365458364,23026.341195458372,22230.088895458372,19916.392610379859,17656.55299330366,null,85393.20480056708,31915.467935197721,31504.844179362881,29558.101555141449,26833.3014445482,null,87507.346944497433,33948.79735449743,33061.411052136573,31040.9711606282,28428.020597747261,null,95973.970083858803,41720.337163858807,39823.438095255231,36711.252361441817,33734.280378502117]
["Battery O&M",16094.326126977499,4150.3549522592502,3971.2761587917498,3639.182997201,3273.4897356802499,null,17892.174952217501,5909.58801047825,5851.9565347287498,5568.96091046325,5080.6151102487502,null,18215.880262775001,6170.4513950072496,6056.637143469,5767.9441109544996,5334.5271697560001,null,19290.4747630725,7088.7202129855004,6875.0430557495001,6530.3376827357497,6096.6407407044999]
["Diesel capital cost",0,0,0,0,0,null,0,0,0,0,0,null,0,0,0,0,0,null,0,0,0,0,0]
["Diesel O&M (kW)",0,0,0,0,0,null,0,0,0,0,0,null,0,0,0,0,0,null,0,0,0,0,0]
["Diesel O&M (kWh)",0,0,0,0,0,null,0,0,0,0,0,null,0,0,0,0,0,null,0,0,0,0,0]
["Fuel cost",0,0,0,0,0,null,0,0,0,0,0,null,0,0,0,0,0,null,0,0,0,0,0]
["REopt LCC",159018,73174.899999999994,63099.3,56922.2,51288,null,173685,85758.3,75453.399999999994,69255,63648.9,null,175997,88065.8,77941.8,71495.199999999997,65761.100000000006,null,187093,97469.6,87360.9,79933.899999999994,73516.399999999994]
[]
["TMY_medPVBatt_MedDiesel_44_D_business",100,95,90,85,80,"TMY_medPVBatt_MedDiesel_44_D_nrel",100,95,90,85,80,"TMY_medPVBatt_MedDiesel_44_D_average",100,95,90,85,80,"TMY_medPVBatt_MedDiesel_44_D_residential",100,95,90,85,80]
["PV kW",0,0,0,0,0,null,0,0,0,0,0,null,0,0,0,0,0,null,0,0,0,0,0]
["Battery kW",0,0,0,0,0,null,0,0,0,0,0,null,0,0,0,0,0,null,0,0,0,0,0]
["Battery kWh",0,0,0,0,0,null,0,0,0,0,0,null,0,0,0,0,0,null,0,0,0,0,0]
["Generator kW",6,6,6,6,6,null,7,7,7,7,7,null,8,8,8,8,8,null,12,12,12,12,12]
["PV capital cost",0,0,0,0,0,null,0,0,0,0,0,null,0,0,0,0,0,null,0,0,0,0,0]
["PV O&M",0,0,0,0,0,null,0,0,0,0,0,null,0,0,0,0,0,null,0,0,0,0,0]
["Battery capital cost",0,0,0,0,0,null,0,0,0,0,0,null,0,0,0,0,0,null,0,0,0,0,0]
["Battery O&M",0,0,0,0,0,null,0,0,0,0,0,null,0,0,0,0,0,null,0,0,0,0,0]
["Diesel capital cost",2787.6,2787.6,2787.6,2787.6,2787.6,null,3252.2,3252.2,3252.2,3252.2,3252.2,null,3716.8,3716.8,3716.8,3716.8,3716.8,null,5575.2000000000007,5575.2000000000007,5575.2000000000007,5575.2000000000007,5575.2000000000007]
["Diesel O&M (kW)",730.43695500000001,730.43695500000001,730.43695500000001,730.43695500000001,730.43695500000001,null,852.17644749999999,852.17644749999999,852.17644749999999,852.17644749999999,852.17644749999999,null,973.91593999999998,973.91593999999998,973.91593999999998,973.91593999999998,973.91593999999998,null,1460.87391,1460.87391,1460.87391,1460.87391,1460.87391]
["Diesel O&M (kWh)",2207.1177641851491,2096.7618759759048,1986.40598776665,1876.0500995573921,1765.6942113481441,null,2207.935366616824,2097.5385982860039,1987.141829955169,1876.7450616243341,1766.3482932934969,null,2207.9353666168308,2097.5385982859948,1987.1418299551531,1876.745061624312,1766.3482932934669,null,2208.7529690484798,2098.315320596063,1987.8776721436379,1877.440023691217,1767.002375238792]
["Fuel cost",50059.858908845592,47556.865963403638,45053.873017961392,42550.880072519089,40047.887127077032,null,50078.403031428148,47574.482879857213,45070.562728285942,42566.642576714679,40062.72242514338,null,50078.403031428294,47574.482879857023,45070.562728285593,42566.64257671417,40062.722425142689,null,50096.94715401026,47592.099796309893,45087.252438609372,42582.405080908917,40077.557723208367]
["REopt LCC",55784.800000000003,53171.4,50558.1,47944.7,45331.4,null,56390.400000000001,53776.1,51161.8,48547.5,45933.2,null,56976.7,54362.400000000001,51748.1,49133.8,46519.5,null,59341.3,56726,54110.7,51495.4,48880.2]
[]
["TMY_medPVBatt_MedDiesel_36_PBD_business",100,95,90,85,80,"TMY_medPVBatt_MedDiesel_36_PBD_nrel",100,95,90,85,80,"TMY_medPVBatt_MedDiesel_36_PBD_average",100,95,90,85,80,"TMY_medPVBatt_MedDiesel_36_PBD_residential",100,95,90,85,80]
["PV kW",6.4720000000000004,6.4720000000000004,6.4720000000000004,6.4720000000000004,6.4720000000000004,null,4.226,4.226,4.226,4.226,4.226,null,3.657,3.657,3.657,3.657,3.657,null,2.121,2.121,2.121,2.121,2.121]
["Battery kW",0,0,0,0,0,null,0,0,0,0,0,null,0,0,0,0,0,null,0,0,0,0,0]
["Battery kWh",0,0,0,0,0,null,0,0,0,0,0,null,0,0,0,0,0,null,0,0,0,0,0]
["Generator kW",6,6,6,6,6,null,7,7,7,7,7,null,8,8,8,8,8,null,12,12,12,12,12]
["PV capital cost",11650.266,11650.266,11650.266,11650.266,11650.266,null,7606.9620000000004,7606.9620000000004,7606.9620000000004,7606.9620000000004,7606.9620000000004,null,6581.735999999999,6581.735999999999,6581.735999999999,6581.735999999999,6581.735999999999,null,3818.3760000000002,3818.3760000000002,3818.3760000000002,3818.3760000000002,3818.3760000000002]
["PV O&M",1134.637976264004,1134.637976264004,1134.637976264004,1134.637976264004,1134.637976264004,null,740.85415467742803,740.85415467742803,740.85415467742803,740.85415467742803,740.85415467742803,null,641.00576032718391,641.00576032718391,641.00576032718391,641.00576032718391,641.00576032718391,null,371.87772513134399,371.87772513134399,371.87772513134399,371.87772513134399,371.87772513134399]
["Battery capital cost",0,0,0,0,0,null,0,0,0,0,0,null,0,0,0,0,0,null,0,0,0,0,0]
["Battery O&M",0,0,0,0,0,null,0,0,0,0,0,null,0,0,0,0,0,null,0,0,0,0,0]
["Diesel capital cost",2787.6,2787.6,2787.6,2787.6,2787.6,null,3252.2,3252.2,3252.2,3252.2,3252.2,null,3716.8,3716.8,3716.8,3716.8,3716.8,null,5575.2000000000007,5575.2000000000007,5575.2000000000007,5575.2000000000007,5575.2000000000007]
["Diesel O&M (kW)",730.43695500000001,730.43695500000001,730.43695500000001,730.43695500000001,730.43695500000001,null,852.17644749999999,852.17644749999999,852.17644749999999,852.17644749999999,852.17644749999999,null,973.91593999999998,973.91593999999998,973.91593999999998,973.91593999999998,973.91593999999998,null,1460.87391,1460.87391,1460.87391,1460.87391,1460.87391]
["Diesel O&M (kWh)",1341.4318178277069,1231.075928767249,1120.7200414091969,1010.36415275194,900.00824853783774,null,1641.883472772601,1531.486704441764,1421.089936110925,1310.693167780081,1200.2963994492379,null,1716.3624999841741,1605.9657316533239,1495.5689633224731,1385.1721949916221,1274.775426660771,null,1924.60845591354,1814.1708074611149,1703.7331590086881,1593.295510556263,1482.8578621038371]
["Fuel cost",24893.303986916209,22845.400652122029,20797.497348919849,18749.594021607969,16701.690405603618,null,30468.864578603268,28420.202636408569,26371.540694213811,24322.87875201898,22274.21680982416,null,31850.991527127491,29802.32958493253,27753.667642737561,25705.005700542599,23656.343758347619,null,35715.466646996363,33666.046081605033,31616.62551621364,29567.204950822281,27517.784385430921]
["REopt LCC",42537.4,40379.1,38220.9,36062.6,33904.400000000001,null,44562.6,42403.6,40244.5,38085.5,35926.400000000001,null,45480.5,43321.4,41162.400000000001,39003.300000000003,36844.199999999997,null,48865.9,46706.1,44546.2,42386.3,40226.5]
[]
["TMY_medPVBatt_MedDiesel_36_PB_business",100,95,90,85,80,"TMY_medPVBatt_MedDiesel_36_PB_nrel",100,95,90,85,80,"TMY_medPVBatt_MedDiesel_36_PB_average",100,95,90,85,80,"TMY_medPVBatt_MedDiesel_36_PB_residential",100,95,90,85,80]
["PV kW",33.811999999999998,23.286999999999999,18.68,16.891999999999999,15.369,null,35.64,24.265999999999998,19.286999999999999,17.277000000000001,16.065999999999999,null,35.576000000000001,24.273,19.655000000000001,17.559999999999999,16.199000000000002,null,36.363,24.634,20.585000000000001,18.576000000000001,17.053000000000001]
["Battery kW",4.76,4.76,4.76,3.8889999999999998,3.2290000000000001,null,6.077,5.8710000000000004,5.71,4.9930000000000003,4.4169999999999998,null,6.78,6.78,6.383,5.6159999999999997,4.9020000000000001,null,10.62,10.62,9.6340000000000003,7.99,6.8979999999999997]
["Battery kWh",132.203,34.091999999999999,32.621000000000002,29.893000000000001,26.888999999999999,null,146.971,48.542999999999999,48.069000000000003,45.744999999999997,41.732999999999997,null,149.63,50.686,49.750999999999998,47.378999999999998,43.819000000000003,null,158.45699999999999,58.228999999999999,56.472999999999999,53.642000000000003,50.079000000000001]
["Generator kW",0,0,0,0,0,null,0,0,0,0,0,null,0,0,0,0,0,null,0,0,0,0,0]
["PV capital cost",60861.959999999992,41916.06,33623.46,30405.42,27663.84,null,64152,43679.34,34715.699999999997,31099.32,28918.62,null,64037.16,43691.400000000009,35378.28,31608,29158.74,null,65454.12,44342.1,37053.72,33436.080000000002,30696.12]
["PV O&M",5927.44329836424,4082.2718975996399,3274.64236519524,2961.2323200394799,2694.2254737609601,null,6247.8655382879997,4254.0005474679601,3381.0173598258002,3028.8123471160802,2816.4304980802799,null,6236.6810876330392,4255.1750900916004,3445.5470821783201,3078.353503152,2839.8161676315599,null,6374.6810806672802,4318.5478003074004,3608.72085442968,3256.3931283115198,2989.54405641528]
["Battery capital cost",76133.771365458364,23026.341195458372,22230.088895458372,19916.392610379859,17656.55299330366,null,85393.20480056708,31915.467935197721,31504.844179362881,29558.101555141449,26833.3014445482,null,87507.346944497433,33948.79735449743,33061.411052136573,31040.9711606282,28428.020597747261,null,95973.970083858803,41720.337163858807,39823.438095255231,36711.252361441817,33734.280378502117]
["Battery O&M",16094.326126977499,4150.3549522592502,3971.2761587917498,3639.182997201,3273.4897356802499,null,17892.174952217501,5909.58801047825,5851.9565347287498,5568.96091046325,5080.6151102487502,null,18215.880262775001,6170.4513950072496,6056.637143469,5767.9441109544996,5334.5271697560001,null,19290.4747630725,7088.7202129855004,6875.0430557495001,6530.3376827357497,6096.6407407044999]
["Diesel capital cost",0,0,0,0,0,null,0,0,0,0,0,null,0,0,0,0,0,null,0,0,0,0,0]
["Diesel O&M (kW)",0,0,0,0,0,null,0,0,0,0,0,null,0,0,0,0,0,null,0,0,0,0,0]
["Diesel O&M (kWh)",0,0,0,0,0,null,0,0,0,0,0,null,0,0,0,0,0,null,0,0,0,0,0]
["Fuel cost",0,0,0,0,0,null,0,0,0,0,0,null,0,0,0,0,0,null,0,0,0,0,0]
["REopt LCC",159018,73174.899999999994,63099.3,56922.2,51288,null,173685,85758.3,75453.399999999994,69255,63648.9,null,175997,88065.8,77941.8,71495.199999999997,65761.100000000006,null,187093,97469.6,87360.9,79933.899999999994,73516.399999999994]
[]
["TMY_medPVBatt_MedDiesel_36_D_business",100,95,90,85,80,"TMY_medPVBatt_MedDiesel_36_D_nrel",100,95,90,85,80,"TMY_medPVBatt_MedDiesel_36_D_average",100,95,90,85,80,"TMY_medPVBatt_MedDiesel_36_D_residential",100,95,90,85,80]
["PV kW",0,0,0,0,0,null,0,0,0,0,0,null,0,0,0,0,0,null,0,0,0,0,0]
["Battery kW",0,0,0,0,0,null,0,0,0,0,0,null,0,0,0,0,0,null,0,0,0,0,0]
["Battery kWh",0,0,0,0,0,null,0,0,0,0,0,null,0,0,0,0,0,null,0,0,0,0,0]
["Generator kW",6,6,6,6,6,null,7,7,7,7,7,null,8,8,8,8,8,null,12,12,12,12,12]
["PV capital cost",0,0,0,0,0,null,0,0,0,0,0,null,0,0,0,0,0,null,0,0,0,0,0]
["PV O&M",0,0,0,0,0,null,0,0,0,0,0,null,0,0,0,0,0,null,0,0,0,0,0]
["Battery capital cost",0,0,0,0,0,null,0,0,0,0,0,null,0,0,0,0,0,null,0,0,0,0,0]
["Battery O&M",0,0,0,0,0,null,0,0,0,0,0,null,0,0,0,0,0,null,0,0,0,0,0]
["Diesel capital cost",2787.6,2787.6,2787.6,2787.6,2787.6,null,3252.2,3252.2,3252.2,3252.2,3252.2,null,3716.8,3716.8,3716.8,3716.8,3716.8,null,5575.2000000000007,5575.2000000000007,5575.2000000000007,5575.2000000000007,5575.2000000000007]
["Diesel O&M (kW)",730.43695500000001,730.43695500000001,730.43695500000001,730.43695500000001,730.43695500000001,null,852.17644749999999,852.17644749999999,852.17644749999999,852.17644749999999,852.17644749999999,null,973.91593999999998,973.91593999999998,973.91593999999998,973.91593999999998,973.91593999999998,null,1460.87391,1460.87391,1460.87391,1460.87391,1460.87391]
["Diesel O&M (kWh)",2207.1177641851491,2096.7618759759098,1986.4059877666459,1876.0500995573941,1765.6942113481371,null,2207.935366616824,2097.5385982860039,1987.141829955169,1876.7450616243341,1766.3482932934969,null,2207.9353666168308,2097.5385982859948,1987.141829955154,1876.745061624312,1766.3482932934669,null,2208.7529690484798,2098.315320596063,1987.8776721436379,1877.4400236912179,1767.002375238792]
["Fuel cost",40958.06637996457,38910.16306096669,36862.25974196833,34814.356422970217,32766.453103971991,null,40973.23884389575,38924.576901701359,36875.91495950667,34827.253017312018,32778.591075117307,null,40973.238843895881,38924.576901701192,36875.914959506408,34827.253017311603,32778.591075116747,null,40988.411307826573,38938.990742435373,36889.570177044028,34840.149611652771,32790.729046261396]
["REopt LCC",46683,44524.7,42366.5,40208.199999999997,38050,null,47285.3,45126.2,42967.199999999997,40808.1,38649,null,47871.6,45712.5,43553.5,41394.400000000001,39235.300000000003,null,50232.800000000003,48072.9,45913,43753.2,41593.300000000003]
[]
["TMY_medPVBatt_MedDiesel_32_PBD_business",100,95,90,85,80,"TMY_medPVBatt_MedDiesel_32_PBD_nrel",100,95,90,85,80,"TMY_medPVBatt_MedDiesel_32_PBD_average",100,95,90,85,80,"TMY_medPVBatt_MedDiesel_32_PBD_residential",100,95,90,85,80]
["PV kW",6.3040000000000003,6.3040000000000003,6.3040000000000003,6.3040000000000003,6.3040000000000003,null,4.0730000000000004,4.0730000000000004,4.0730000000000004,4.0730000000000004,4.0730000000000004,null,3.544,3.544,3.544,3.544,3.544,null,2.0409999999999999,2.0409999999999999,2.0409999999999999,2.0409999999999999,2.0409999999999999]
["Battery kW",0,0,0,0,0,null,0,0,0,0,0,null,0,0,0,0,0,null,0,0,0,0,0]
["Battery kWh",0,0,0,0,0,null,0,0,0,0,0,null,0,0,0,0,0,null,0,0,0,0,0]
["Generator kW",6,6,6,6,6,null,7,7,7,7,7,null,8,8,8,8,8,null,12,12,12,12,12]
["PV capital cost",11347.47,11347.47,11347.47,11347.47,11347.47,null,7330.8600000000006,7330.8600000000006,7330.8600000000006,7330.8600000000006,7330.8600000000006,null,6379.74,6379.74,6379.74,6379.74,6379.74,null,3674.1420000000012,3674.1420000000012,3674.1420000000012,3674.1420000000012,3674.1420000000012]
["PV O&M",1105.1481911671799,1105.1481911671799,1105.1481911671799,1105.1481911671799,1105.1481911671799,null,713.96414079084002,713.96414079084002,713.96414079084002,713.96414079084002,713.96414079084002,null,621.33304790555997,621.33304790555997,621.33304790555997,621.33304790555997,621.33304790555997,null,357.83054596234803,357.83054596234803,357.83054596234803,357.83054596234803,357.83054596234803]
["Battery capital cost",0,0,0,0,0,null,0,0,0,0,0,null,0,0,0,0,0,null,0,0,0,0,0]
["Battery O&M",0,0,0,0,0,null,0,0,0,0,0,null,0,0,0,0,0,null,0,0,0,0,0]
["Diesel capital cost",2787.6,2787.6,2787.6,2787.6,2787.6,null,3252.2,3252.2,3252.2,3252.2,3252.2,null,3716.8,3716.8,3716.8,3716.8,3716.8,null,5575.2000000000007,5575.2000000000007,5575.2000000000007,5575.2000000000007,5575.2000000000007]
["Diesel O&M (kW)",730.43695500000001,730.43695500000001,730.43695500000001,730.43695500000001,730.43695500000001,null,852.17644749999999,852.17644749999999,852.17644749999999,852.17644749999999,852.17644749999999,null,973.91593999999998,973.91593999999998,973.91593999999998,973.91593999999998,973.91593999999998,null,1460.87391,1460.87391,1460.87391,1460.87391,1460.87391]
["Diesel O&M (kWh)",1359.4659367490001,1249.1100485397419,1138.754160330488,1028.3982721212319,918.0423787935656,null,1658.352613425659,1547.9558450948209,1437.5590767639831,1327.1623084331379,1216.7655401022921,null,1728.2582103863001,1617.8614420554511,1507.464673724601,1397.067905393749,1286.6711370629,null,1933.132605010946,1822.694956558526,1712.257308106098,1601.819659653672,1491.382011201247]
["Fuel cost",22424.860344393099,20604.501838616899,18784.14333284074,16963.78482706457,15143.42623685844,null,27355.09934641037,25534.066508903928,23713.033671397519,21892.000833890979,20070.96799638441,null,28508.216321803349,26687.183484296751,24866.150646790131,23045.117809283482,21224.084971776861,null,31887.690248591429,30065.983079354752,28244.275910117962,26422.568740881179,24600.86157164444]
["REopt LCC",39754.699999999997,37824,35893.300000000003,33962.6,32031.9,null,41162.400000000001,39230.9,37299.5,35368.1,33436.6,null,41927.9,39996.5,38065.1,36133.599999999999,34202.199999999997,null,44888.4,42956.2,41024.1,39091.9,37159.800000000003]
[]
["TMY_medPVBatt_MedDiesel_32_PB_business",100,95,90,85,80,"TMY_medPVBatt_MedDiesel_32_PB_nrel",100,95,90,85,80,"TMY_medPVBatt_MedDiesel_32_PB_average",100,95,90,85,80,"TMY_medPVBatt_MedDiesel_32_PB_residential",100,95,90,85,80]
["PV kW",33.811999999999998,23.286999999999999,18.68,16.891999999999999,15.369,null,35.64,24.265999999999998,19.286999999999999,17.277000000000001,16.065999999999999,null,35.576000000000001,24.273,19.655000000000001,17.559999999999999,16.199000000000002,null,36.363,24.634,20.585000000000001,18.576000000000001,17.053000000000001]
["Battery kW",4.76,4.76,4.76,3.8889999999999998,3.2290000000000001,null,6.077,5.8710000000000004,5.71,4.9930000000000003,4.4169999999999998,null,6.78,6.78,6.383,5.6159999999999997,4.9020000000000001,null,10.62,10.62,9.6340000000000003,7.99,6.8979999999999997]
["Battery kWh",132.203,34.091999999999999,32.621000000000002,29.893000000000001,26.888999999999999,null,146.971,48.542999999999999,48.069000000000003,45.744999999999997,41.732999999999997,null,149.63,50.686,49.750999999999998,47.378999999999998,43.819000000000003,null,158.45699999999999,58.228999999999999,56.472999999999999,53.642000000000003,50.079000000000001]
["Generator kW",0,0,0,0,0,null,0,0,0,0,0,null,0,0,0,0,0,null,0,0,0,0,0]
["PV capital cost",60861.959999999992,41916.06,33623.46,30405.42,27663.84,null,64152,43679.34,34715.699999999997,31099.32,28918.62,null,64037.16,43691.400000000009,35378.28,31608,29158.74,null,65454.12,44342.1,37053.72,33436.080000000002,30696.12]
["PV O&M",5927.44329836424,4082.2718975996399,3274.64236519524,2961.2323200394799,2694.2254737609601,null,6247.8655382879997,4254.0005474679601,3381.0173598258002,3028.8123471160802,2816.4304980802799,null,6236.6810876330392,4255.1750900916004,3445.5470821783201,3078.353503152,2839.8161676315599,null,6374.6810806672802,4318.5478003074004,3608.72085442968,3256.3931283115198,2989.54405641528]
["Battery capital cost",76133.771365458364,23026.341195458372,22230.088895458372,19916.392610379859,17656.55299330366,null,85393.20480056708,31915.467935197721,31504.844179362881,29558.101555141449,26833.3014445482,null,87507.346944497433,33948.79735449743,33061.411052136573,31040.9711606282,28428.020597747261,null,95973.970083858803,41720.337163858807,39823.438095255231,36711.252361441817,33734.280378502117]
["Battery O&M",16094.326126977499,4150.3549522592502,3971.2761587917498,3639.182997201,3273.4897356802499,null,17892.174952217501,5909.58801047825,5851.9565347287498,5568.96091046325,5080.6151102487502,null,18215.880262775001,6170.4513950072496,6056.637143469,5767.9441109544996,5334.5271697560001,null,19290.4747630725,7088.7202129855004,6875.0430557495001,6530.3376827357497,6096.6407407044999]
["Diesel capital cost",0,0,0,0,0,null,0,0,0,0,0,null,0,0,0,0,0,null,0,0,0,0,0]
["Diesel O&M (kW)",0,0,0,0,0,null,0,0,0,0,0,null,0,0,0,0,0,null,0,0,0,0,0]
["Diesel O&M (kWh)",0,0,0,0,0,null,0,0,0,0,0,null,0,0,0,0,0,null,0,0,0,0,0]
["Fuel cost",0,0,0,0,0,null,0,0,0,0,0,null,0,0,0,0,0,null,0,0,0,0,0]
["REopt LCC",159018,73174.899999999994,63099.3,56922.2,51288,null,173685,85758.3,75453.399999999994,69255,63648.9,null,175997,88065.8,77941.8,71495.199999999997,65761.100000000006,null,187093,97469.6,87360.9,79933.899999999994,73516.399999999994]
[]
["TMY_medPVBatt_MedDiesel_32_D_business",100,95,90,85,80,"TMY_medPVBatt_MedDiesel_32_D_nrel",100,95,90,85,80,"TMY_medPVBatt_MedDiesel_32_D_average",100,95,90,85,80,"TMY_medPVBatt_MedDiesel_32_D_residential",100,95,90,85,80]
["PV kW",0,0,0,0,0,null,0,0,0,0,0,null,0,0,0,0,0,null,0,0,0,0,0]
["Battery kW",0,0,0,0,0,null,0,0,0,0,0,null,0,0,0,0,0,null,0,0,0,0,0]
["Battery kWh",0,0,0,0,0,null,0,0,0,0,0,null,0,0,0,0,0,null,0,0,0,0,0]
["Generator kW",6,6,6,6,6,null,7,7,7,7,7,null,8,8,8,8,8,null,12,12,12,12,12]
["PV capital cost",0,0,0,0,0,null,0,0,0,0,0,null,0,0,0,0,0,null,0,0,0,0,0]
["PV O&M",0,0,0,0,0,null,0,0,0,0,0,null,0,0,0,0,0,null,0,0,0,0,0]
["Battery capital cost",0,0,0,0,0,null,0,0,0,0,0,null,0,0,0,0,0,null,0,0,0,0,0]
["Battery O&M",0,0,0,0,0,null,0,0,0,0,0,null,0,0,0,0,0,null,0,0,0,0,0]
["Diesel capital cost",2787.6,2787.6,2787.6,2787.6,2787.6,null,3252.2,3252.2,3252.2,3252.2,3252.2,null,3716.8,3716.8,3716.8,3716.8,3716.8,null,5575.2000000000007,5575.2000000000007,5575.2000000000007,5575.2000000000007,5575.2000000000007]
["Diesel O&M (kW)",730.43695500000001,730.43695500000001,730.43695500000001,730.43695500000001,730.43695500000001,null,852.17644749999999,852.17644749999999,852.17644749999999,852.17644749999999,852.17644749999999,null,973.91593999999998,973.91593999999998,973.91593999999998,973.91593999999998,973.91593999999998,null,1460.87391,1460.87391,1460.87391,1460.87391,1460.87391]
["Diesel O&M (kWh)",2207.1177641851491,2096.7618759759021,1986.4059877666491,1876.050099557395,1765.694211348135,null,2207.935366616824,2097.5385982860039,1987.1418299551681,1876.7450616243379,1766.3482932934969,null,2207.9353666168308,2097.5385982859948,1987.141829955154,1876.745061624312,1766.3482932934669,null,2208.7529690484798,2098.315320596063,1987.8776721436379,1877.4400236912179,1767.002375238792]
["Fuel cost",36407.170115524059,34586.811609748023,32766.45310397189,30946.094598195748,29125.73609241952,null,36420.656750129558,34599.623912623443,32778.59107511703,30957.558237610749,29136.52540010427,null,36420.656750129667,34599.623912623283,32778.591075116812,30957.558237610308,29136.525400103779,null,36434.143384734743,34612.436215498121,32790.72904626136,30969.02187702469,29147.314707787911]
["REopt LCC",42132.1,40201.4,38270.699999999997,36339.9,34409.199999999997,null,42732.7,40801.300000000003,38869.800000000003,36938.400000000001,35007,null,43319,41387.599999999999,39456.1,37524.699999999997,35593.300000000003,null,45678.5,43746.3,41814.199999999997,39882.1,37949.9]
[]
["TMY_medPVBatt_LowDiesel_44_PBD_business",100,95,90,85,80,"TMY_medPVBatt_LowDiesel_44_PBD_nrel",100,95,90,85,80,"TMY_medPVBatt_LowDiesel_44_PBD_average",100,95,90,85,80,"TMY_medPVBatt_LowDiesel_44_PBD_residential",100,95,90,85,80]
["PV kW",6.44,6.44,6.44,6.44,6.44,null,4.2009999999999996,4.2009999999999996,4.2009999999999996,4.2009999999999996,4.2009999999999996,null,3.6280000000000001,3.6280000000000001,3.6280000000000001,3.6280000000000001,3.6280000000000001,null,2.101,2.101,2.101,2.101,2.101]
["Battery kW",0,0,0,0,0,null,0,0,0,0,0,null,0,0,0,0,0,null,0,0,0,0,0]
["Battery kWh",0,0,0,0,0,null,0,0,0,0,0,null,0,0,0,0,0,null,0,0,0,0,0]
["Generator kW",6,6,6,6,6,null,7,7,7,7,7,null,8,8,8,8,8,null,12,12,12,12,12]
["PV capital cost",11591.244000000001,11591.244000000001,11591.244000000001,11591.244000000001,11591.244000000001,null,7561.116,7561.116,7561.116,7561.116,7561.116,null,6529.8779999999997,6529.8779999999997,6529.8779999999997,6529.8779999999997,6529.8779999999997,null,3782.3580000000002,3782.3580000000002,3782.3580000000002,3782.3580000000002,3782.3580000000002]
["PV O&M",1128.8897296029361,1128.8897296029361,1128.8897296029361,1128.8897296029361,1128.8897296029361,null,736.38913965890401,736.38913965890401,736.38913965890401,736.38913965890401,736.38913965890401,null,635.95522704553196,635.95522704553196,635.95522704553196,635.95522704553196,635.95522704553196,null,368.36987469865193,368.36987469865193,368.36987469865193,368.36987469865193,368.36987469865193]
["Battery capital cost",0,0,0,0,0,null,0,0,0,0,0,null,0,0,0,0,0,null,0,0,0,0,0]
["Battery O&M",0,0,0,0,0,null,0,0,0,0,0,null,0,0,0,0,0,null,0,0,0,0,0]
["Diesel capital cost",2090.6999999999998,2090.6999999999998,2090.6999999999998,2090.6999999999998,2090.6999999999998,null,2439.15,2439.15,2439.15,2439.15,2439.15,null,2787.6,2787.6,2787.6,2787.6,2787.6,null,4181.3999999999996,4181.3999999999996,4181.3999999999996,4181.3999999999996,4181.3999999999996]
["Diesel O&M (kW)",730.43695500000001,730.43695500000001,730.43695500000001,730.43695500000001,730.43695500000001,null,852.17644749999999,852.17644749999999,852.17644749999999,852.17644749999999,852.17644749999999,null,973.91593999999998,973.91593999999998,973.91593999999998,973.91593999999998,973.91593999999998,null,1460.87391,1460.87391,1460.87391,1460.87391,1460.87391]
["Diesel O&M (kWh)",1344.781641315371,1234.425753106116,1124.0698653448619,1013.713976687607,903.35808106393017,null,1644.4853880178659,1534.0886196870281,1423.691851356187,1313.295083025344,1202.8983146944979,null,1719.2952933686679,1608.8985250378189,1498.5017567069681,1388.1049883761179,1277.708220045268,null,1926.6488170135681,1816.211168561141,1705.773520108713,1595.335871656285,1484.8982232038611]
["Fuel cost",24400.901599306249,22398.507242952459,20396.112894727601,18393.718530244911,16391.32403935734,null,29838.99013915117,27835.854017894118,25832.717896636979,23829.581775379829,21826.44565412261,null,31196.406899639391,29193.27077838211,27190.13465712481,25186.99853586754,23183.862414610241,null,34958.811717851859,32954.933831691393,30951.055945530909,28947.178059370421,26943.300173210009]
["REopt LCC",41286.699999999997,39173.9,37061.199999999997,34948.400000000001,32835.699999999997,null,43072,40958.5,38844.9,36731.4,34617.9,null,43842.7,41729.199999999997,39615.599999999999,37502.1,35388.6,null,46678,44563.7,42449.4,40335,38220.699999999997]
[]
["TMY_medPVBatt_LowDiesel_44_PB_business",100,95,90,85,80,"TMY_medPVBatt_LowDiesel_44_PB_nrel",100,95,90,85,80,"TMY_medPVBatt_LowDiesel_44_PB_average",100,95,90,85,80,"TMY_medPVBatt_LowDiesel_44_PB_residential",100,95,90,85,80]
["PV kW",33.811999999999998,23.286999999999999,18.68,16.891999999999999,15.369,null,35.64,24.265999999999998,19.286999999999999,17.277000000000001,16.065999999999999,null,35.576000000000001,24.273,19.655000000000001,17.559999999999999,16.199000000000002,null,36.363,24.634,20.585000000000001,18.576000000000001,17.053000000000001]
["Battery kW",4.76,4.76,4.76,3.8889999999999998,3.2290000000000001,null,6.077,5.8710000000000004,5.71,4.9930000000000003,4.4169999999999998,null,6.78,6.78,6.383,5.6159999999999997,4.9020000000000001,null,10.62,10.62,9.6340000000000003,7.99,6.8979999999999997]
["Battery kWh",132.203,34.091999999999999,32.621000000000002,29.893000000000001,26.888999999999999,null,146.971,48.542999999999999,48.069000000000003,45.744999999999997,41.732999999999997,null,149.63,50.686,49.750999999999998,47.378999999999998,43.819000000000003,null,158.45699999999999,58.228999999999999,56.472999999999999,53.642000000000003,50.079000000000001]
["Generator kW",0,0,0,0,0,null,0,0,0,0,0,null,0,0,0,0,0,null,0,0,0,0,0]
["PV capital cost",60861.959999999992,41916.06,33623.46,30405.42,27663.84,null,64152,43679.34,34715.699999999997,31099.32,28918.62,null,64037.16,43691.400000000009,35378.28,31608,29158.74,null,65454.12,44342.1,37053.72,33436.080000000002,30696.12]
["PV O&M",5927.44329836424,4082.2718975996399,3274.64236519524,2961.2323200394799,2694.2254737609601,null,6247.8655382879997,4254.0005474679601,3381.0173598258002,3028.8123471160802,2816.4304980802799,null,6236.6810876330392,4255.1750900916004,3445.5470821783201,3078.353503152,2839.8161676315599,null,6374.6810806672802,4318.5478003074004,3608.72085442968,3256.3931283115198,2989.54405641528]
["Battery capital cost",76133.771365458364,23026.341195458372,22230.088895458372,19916.392610379859,17656.55299330366,null,85393.20480056708,31915.467935197721,31504.844179362881,29558.101555141449,26833.3014445482,null,87507.346944497433,33948.79735449743,33061.411052136573,31040.9711606282,28428.020597747261,null,95973.970083858803,41720.337163858807,39823.438095255231,36711.252361441817,33734.280378502117]
["Battery O&M",16094.326126977499,4150.3549522592502,3971.2761587917498,3639.182997201,3273.4897356802499,null,17892.174952217501,5909.58801047825,5851.9565347287498,5568.96091046325,5080.6151102487502,null,18215.880262775001,6170.4513950072496,6056.637143469,5767.9441109544996,5334.5271697560001,null,19290.4747630725,7088.7202129855004,6875.0430557495001,6530.3376827357497,6096.6407407044999]
["Diesel capital cost",0,0,0,0,0,null,0,0,0,0,0,null,0,0,0,0,0,null,0,0,0,0,0]
["Diesel O&M (kW)",0,0,0,0,0,null,0,0,0,0,0,null,0,0,0,0,0,null,0,0,0,0,0]
["Diesel O&M (kWh)",0,0,0,0,0,null,0,0,0,0,0,null,0,0,0,0,0,null,0,0,0,0,0]
["Fuel cost",0,0,0,0,0,null,0,0,0,0,0,null,0,0,0,0,0,null,0,0,0,0,0]
["REopt LCC",159018,73174.899999999994,63099.3,56922.2,51288,null,173685,85758.3,75453.399999999994,69255,63648.9,null,175997,88065.8,77941.8,71495.199999999997,65761.100000000006,null,187093,97469.6,87360.9,79933.899999999994,73516.399999999994]
[]
["TMY_medPVBatt_LowDiesel_44_D_business",100,95,90,85,80,"TMY_medPVBatt_LowDiesel_44_D_nrel",100,95,90,85,80,"TMY_medPVBatt_LowDiesel_44_D_average",100,95,90,85,80,"TMY_medPVBatt_LowDiesel_44_D_residential",100,95,90,85,80]
["PV kW",0,0,0,0,0,null,0,0,0,0,0,null,0,0,0,0,0,null,0,0,0,0,0]
["Battery kW",0,0,0,0,0,null,0,0,0,0,0,null,0,0,0,0,0,null,0,0,0,0,0]
["Battery kWh",0,0,0,0,0,null,0,0,0,0,0,null,0,0,0,0,0,null,0,0,0,0,0]
["Generator kW",6,6,6,6,6,null,7,7,7,7,7,null,8,8,8,8,8,null,12,12,12,12,12]
["PV capital cost",0,0,0,0,0,null,0,0,0,0,0,null,0,0,0,0,0,null,0,0,0,0,0]
["PV O&M",0,0,0,0,0,null,0,0,0,0,0,null,0,0,0,0,0,null,0,0,0,0,0]
["Battery capital cost",0,0,0,0,0,null,0,0,0,0,0,null,0,0,0,0,0,null,0,0,0,0,0]
["Battery O&M",0,0,0,0,0,null,0,0,0,0,0,null,0,0,0,0,0,null,0,0,0,0,0]
["Diesel capital cost",2090.6999999999998,2090.6999999999998,2090.6999999999998,2090.6999999999998,2090.6999999999998,null,2439.15,2439.15,2439.15,2439.15,2439.15,null,2787.6,2787.6,2787.6,2787.6,2787.6,null,4181.3999999999996,4181.3999999999996,4181.3999999999996,4181.3999999999996,4181.3999999999996]
["Diesel O&M (kW)",730.43695500000001,730.43695500000001,730.43695500000001,730.43695500000001,730.43695500000001,null,852.17644749999999,852.17644749999999,852.17644749999999,852.17644749999999,852.17644749999999,null,973.91593999999998,973.91593999999998,973.91593999999998,973.91593999999998,973.91593999999998,null,1460.87391,1460.87391,1460.87391,1460.87391,1460.87391]
["Diesel O&M (kWh)",2207.1177641851491,2096.7618759759098,1986.4059877666459,1876.0500995573941,1765.6942113481371,null,2207.935366616824,2097.5385982860039,1987.1418299551681,1876.7450616243379,1766.3482932934969,null,2207.9353666168308,2097.5385982859948,1987.1418299551531,1876.745061624312,1766.3482932934669,null,2208.7529690484798,2098.3153205960621,1987.8776721436379,1877.4400236912179,1767.002375238792]
["Fuel cost",40047.887127076458,38045.492770722987,36043.098414369037,34040.704058015312,32038.30970166151,null,40062.722425142521,38059.586303885779,36056.450182628731,34053.314061371828,32050.1779401147,null,40062.722425142638,38059.586303885597,36056.450182628461,34053.314061371348,32050.17794011415,null,40077.5577232082,38073.679837047901,36069.8019508875,34065.924064727151,32062.046178566699]
["REopt LCC",45075.9,42963.199999999997,40850.400000000001,38737.699999999997,36624.9,null,45561.7,43448.2,41334.6,39221.1,37107.599999999999,null,46031.9,43918.3,41804.800000000003,39691.300000000003,37577.699999999997,null,47928.1,45813.8,43699.5,41585.199999999997,39470.800000000003]
[]
["TMY_medPVBatt_LowDiesel_36_PBD_business",100,95,90,85,80,"TMY_medPVBatt_LowDiesel_36_PBD_nrel",100,95,90,85,80,"TMY_medPVBatt_LowDiesel_36_PBD_average",100,95,90,85,80,"TMY_medPVBatt_LowDiesel_36_PBD_residential",100,95,90,85,80]
["PV kW",5.9020000000000001,5.9020000000000001,5.9020000000000001,5.9020000000000001,5.9020000000000001,null,3.89,3.89,3.89,3.89,3.89,null,3.4279999999999999,3.4279999999999999,3.4279999999999999,3.4279999999999999,3.4279999999999999,null,1.9650000000000001,1.9650000000000001,1.9650000000000001,1.9650000000000001,1.9650000000000001]
["Battery kW",0,0,0,0,0,null,0,0,0,0,0,null,0,0,0,0,0,null,0,0,0,0,0]
["Battery kWh",0,0,0,0,0,null,0,0,0,0,0,null,0,0,0,0,0,null,0,0,0,0,0]
["Generator kW",6,6,6,6,6,null,7,7,7,7,7,null,8,8,8,8,8,null,12,12,12,12,12]
["PV capital cost",10624.428,10624.428,10624.428,10624.428,10624.428,null,7001.6220000000003,7001.6220000000003,7001.6220000000003,7001.6220000000003,7001.6220000000003,null,6170.9759999999997,6170.9759999999997,6170.9759999999997,6170.9759999999997,6170.9759999999997,null,3536.8380000000002,3536.8380000000002,3536.8380000000002,3536.8380000000002,3536.8380000000002]
["PV O&M",1034.729978258232,1034.729978258232,1034.729978258232,1034.729978258232,1034.729978258232,null,681.89912716546803,681.89912716546803,681.89912716546803,681.89912716546803,681.89912716546803,null,601.001189175744,601.001189175744,601.001189175744,601.001189175744,601.001189175744,null,344.45829053977201,344.45829053977201,344.45829053977201,344.45829053977201,344.45829053977201]
["Battery capital cost",0,0,0,0,0,null,0,0,0,0,0,null,0,0,0,0,0,null,0,0,0,0,0]
["Battery O&M",0,0,0,0,0,null,0,0,0,0,0,null,0,0,0,0,0,null,0,0,0,0,0]
["Diesel capital cost",2090.6999999999998,2090.6999999999998,2090.6999999999998,2090.6999999999998,2090.6999999999998,null,2439.15,2439.15,2439.15,2439.15,2439.15,null,2787.6,2787.6,2787.6,2787.6,2787.6,null,4181.3999999999996,4181.3999999999996,4181.3999999999996,4181.3999999999996,4181.3999999999996]
["Diesel O&M (kW)",730.43695500000001,730.43695500000001,730.43695500000001,730.43695500000001,730.43695500000001,null,852.17644749999999,852.17644749999999,852.17644749999999,852.17644749999999,852.17644749999999,null,973.91593999999998,973.91593999999998,973.91593999999998,973.91593999999998,973.91593999999998,null,1460.87391,1460.87391,1460.87391,1460.87391,1460.87391]
["Diesel O&M (kWh)",1407.5710467847639,1297.215158463508,1186.859270366253,1076.5033822689979,966.14748633172451,null,1679.9696566731391,1569.5728883423001,1459.1761200114599,1348.7793516806171,1238.382583349771,null,1742.07611064154,1631.679342310691,1521.28257397984,1410.8858056489869,1300.4890373181379,null,1942.2145389441091,1831.776890491685,1721.339242039257,1610.901593586829,1500.463945134404]
["Fuel cost",20896.533679981869,19258.211023120592,17619.88836958478,15981.565716048961,14343.242946121711,null,24940.511949437619,23301.582395681831,21662.652841926028,20023.723288170149,18384.79373441427,null,25862.5326247417,24223.60307098574,22584.67351722977,20945.743963473771,19306.814409717819,null,28833.749898098111,27194.213445785052,25554.67699347192,23915.140541158798,22275.604088845721]
["REopt LCC",36784.1,35035.5,33286.800000000003,31538.1,29789.4,null,37595,35845.699999999997,34096.400000000001,32347.1,30597.7,null,38137.800000000003,36388.400000000001,34639.1,32889.800000000003,31140.5,null,40299,38549.1,36799.1,35049.1,33299.199999999997]
[]
["TMY_medPVBatt_LowDiesel_36_PB_business",100,95,90,85,80,"TMY_medPVBatt_LowDiesel_36_PB_nrel",100,95,90,85,80,"TMY_medPVBatt_LowDiesel_36_PB_average",100,95,90,85,80,"TMY_medPVBatt_LowDiesel_36_PB_residential",100,95,90,85,80]
["PV kW",33.811999999999998,23.286999999999999,18.68,16.891999999999999,15.369,null,35.64,24.265999999999998,19.286999999999999,17.277000000000001,16.065999999999999,null,35.576000000000001,24.273,19.655000000000001,17.559999999999999,16.199000000000002,null,36.363,24.634,20.585000000000001,18.576000000000001,17.053000000000001]
["Battery kW",4.76,4.76,4.76,3.8889999999999998,3.2290000000000001,null,6.077,5.8710000000000004,5.71,4.9930000000000003,4.4169999999999998,null,6.78,6.78,6.383,5.6159999999999997,4.9020000000000001,null,10.62,10.62,9.6340000000000003,7.99,6.8979999999999997]
["Battery kWh",132.203,34.091999999999999,32.621000000000002,29.893000000000001,26.888999999999999,null,146.971,48.542999999999999,48.069000000000003,45.744999999999997,41.732999999999997,null,149.63,50.686,49.750999999999998,47.378999999999998,43.819000000000003,null,158.45699999999999,58.228999999999999,56.472999999999999,53.642000000000003,50.079000000000001]
["Generator kW",0,0,0,0,0,null,0,0,0,0,0,null,0,0,0,0,0,null,0,0,0,0,0]
["PV capital cost",60861.959999999992,41916.06,33623.46,30405.42,27663.84,null,64152,43679.34,34715.699999999997,31099.32,28918.62,null,64037.16,43691.400000000009,35378.28,31608,29158.74,null,65454.12,44342.1,37053.72,33436.080000000002,30696.12]
["PV O&M",5927.44329836424,4082.2718975996399,3274.64236519524,2961.2323200394799,2694.2254737609601,null,6247.8655382879997,4254.0005474679601,3381.0173598258002,3028.8123471160802,2816.4304980802799,null,6236.6810876330392,4255.1750900916004,3445.5470821783201,3078.353503152,2839.8161676315599,null,6374.6810806672802,4318.5478003074004,3608.72085442968,3256.3931283115198,2989.54405641528]
["Battery capital cost",76133.771365458364,23026.341195458372,22230.088895458372,19916.392610379859,17656.55299330366,null,85393.20480056708,31915.467935197721,31504.844179362881,29558.101555141449,26833.3014445482,null,87507.346944497433,33948.79735449743,33061.411052136573,31040.9711606282,28428.020597747261,null,95973.970083858803,41720.337163858807,39823.438095255231,36711.252361441817,33734.280378502117]
["Battery O&M",16094.326126977499,4150.3549522592502,3971.2761587917498,3639.182997201,3273.4897356802499,null,17892.174952217501,5909.58801047825,5851.9565347287498,5568.96091046325,5080.6151102487502,null,18215.880262775001,6170.4513950072496,6056.637143469,5767.9441109544996,5334.5271697560001,null,19290.4747630725,7088.7202129855004,6875.0430557495001,6530.3376827357497,6096.6407407044999]
["Diesel capital cost",0,0,0,0,0,null,0,0,0,0,0,null,0,0,0,0,0,null,0,0,0,0,0]
["Diesel O&M (kW)",0,0,0,0,0,null,0,0,0,0,0,null,0,0,0,0,0,null,0,0,0,0,0]
["Diesel O&M (kWh)",0,0,0,0,0,null,0,0,0,0,0,null,0,0,0,0,0,null,0,0,0,0,0]
["Fuel cost",0,0,0,0,0,null,0,0,0,0,0,null,0,0,0,0,0,null,0,0,0,0,0]
["REopt LCC",159018,73174.899999999994,63099.3,56922.2,51288,null,173685,85758.3,75453.399999999994,69255,63648.9,null,175997,88065.8,77941.8,71495.199999999997,65761.100000000006,null,187093,97469.6,87360.9,79933.899999999994,73516.399999999994]
[]
["TMY_medPVBatt_LowDiesel_36_D_business",100,95,90,85,80,"TMY_medPVBatt_LowDiesel_36_D_nrel",100,95,90,85,80,"TMY_medPVBatt_LowDiesel_36_D_average",100,95,90,85,80,"TMY_medPVBatt_LowDiesel_36_D_residential",100,95,90,85,80]
["PV kW",0,0,0,0,0,null,0,0,0,0,0,null,0,0,0,0,0,null,0,0,0,0,0]
["Battery kW",0,0,0,0,0,null,0,0,0,0,0,null,0,0,0,0,0,null,0,0,0,0,0]
["Battery kWh",0,0,0,0,0,null,0,0,0,0,0,null,0,0,0,0,0,null,0,0,0,0,0]
["Generator kW",6,6,6,6,6,null,7,7,7,7,7,null,8,8,8,8,8,null,12,12,12,12,12]
["PV capital cost",0,0,0,0,0,null,0,0,0,0,0,null,0,0,0,0,0,null,0,0,0,0,0]
["PV O&M",0,0,0,0,0,null,0,0,0,0,0,null,0,0,0,0,0,null,0,0,0,0,0]
["Battery capital cost",0,0,0,0,0,null,0,0,0,0,0,null,0,0,0,0,0,null,0,0,0,0,0]
["Battery O&M",0,0,0,0,0,null,0,0,0,0,0,null,0,0,0,0,0,null,0,0,0,0,0]
["Diesel capital cost",2090.6999999999998,2090.6999999999998,2090.6999999999998,2090.6999999999998,2090.6999999999998,null,2439.15,2439.15,2439.15,2439.15,2439.15,null,2787.6,2787.6,2787.6,2787.6,2787.6,null,4181.3999999999996,4181.3999999999996,4181.3999999999996,4181.3999999999996,4181.3999999999996]
["Diesel O&M (kW)",730.43695500000001,730.43695500000001,730.43695500000001,730.43695500000001,730.43695500000001,null,852.17644749999999,852.17644749999999,852.17644749999999,852.17644749999999,852.17644749999999,null,973.91593999999998,973.91593999999998,973.91593999999998,973.91593999999998,973.91593999999998,null,1460.87391,1460.87391,1460.87391,1460.87391,1460.87391]
["Diesel O&M (kWh)",2207.1177641851491,2096.7618759759021,1986.4059877666491,1876.050099557395,1765.694211348135,null,2207.935366616824,2097.5385982860039,1987.141829955169,1876.7450616243359,1766.3482932934969,null,2207.9353666168308,2097.5385982859948,1987.1418299551531,1876.7450616243129,1766.3482932934669,null,2208.7529690484798,2098.3153205960621,1987.8776721436379,1877.4400236912179,1767.002375238792]
["Fuel cost",32766.453103971649,31128.130448773209,29489.807793574699,27851.485138376182,26213.16248317757,null,32778.591075116601,31139.661521361089,29500.731967605341,27861.802413849629,26222.872860093848,null,32778.591075116703,31139.66152136094,29500.731967605101,27861.802413849291,26222.872860093401,null,32790.729046261258,31151.192593948279,29511.65614163522,27872.119689322211,26232.583237009119]
["REopt LCC",37794.5,36045.800000000003,34297.1,32548.400000000001,30799.8,null,38277.599999999999,36528.199999999997,34778.9,33029.599999999999,31280.3,null,38747.699999999997,36998.400000000001,35249.1,33499.699999999997,31750.400000000001,null,40641.300000000003,38891.300000000003,37141.300000000003,35391.4,33641.4]
[]
["TMY_medPVBatt_LowDiesel_32_PBD_business",100,95,90,85,80,"TMY_medPVBatt_LowDiesel_32_PBD_nrel",100,95,90,85,80,"TMY_medPVBatt_LowDiesel_32_PBD_average",100,95,90,85,80,"TMY_medPVBatt_LowDiesel_32_PBD_residential",100,95,90,85,80]
["PV kW",0,0,0,0,0,null,0,0,0,0,0,null,0,0,0,0,0,null,0,0,0,0,0]
["Battery kW",0,0,0,0,0,null,0,0,0,0,0,null,0,0,0,0,0,null,0,0,0,0,0]
["Battery kWh",0,0,0,0,0,null,0,0,0,0,0,null,0,0,0,0,0,null,0,0,0,0,0]
["Generator kW",6,6,6,6,6,null,7,7,7,7,7,null,8,8,8,8,8,null,12,12,12,12,12]
["PV capital cost",0,0,0,0,0,null,0,0,0,0,0,null,0,0,0,0,0,null,0,0,0,0,0]
["PV O&M",0,0,0,0,0,null,0,0,0,0,0,null,0,0,0,0,0,null,0,0,0,0,0]
["Battery capital cost",0,0,0,0,0,null,0,0,0,0,0,null,0,0,0,0,0,null,0,0,0,0,0]
["Battery O&M",0,0,0,0,0,null,0,0,0,0,0,null,0,0,0,0,0,null,0,0,0,0,0]
["Diesel capital cost",2090.6999999999998,2090.6999999999998,2090.6999999999998,2090.6999999999998,2090.6999999999998,null,2439.15,2439.15,2439.15,2439.15,2439.15,null,2787.6,2787.6,2787.6,2787.6,2787.6,null,4181.3999999999996,4181.3999999999996,4181.3999999999996,4181.3999999999996,4181.3999999999996]
["Diesel O&M (kW)",730.43695500000001,730.43695500000001,730.43695500000001,730.43695500000001,730.43695500000001,null,852.17644749999999,852.17644749999999,852.17644749999999,852.17644749999999,852.17644749999999,null,973.91593999999998,973.91593999999998,973.91593999999998,973.91593999999998,973.91593999999998,null,1460.87391,1460.87391,1460.87391,1460.87391,1460.87391]
["Diesel O&M (kWh)",2207.1177641851491,2096.7618759759021,1986.4059877666491,1876.050099557395,1765.694211348138,null,2207.935366616824,2097.5385982859962,1987.1418299551669,1876.745061624335,1766.3482932934969,null,2207.9353666168308,2097.538598285993,1987.141829955154,1876.745061624312,1766.3482932934669,null,2208.7529690484798,2098.3153205960589,1987.8776721436391,1877.440023691217,1767.002375238792]
["Fuel cost",29125.736092419251,27669.449287798419,26213.162483177519,24756.8756785566,23300.588873935641,null,29136.525400103641,27679.699130098641,26222.872860093619,24766.04659008855,23309.220320083419,null,29136.525400103739,27679.699130098601,26222.87286009343,24766.046590088241,23309.220320083019,null,29147.314707787791,27689.948972398441,26232.583237009101,24775.21750161974,23317.851766230331]
["REopt LCC",34153.699999999997,32587.1,31020.5,29453.8,27887.200000000001,null,34635.5,33068.300000000003,31501.1,29933.8,28366.6,null,35105.699999999997,33538.400000000001,31971.200000000001,30404,28836.799999999999,null,36997.9,35430.1,33862.300000000003,32294.5,30726.7]
[]
["TMY_medPVBatt_LowDiesel_32_PB_business",100,95,90,85,80,"TMY_medPVBatt_LowDiesel_32_PB_nrel",100,95,90,85,80,"TMY_medPVBatt_LowDiesel_32_PB_average",100,95,90,85,80,"TMY_medPVBatt_LowDiesel_32_PB_residential",100,95,90,85,80]
["PV kW",33.811999999999998,23.286999999999999,18.68,16.891999999999999,15.369,null,35.64,24.265999999999998,19.286999999999999,17.277000000000001,16.065999999999999,null,35.576000000000001,24.273,19.655000000000001,17.559999999999999,16.199000000000002,null,36.363,24.634,20.585000000000001,18.576000000000001,17.053000000000001]
["Battery kW",4.76,4.76,4.76,3.8889999999999998,3.2290000000000001,null,6.077,5.8710000000000004,5.71,4.9930000000000003,4.4169999999999998,null,6.78,6.78,6.383,5.6159999999999997,4.9020000000000001,null,10.62,10.62,9.6340000000000003,7.99,6.8979999999999997]
["Battery kWh",132.203,34.091999999999999,32.621000000000002,29.893000000000001,26.888999999999999,null,146.971,48.542999999999999,48.069000000000003,45.744999999999997,41.732999999999997,null,149.63,50.686,49.750999999999998,47.378999999999998,43.819000000000003,null,158.45699999999999,58.228999999999999,56.472999999999999,53.642000000000003,50.079000000000001]
["Generator kW",0,0,0,0,0,null,0,0,0,0,0,null,0,0,0,0,0,null,0,0,0,0,0]
["PV capital cost",60861.959999999992,41916.06,33623.46,30405.42,27663.84,null,64152,43679.34,34715.699999999997,31099.32,28918.62,null,64037.16,43691.400000000009,35378.28,31608,29158.74,null,65454.12,44342.1,37053.72,33436.080000000002,30696.12]
["PV O&M",5927.44329836424,4082.2718975996399,3274.64236519524,2961.2323200394799,2694.2254737609601,null,6247.8655382879997,4254.0005474679601,3381.0173598258002,3028.8123471160802,2816.4304980802799,null,6236.6810876330392,4255.1750900916004,3445.5470821783201,3078.353503152,2839.8161676315599,null,6374.6810806672802,4318.5478003074004,3608.72085442968,3256.3931283115198,2989.54405641528]
["Battery capital cost",76133.771365458364,23026.341195458372,22230.088895458372,19916.392610379859,17656.55299330366,null,85393.20480056708,31915.467935197721,31504.844179362881,29558.101555141449,26833.3014445482,null,87507.346944497433,33948.79735449743,33061.411052136573,31040.9711606282,28428.020597747261,null,95973.970083858803,41720.337163858807,39823.438095255231,36711.252361441817,33734.280378502117]
["Battery O&M",16094.326126977499,4150.3549522592502,3971.2761587917498,3639.182997201,3273.4897356802499,null,17892.174952217501,5909.58801047825,5851.9565347287498,5568.96091046325,5080.6151102487502,null,18215.880262775001,6170.4513950072496,6056.637143469,5767.9441109544996,5334.5271697560001,null,19290.4747630725,7088.7202129855004,6875.0430557495001,6530.3376827357497,6096.6407407044999]
["Diesel capital cost",0,0,0,0,0,null,0,0,0,0,0,null,0,0,0,0,0,null,0,0,0,0,0]
["Diesel O&M (kW)",0,0,0,0,0,null,0,0,0,0,0,null,0,0,0,0,0,null,0,0,0,0,0]
["Diesel O&M (kWh)",0,0,0,0,0,null,0,0,0,0,0,null,0,0,0,0,0,null,0,0,0,0,0]
["Fuel cost",0,0,0,0,0,null,0,0,0,0,0,null,0,0,0,0,0,null,0,0,0,0,0]
["REopt LCC",159018,73174.899999999994,63099.3,56922.2,51288,null,173685,85758.3,75453.399999999994,69255,63648.9,null,175997,88065.8,77941.8,71495.199999999997,65761.100000000006,null,187093,97469.6,87360.9,79933.899999999994,73516.399999999994]
[]
["TMY_medPVBatt_LowDiesel_32_D_business",100,95,90,85,80,"TMY_medPVBatt_LowDiesel_32_D_nrel",100,95,90,85,80,"TMY_medPVBatt_LowDiesel_32_D_average",100,95,90,85,80,"TMY_medPVBatt_LowDiesel_32_D_residential",100,95,90,85,80]
["PV kW",0,0,0,0,0,null,0,0,0,0,0,null,0,0,0,0,0,null,0,0,0,0,0]
["Battery kW",0,0,0,0,0,null,0,0,0,0,0,null,0,0,0,0,0,null,0,0,0,0,0]
["Battery kWh",0,0,0,0,0,null,0,0,0,0,0,null,0,0,0,0,0,null,0,0,0,0,0]
["Generator kW",6,6,6,6,6,null,7,7,7,7,7,null,8,8,8,8,8,null,12,12,12,12,12]
["PV capital cost",0,0,0,0,0,null,0,0,0,0,0,null,0,0,0,0,0,null,0,0,0,0,0]
["PV O&M",0,0,0,0,0,null,0,0,0,0,0,null,0,0,0,0,0,null,0,0,0,0,0]
["Battery capital cost",0,0,0,0,0,null,0,0,0,0,0,null,0,0,0,0,0,null,0,0,0,0,0]
["Battery O&M",0,0,0,0,0,null,0,0,0,0,0,null,0,0,0,0,0,null,0,0,0,0,0]
["Diesel capital cost",2090.6999999999998,2090.6999999999998,2090.6999999999998,2090.6999999999998,2090.6999999999998,null,2439.15,2439.15,2439.15,2439.15,2439.15,null,2787.6,2787.6,2787.6,2787.6,2787.6,null,4181.3999999999996,4181.3999999999996,4181.3999999999996,4181.3999999999996,4181.3999999999996]
["Diesel O&M (kW)",730.43695500000001,730.43695500000001,730.43695500000001,730.43695500000001,730.43695500000001,null,852.17644749999999,852.17644749999999,852.17644749999999,852.17644749999999,852.17644749999999,null,973.91593999999998,973.91593999999998,973.91593999999998,973.91593999999998,973.91593999999998,null,1460.87391,1460.87391,1460.87391,1460.87391,1460.87391]
["Diesel O&M (kWh)",2207.1177641851491,2096.7618759759021,1986.4059877666491,1876.050099557395,1765.694211348135,null,2207.935366616824,2097.538598285998,1987.141829955169,1876.745061624335,1766.3482932934969,null,2207.9353666168308,2097.5385982859948,1987.1418299551531,1876.7450616243109,1766.348293293466,null,2208.7529690484798,2098.3153205960621,1987.8776721436379,1877.4400236912179,1767.002375238792]
["Fuel cost",29125.736092419251,27669.449287798419,26213.162483177512,24756.8756785566,23300.58887393562,null,29136.525400103641,27679.699130098648,26222.87286009363,24766.04659008855,23309.220320083419,null,29136.525400103739,27679.69913009863,26222.87286009343,24766.04659008823,23309.220320083012,null,29147.314707787791,27689.94897239847,26232.58323700909,24775.21750161974,23317.851766230331]
["REopt LCC",34153.699999999997,32587.1,31020.5,29453.8,27887.200000000001,null,34635.5,33068.300000000003,31501.1,29933.8,28366.6,null,35105.699999999997,33538.400000000001,31971.200000000001,30404,28836.799999999999,null,36997.9,35430.1,33862.300000000003,32294.5,30726.7]
[]
["TMY_lowPVBatt_HighDiesel_44_PBD_business",100,95,90,85,80,"TMY_lowPVBatt_HighDiesel_44_PBD_nrel",100,95,90,85,80,"TMY_lowPVBatt_HighDiesel_44_PBD_average",100,95,90,85,80,"TMY_lowPVBatt_HighDiesel_44_PBD_residential",100,95,90,85,80]
["PV kW",7.9459999999999997,7.9459999999999997,7.9459999999999997,7.9459999999999997,7.9459999999999997,null,5.27,5.27,5.27,5.27,5.27,null,4.694,4.694,4.694,4.694,4.694,null,3.399,3.399,3.399,3.399,3.399]
["Battery kW",0,0,0,0,0,null,0,0,0,0,0,null,0,0,0,0,0,null,0.10199999999999999,0.10199999999999999,0.10199999999999999,0.10199999999999999,0.10199999999999999]
["Battery kWh",0,0,0,0,0,null,0,0,0,0,0,null,0,0,0,0,0,null,0.53500000000000003,0.53500000000000003,0.53500000000000003,0.53500000000000003,0.53500000000000003]
["Generator kW",6,6,6,6,6,null,7,7,7,7,7,null,8,8,8,8,8,null,12,12,12,12,12]
["PV capital cost",11124.876,11124.876,11124.876,11124.876,11124.876,null,7377.8039999999992,7377.8039999999992,7377.8039999999992,7377.8039999999992,7377.8039999999992,null,6571.0539999999992,6571.0539999999992,6571.0539999999992,6571.0539999999992,6571.0539999999992,null,4758.6559999999999,4758.6559999999999,4758.6559999999999,4758.7960000000003,4758.6559999999999]
["PV O&M",1083.4694066923439,1083.4694066923439,1083.4694066923439,1083.4694066923439,1083.4694066923439,null,718.53609177957594,718.53609177957594,718.53609177957594,718.53609177957594,718.53609177957594,null,639.96542332007596,639.96542332007596,639.96542332007596,639.96542332007596,639.96542332007596,null,463.45309313766398,463.45309313766398,463.45309313766398,463.46672796082402,463.45309313766398]
["Battery capital cost",4.5568102650000012E-11,0,0,0,0,null,0,0,0,0,0,null,2.3632000864E-10,0,0,0,0,null,282.63941407407623,282.63941407407623,282.63941407407623,282.54251986185147,282.63941407407623]
["Battery O&M",1.093171946853E-11,0,0,0,0,null,0,0,0,0,0,null,5.6692815566527991E-11,0,0,0,0,null,52.120085445040012,52.120085445040012,52.120085445040012,52.103139307684003,52.120085445040012]
["Diesel capital cost",3484.5,3484.5,3484.5,3484.5,3484.5,null,4065.25,4065.25,4065.25,4065.25,4065.25,null,4646,4646,4646,4646,4646,null,6969,6969,6969,6969,6969]
["Diesel O&M (kW)",730.43695500000001,730.43695500000001,730.43695500000001,730.43695500000001,730.43695500000001,null,852.17644749999999,852.17644749999999,852.17644749999999,852.17644749999999,852.17644749999999,null,973.91593999999998,973.91593999999998,973.91593999999998,973.91593999999998,973.91593999999998,null,1460.87391,1460.87391,1460.87391,1460.87391,1460.87391]
["Diesel O&M (kWh)",1237.293419930443,1126.9375328411909,1016.581643511933,906.22575552667968,795.86986375579909,null,1566.004435600646,1455.6076672698059,1345.2108989389651,1234.8141306081191,1124.4173622772721,null,1642.7125238526839,1532.315755521832,1421.91898719098,1311.522218860129,1201.1254505292791,null,1816.9684336536241,1706.5307430509949,1596.093120705847,1485.6577829625539,1375.217863437912]
["Fuel cost",33675.811070332267,30672.219566285072,27668.62800127091,24665.036472836979,21661.4448413684,null,42622.444004878271,39617.739822992633,36613.03564110693,33608.33145922111,30603.627277335268,null,44710.232597245653,41705.528415359673,38700.824233473693,35696.120051587721,32691.415869701799,null,49453.011473961269,46447.193497505032,43441.377378834492,40435.623440903932,37429.744799163818]
["REopt LCC",51335.8,48221.8,45107.9,41993.9,38880,null,57201.7,54086.6,50971.5,47856.4,44741.3,null,59183.3,56068.2,52953.1,49838,46722.9,null,65256.1,62139.8,59023.6,55907.4,52791.1]
[]
["TMY_lowPVBatt_HighDiesel_44_PB_business",100,95,90,85,80,"TMY_lowPVBatt_HighDiesel_44_PB_nrel",100,95,90,85,80,"TMY_lowPVBatt_HighDiesel_44_PB_average",100,95,90,85,80,"TMY_lowPVBatt_HighDiesel_44_PB_residential",100,95,90,85,80]
["PV kW",33.811999999999998,23.279,18.66,16.785,15.246,null,35.368000000000002,24.24,19.254000000000001,17.114000000000001,15.965,null,35.576000000000001,24.273,19.451000000000001,17.445,16.074999999999999,null,36.363,24.634,20.326000000000001,18.298999999999999,16.928000000000001]
["Battery kW",4.76,4.76,4.76,3.976,3.2930000000000001,null,6.4009999999999998,5.9320000000000004,5.71,5.1070000000000002,4.524,null,6.78,6.78,6.6029999999999998,5.6749999999999998,4.9909999999999997,null,10.62,10.62,9.9250000000000007,8.1929999999999996,6.9749999999999996]
["Battery kWh",132.203,34.116,32.679000000000002,30.097999999999999,27.169,null,147.35900000000001,48.542999999999999,48.165999999999997,46.084000000000003,41.895000000000003,null,149.63,50.686,50.069000000000003,47.646000000000001,44.076000000000001,null,158.45699999999999,58.228999999999999,56.872,54.176000000000002,50.35]
["Generator kW",0,0,0,0,0,null,0,0,0,0,0,null,0,0,0,0,0,null,0,0,0,0,0]
["PV capital cost",47337.079999999987,32590.04,26124.7,23499.14,21344.959999999999,null,49514.78,33936,26955.88,23960.02,22350.720000000001,null,49806.68,33982.199999999997,27231.4,24422.44,22504.3,null,50908.759999999987,34488.300000000003,28457.1,25618.880000000001,23699.06]
["PV O&M",4610.2336765055197,3173.9959441237602,2544.3261757718001,2288.6187022291601,2078.8196782662399,null,4822.3233507593204,3305.0811339840002,2625.2761208727202,2333.50454007188,2176.7722478476799,null,4850.7519570479199,3309.5806256268011,2652.1094528516001,2378.5403609693599,2191.7296488542001,null,4958.0852849634393,3358.8705113502001,2771.4823296174,2495.06355969472,2308.0892297016399]
["Battery capital cost",56718.643553638918,16898.42655163891,16314.88527363892,14764.79107389005,13138.622319268819,null,63922.645093341729,23505.379319283609,23210.50023957526,21979.11080594188,19904.977328080931,null,65087.043062998287,24918.62559199829,24555.22477111017,22977.151457488919,21089.97044431722,null,71129.58561257254,30439.862064572539,29444.083072738369,27240.479475986631,24907.481643834111]
["Battery O&M",12875.460901582001,3322.6505775415999,3182.6599003259998,2931.2921962119999,2646.0029999078001,null,14351.527900245999,4727.6704083826007,4690.9635166040007,4488.1650004178,4080.1916131518001,null,14572.704210219999,4936.3611160057999,4876.3289374642,4640.3588443615999,4292.6513754628004,null,15432.379810458,5670.9761703884014,5538.8936906055997,5276.3162140221993,4903.6570187405996]
["Diesel capital cost",0,0,0,0,0,null,0,0,0,0,0,null,0,0,0,0,0,null,0,0,0,0,0]
["Diesel O&M (kW)",0,0,0,0,0,null,0,0,0,0,0,null,0,0,0,0,0,null,0,0,0,0,0]
["Diesel O&M (kWh)",0,0,0,0,0,null,0,0,0,0,0,null,0,0,0,0,0,null,0,0,0,0,0]
["Fuel cost",0,0,0,0,0,null,0,0,0,0,0,null,0,0,0,0,0,null,0,0,0,0,0]
["REopt LCC",121540,55984,48165.599999999999,43483,39207.699999999997,null,132609,65472.9,57481.7,52760,48511.9,null,134316,67145.7,59314.1,54417.7,50077.8,null,142427,73956.899999999994,66210.5,60629.9,55817.5]
[]
["TMY_lowPVBatt_HighDiesel_44_D_business",100,95,90,85,80,"TMY_lowPVBatt_HighDiesel_44_D_nrel",100,95,90,85,80,"TMY_lowPVBatt_HighDiesel_44_D_average",100,95,90,85,80,"TMY_lowPVBatt_HighDiesel_44_D_residential",100,95,90,85,80]
["PV kW",0,0,0,0,0,null,0,0,0,0,0,null,0,0,0,0,0,null,0,0,0,0,0]
["Battery kW",0,0,0,0,0,null,0,0,0,0,0,null,0,0,0,0,0,null,0,0,0,0,0]
["Battery kWh",0,0,0,0,0,null,0,0,0,0,0,null,0,0,0,0,0,null,0,0,0,0,0]
["Generator kW",6,6,6,6,6,null,7,7,7,7,7,null,8,8,8,8,8,null,12,12,12,12,12]
["PV capital cost",0,0,0,0,0,null,0,0,0,0,0,null,0,0,0,0,0,null,0,0,0,0,0]
["PV O&M",0,0,0,0,0,null,0,0,0,0,0,null,0,0,0,0,0,null,0,0,0,0,0]
["Battery capital cost",0,0,0,0,0,null,0,0,0,0,0,null,0,0,0,0,0,null,0,0,0,0,0]
["Battery O&M",0,0,0,0,0,null,0,0,0,0,0,null,0,0,0,0,0,null,0,0,0,0,0]
["Diesel capital cost",3484.5,3484.5,3484.5,3484.5,3484.5,null,4065.25,4065.25,4065.25,4065.25,4065.25,null,4646,4646,4646,4646,4646,null,6969,6969,6969,6969,6969]
["Diesel O&M (kW)",730.43695500000001,730.43695500000001,730.43695500000001,730.43695500000001,730.43695500000001,null,852.17644749999999,852.17644749999999,852.17644749999999,852.17644749999999,852.17644749999999,null,973.91593999999998,973.91593999999998,973.91593999999998,973.91593999999998,973.91593999999998,null,1460.87391,1460.87391,1460.87391,1460.87391,1460.87391]
["Diesel O&M (kWh)",2207.1177641851491,2096.7618759759098,1986.405987766653,1876.050099557395,1765.6942113481441,null,2207.935366616824,2097.538598285998,1987.141829955169,1876.7450616243359,1766.3482932934969,null,2207.9353666168308,2097.5385982859948,1987.1418299551531,1876.745061624312,1766.3482932934669,null,2208.7529690484798,2098.315320596063,1987.8776721436379,1877.440023691217,1767.002375238792]
["Fuel cost",60071.830690614712,57068.23915608447,54064.647621553748,51061.056087022997,48057.464552492427,null,60094.083637713753,57089.379455828457,54084.675273943139,51079.971092057647,48075.266910172053,null,60094.083637713957,57089.379455828413,54084.675273942703,51079.971092056992,48075.266910171224,null,60116.336584812299,57110.519755571862,54104.702926331243,51098.886097090712,48093.069267850064]
["REopt LCC",66493.600000000006,63379.7,60265.8,57151.8,54037.9,null,67219.199999999997,64104.1,60989,57873.9,54758.8,null,67921.600000000006,64806.5,61691.4,58576.3,55461.2,null,70754.5,67638.2,64522,61405.7,58289.5]
[]
["TMY_lowPVBatt_HighDiesel_36_PBD_business",100,95,90,85,80,"TMY_lowPVBatt_HighDiesel_36_PBD_nrel",100,95,90,85,80,"TMY_lowPVBatt_HighDiesel_36_PBD_average",100,95,90,85,80,"TMY_lowPVBatt_HighDiesel_36_PBD_residential",100,95,90,85,80]
["PV kW",7.1989999999999998,7.1989999999999998,7.1989999999999998,7.1989999999999998,7.1989999999999998,null,4.827,4.827,4.827,4.827,4.827,null,4.2930000000000001,4.2930000000000001,4.2930000000000001,4.2930000000000001,4.2930000000000001,null,2.992,2.992,2.992,2.992,2.992]
["Battery kW",0,0,0,0,0,null,0,0,0,0,0,null,0,0,0,0,0,null,0,0,0,0,0]
["Battery kWh",0,0,0,0,0,null,0,0,0,0,0,null,0,0,0,0,0,null,0,0,0,0,0]
["Generator kW",6,6,6,6,6,null,7,7,7,7,7,null,8,8,8,8,8,null,12,12,12,12,12]
["PV capital cost",10078.25,10078.25,10078.25,10078.25,10078.25,null,6758.4299999999994,6758.4299999999994,6758.4299999999994,6758.4299999999994,6758.4299999999994,null,6010.1019999999999,6010.1019999999999,6010.1019999999999,6010.1019999999999,6010.1019999999999,null,4188.9260000000004,4188.9260000000004,4188.9260000000004,4188.9260000000004,4188.9260000000004]
["PV O&M",981.53683223049995,981.53683223049995,981.53683223049995,981.53683223049995,981.53683223049995,null,658.21427063741999,658.21427063741999,658.21427063741999,658.21427063741999,658.21427063741999,null,585.33341388258805,585.33341388258805,585.33341388258805,585.33341388258805,585.33341388258805,null,407.96618028804397,407.96618028804397,407.96618028804397,407.96618028804397,407.96618028804397]
["Battery capital cost",0,0,0,0,0,null,6.2232359210000007E-10,0,0,0,0,null,0,0,0,0,0,null,-1.960057922323143E-10,0,0,0,0]
["Battery O&M",0,0,0,0,0,null,1.4929449619041999E-10,0,0,0,0,null,0,0,0,0,0,null,-1.8243782954456E-11,0,0,0,0]
["Diesel capital cost",3484.5,3484.5,3484.5,3484.5,3484.5,null,4065.25,4065.25,4065.25,4065.25,4065.25,null,4646,4646,4646,4646,4646,null,6969,6969,6969,6969,6969]
["Diesel O&M (kW)",730.43695500000001,730.43695500000001,730.43695500000001,730.43695500000001,730.43695500000001,null,852.17644749999999,852.17644749999999,852.17644749999999,852.17644749999999,852.17644749999999,null,973.91593999999998,973.91593999999998,973.91593999999998,973.91593999999998,973.91593999999998,null,1460.87391,1460.87391,1460.87391,1460.87391,1460.87391]
["Diesel O&M (kWh)",1282.2040493548629,1171.8481611456059,1061.4922729363491,951.13638472709476,840.78049454662437,null,1592.605077214751,1482.2083088839149,1371.8115405530741,1261.4147722222281,1151.0180038913829,null,1666.609347281038,1556.212578950187,1445.815810619335,1335.4190422884849,1225.0222739576341,null,1854.3386034664061,1743.900955013979,1633.4633065615531,1523.0256581091271,1412.588009656703]
["Fuel cost",28553.038402384242,26095.55441958638,23638.070436788508,21180.58645399072,18723.10242729645,null,35465.270876679002,33006.876546045372,30548.48221541163,28090.087884777789,25631.693554143949,null,37113.250982658443,34654.856652024493,32196.4623213905,29738.067990756561,27279.673660122589,null,41293.740557472091,38834.435879002427,36375.131200532793,33915.826522063137,31456.521843593549]
["REopt LCC",45109.4,42541.5,39973.699999999997,37405.9,34838,null,49391.4,46822.6,44253.9,41685.1,39116.300000000003,null,50994.7,48425.9,45857.1,43288.3,40719.5,null,56174.2,53604.5,51034.7,48465,45895.3]
[]
["TMY_lowPVBatt_HighDiesel_36_PB_business",100,95,90,85,80,"TMY_lowPVBatt_HighDiesel_36_PB_nrel",100,95,90,85,80,"TMY_lowPVBatt_HighDiesel_36_PB_average",100,95,90,85,80,"TMY_lowPVBatt_HighDiesel_36_PB_residential",100,95,90,85,80]
["PV kW",33.811999999999998,23.279,18.66,16.785,15.246,null,35.368000000000002,24.24,19.254000000000001,17.114000000000001,15.965,null,35.576000000000001,24.273,19.451000000000001,17.445,16.074999999999999,null,36.363,24.634,20.326000000000001,18.298999999999999,16.928000000000001]
["Battery kW",4.76,4.76,4.76,3.976,3.2930000000000001,null,6.4009999999999998,5.9320000000000004,5.71,5.1070000000000002,4.524,null,6.78,6.78,6.6029999999999998,5.6749999999999998,4.9909999999999997,null,10.62,10.62,9.9250000000000007,8.1929999999999996,6.9749999999999996]
["Battery kWh",132.203,34.116,32.679000000000002,30.097999999999999,27.169,null,147.35900000000001,48.542999999999999,48.165999999999997,46.084000000000003,41.895000000000003,null,149.63,50.686,50.069000000000003,47.646000000000001,44.076000000000001,null,158.45699999999999,58.228999999999999,56.872,54.176000000000002,50.35]
["Generator kW",0,0,0,0,0,null,0,0,0,0,0,null,0,0,0,0,0,null,0,0,0,0,0]
["PV capital cost",47337.079999999987,32590.04,26124.7,23499.14,21344.959999999999,null,49514.78,33936,26955.88,23960.02,22350.720000000001,null,49806.68,33982.199999999997,27231.4,24422.44,22504.3,null,50908.759999999987,34488.300000000003,28457.1,25618.880000000001,23699.06]
["PV O&M",4610.2336765055197,3173.9959441237602,2544.3261757718001,2288.6187022291601,2078.8196782662399,null,4822.3233507593204,3305.0811339840002,2625.2761208727202,2333.50454007188,2176.7722478476799,null,4850.7519570479199,3309.5806256268011,2652.1094528516001,2378.5403609693599,2191.7296488542001,null,4958.0852849634393,3358.8705113502001,2771.4823296174,2495.06355969472,2308.0892297016399]
["Battery capital cost",56718.643553638918,16898.42655163891,16314.88527363892,14764.79107389005,13138.622319268819,null,63922.645093341729,23505.379319283609,23210.50023957526,21979.11080594188,19904.977328080931,null,65087.043062998287,24918.62559199829,24555.22477111017,22977.151457488919,21089.97044431722,null,71129.58561257254,30439.862064572539,29444.083072738369,27240.479475986631,24907.481643834111]
["Battery O&M",12875.460901582001,3322.6505775415999,3182.6599003259998,2931.2921962119999,2646.0029999078001,null,14351.527900245999,4727.6704083826007,4690.9635166040007,4488.1650004178,4080.1916131518001,null,14572.704210219999,4936.3611160057999,4876.3289374642,4640.3588443615999,4292.6513754628004,null,15432.379810458,5670.9761703884014,5538.8936906055997,5276.3162140221993,4903.6570187405996]
["Diesel capital cost",0,0,0,0,0,null,0,0,0,0,0,null,0,0,0,0,0,null,0,0,0,0,0]
["Diesel O&M (kW)",0,0,0,0,0,null,0,0,0,0,0,null,0,0,0,0,0,null,0,0,0,0,0]
["Diesel O&M (kWh)",0,0,0,0,0,null,0,0,0,0,0,null,0,0,0,0,0,null,0,0,0,0,0]
["Fuel cost",0,0,0,0,0,null,0,0,0,0,0,null,0,0,0,0,0,null,0,0,0,0,0]
["REopt LCC",121540,55984,48165.599999999999,43483,39207.699999999997,null,132609,65472.9,57481.7,52760,48511.9,null,134316,67145.7,59314.1,54417.7,50077.8,null,142427,73956.899999999994,66210.5,60629.9,55817.5]
[]
["TMY_lowPVBatt_HighDiesel_36_D_business",100,95,90,85,80,"TMY_lowPVBatt_HighDiesel_36_D_nrel",100,95,90,85,80,"TMY_lowPVBatt_HighDiesel_36_D_average",100,95,90,85,80,"TMY_lowPVBatt_HighDiesel_36_D_residential",100,95,90,85,80]
["PV kW",0,0,0,0,0,null,0,0,0,0,0,null,0,0,0,0,0,null,0,0,0,0,0]
["Battery kW",0,0,0,0,0,null,0,0,0,0,0,null,0,0,0,0,0,null,0,0,0,0,0]
["Battery kWh",0,0,0,0,0,null,0,0,0,0,0,null,0,0,0,0,0,null,0,0,0,0,0]
["Generator kW",6,6,6,6,6,null,7,7,7,7,7,null,8,8,8,8,8,null,12,12,12,12,12]
["PV capital cost",0,0,0,0,0,null,0,0,0,0,0,null,0,0,0,0,0,null,0,0,0,0,0]
["PV O&M",0,0,0,0,0,null,0,0,0,0,0,null,0,0,0,0,0,null,0,0,0,0,0]
["Battery capital cost",0,0,0,0,0,null,0,0,0,0,0,null,0,0,0,0,0,null,0,0,0,0,0]
["Battery O&M",0,0,0,0,0,null,0,0,0,0,0,null,0,0,0,0,0,null,0,0,0,0,0]
["Diesel capital cost",3484.5,3484.5,3484.5,3484.5,3484.5,null,4065.25,4065.25,4065.25,4065.25,4065.25,null,4646,4646,4646,4646,4646,null,6969,6969,6969,6969,6969]
["Diesel O&M (kW)",730.43695500000001,730.43695500000001,730.43695500000001,730.43695500000001,730.43695500000001,null,852.17644749999999,852.17644749999999,852.17644749999999,852.17644749999999,852.17644749999999,null,973.91593999999998,973.91593999999998,973.91593999999998,973.91593999999998,973.91593999999998,null,1460.87391,1460.87391,1460.87391,1460.87391,1460.87391]
["Diesel O&M (kWh)",2207.1177641851491,2096.7618759759048,1986.40598776665,1876.0500995573921,1765.6942113481441,null,2207.935366616824,2097.5385982860039,1987.141829955169,1876.7450616243341,1766.3482932934969,null,2207.9353666168308,2097.5385982859948,1987.1418299551531,1876.745061624312,1766.3482932934669,null,2208.7529690484798,2098.315320596063,1987.8776721436379,1877.440023691217,1767.002375238792]
["Fuel cost",49149.67965595748,46692.195673159913,44234.711690362077,41777.227707564212,39319.743724766537,null,49167.886612674891,46709.492282041632,44251.097951408003,41792.703620774402,39334.309290140758,null,49167.886612675058,46709.492282041429,44251.097951407683,41792.703620773907,39334.309290140081,null,49186.093569391873,46726.78889092242,44267.484212452837,41808.179533983312,39348.874855513677]
["REopt LCC",55571.5,53003.7,50435.8,47868,45300.1,null,56293,53724.2,51155.4,48586.6,46017.8,null,56995.4,54426.6,51857.8,49289,46720.3,null,59824.2,57254.5,54684.800000000003,52115,49545.3]
[]
["TMY_lowPVBatt_HighDiesel_32_PBD_business",100,95,90,85,80,"TMY_lowPVBatt_HighDiesel_32_PBD_nrel",100,95,90,85,80,"TMY_lowPVBatt_HighDiesel_32_PBD_average",100,95,90,85,80,"TMY_lowPVBatt_HighDiesel_32_PBD_residential",100,95,90,85,80]
["PV kW",6.9660000000000002,6.9660000000000002,6.9660000000000002,6.9660000000000002,6.9660000000000002,null,4.665,4.665,4.665,4.665,4.665,null,4,4,4,4,4,null,2.827,2.827,2.827,2.827,2.827]
["Battery kW",0,0,0,0,0,null,0,0,0,0,0,null,0,0,0,0,0,null,0,0,0,0,0]
["Battery kWh",0,0,0,0,0,null,0,0,0,0,0,null,0,0,0,0,0,null,0,0,0,0,0]
["Generator kW",6,6,6,6,6,null,7,7,7,7,7,null,8,8,8,8,8,null,12,12,12,12,12]
["PV capital cost",9752.5820000000003,9752.5820000000003,9752.5820000000003,9752.5820000000003,9752.5820000000003,null,6531.4340000000002,6531.4340000000002,6531.4340000000002,6531.4340000000002,6531.4340000000002,null,5600,5600,5600,5600,5600,null,3957.3519999999999,3957.3519999999999,3957.3519999999999,3957.3519999999999,3957.3519999999999]
["PV O&M",949.81950659570816,949.81950659570816,949.81950659570816,949.81950659570816,949.81950659570816,null,636.10676836579603,636.10676836579603,636.10676836579603,636.10676836579603,636.10676836579603,null,545.39292639999996,545.39292639999996,545.39292639999996,545.39292639999996,545.39292639999996,null,385.41281929908803,385.41281929908803,385.41281929908803,385.41281929908803,385.41281929908803]
["Battery capital cost",1.7484031781E-9,0,0,0,0,null,0,0,0,0,0,null,0,0,0,0,0,null,-1.4568883190883851E-10,0,0,0,0]
["Battery O&M",4.1943929962762008E-10,0,0,0,0,null,0,0,0,0,0,null,0,0,0,0,0,null,0,0,0,0,0]
["Diesel capital cost",3484.5,3484.5,3484.5,3484.5,3484.5,null,4065.25,4065.25,4065.25,4065.25,4065.25,null,4646,4646,4646,4646,4646,null,6969,6969,6969,6969,6969]
["Diesel O&M (kW)",730.43695500000001,730.43695500000001,730.43695500000001,730.43695500000001,730.43695500000001,null,852.17644749999999,852.17644749999999,852.17644749999999,852.17644749999999,852.17644749999999,null,973.91593999999998,973.91593999999998,973.91593999999998,973.91593999999998,973.91593999999998,null,1460.87391,1460.87391,1460.87391,1460.87391,1460.87391]
["Diesel O&M (kWh)",1298.4562280186601,1188.1003400670049,1077.744451600149,967.388562270889,857.03267336722479,null,1603.904003202053,1493.5072348712149,1383.110466540375,1272.713698209529,1162.316929878685,null,1686.949778754516,1576.5530104236659,1466.1562420928151,1355.759473761964,1245.3627054311139,null,1865.985795575235,1755.5481471228079,1645.110498670381,1534.672850217954,1424.235201765528]
["Fuel cost",25702.18094284058,23517.75074100824,21333.320528977769,19148.890299876541,16964.460079199722,null,31748.340849463821,29563.101444456101,27377.86203944837,25192.6226344405,23007.383229432649,null,33392.183363157892,31206.94395814995,29021.70455314199,26836.46514813403,24651.22574312607,null,36936.096511954027,34750.047908869907,32563.999305785761,30377.950702701619,28191.90209961748]
["REopt LCC",41917.4,39622.6,37327.800000000003,35033.1,32738.3,null,45436.7,43141.1,40845.4,38549.800000000003,36254.199999999997,null,46843.9,44548.3,42252.7,39957,37661.4,null,51574.1,49277.599999999999,46981.1,44684.7,42388.2]
[]
["TMY_lowPVBatt_HighDiesel_32_PB_business",100,95,90,85,80,"TMY_lowPVBatt_HighDiesel_32_PB_nrel",100,95,90,85,80,"TMY_lowPVBatt_HighDiesel_32_PB_average",100,95,90,85,80,"TMY_lowPVBatt_HighDiesel_32_PB_residential",100,95,90,85,80]
["PV kW",33.811999999999998,23.279,18.66,16.785,15.246,null,35.368000000000002,24.24,19.254000000000001,17.114000000000001,15.965,null,35.576000000000001,24.273,19.451000000000001,17.445,16.074999999999999,null,36.363,24.634,20.326000000000001,18.298999999999999,16.928000000000001]
["Battery kW",4.76,4.76,4.76,3.976,3.2930000000000001,null,6.4009999999999998,5.9320000000000004,5.71,5.1070000000000002,4.524,null,6.78,6.78,6.6029999999999998,5.6749999999999998,4.9909999999999997,null,10.62,10.62,9.9250000000000007,8.1929999999999996,6.9749999999999996]
["Battery kWh",132.203,34.116,32.679000000000002,30.097999999999999,27.169,null,147.35900000000001,48.542999999999999,48.165999999999997,46.084000000000003,41.895000000000003,null,149.63,50.686,50.069000000000003,47.646000000000001,44.076000000000001,null,158.45699999999999,58.228999999999999,56.872,54.176000000000002,50.35]
["Generator kW",0,0,0,0,0,null,0,0,0,0,0,null,0,0,0,0,0,null,0,0,0,0,0]
["PV capital cost",47337.079999999987,32590.04,26124.7,23499.14,21344.959999999999,null,49514.78,33936,26955.88,23960.02,22350.720000000001,null,49806.68,33982.199999999997,27231.4,24422.44,22504.3,null,50908.759999999987,34488.300000000003,28457.1,25618.880000000001,23699.06]
["PV O&M",4610.2336765055197,3173.9959441237602,2544.3261757718001,2288.6187022291601,2078.8196782662399,null,4822.3233507593204,3305.0811339840002,2625.2761208727202,2333.50454007188,2176.7722478476799,null,4850.7519570479199,3309.5806256268011,2652.1094528516001,2378.5403609693599,2191.7296488542001,null,4958.0852849634393,3358.8705113502001,2771.4823296174,2495.06355969472,2308.0892297016399]
["Battery capital cost",56718.643553638918,16898.42655163891,16314.88527363892,14764.79107389005,13138.622319268819,null,63922.645093341729,23505.379319283609,23210.50023957526,21979.11080594188,19904.977328080931,null,65087.043062998287,24918.62559199829,24555.22477111017,22977.151457488919,21089.97044431722,null,71129.58561257254,30439.862064572539,29444.083072738369,27240.479475986631,24907.481643834111]
["Battery O&M",12875.460901582001,3322.6505775415999,3182.6599003259998,2931.2921962119999,2646.0029999078001,null,14351.527900245999,4727.6704083826007,4690.9635166040007,4488.1650004178,4080.1916131518001,null,14572.704210219999,4936.3611160057999,4876.3289374642,4640.3588443615999,4292.6513754628004,null,15432.379810458,5670.9761703884014,5538.8936906055997,5276.3162140221993,4903.6570187405996]
["Diesel capital cost",0,0,0,0,0,null,0,0,0,0,0,null,0,0,0,0,0,null,0,0,0,0,0]
["Diesel O&M (kW)",0,0,0,0,0,null,0,0,0,0,0,null,0,0,0,0,0,null,0,0,0,0,0]
["Diesel O&M (kWh)",0,0,0,0,0,null,0,0,0,0,0,null,0,0,0,0,0,null,0,0,0,0,0]
["Fuel cost",0,0,0,0,0,null,0,0,0,0,0,null,0,0,0,0,0,null,0,0,0,0,0]
["REopt LCC",121540,55984,48165.599999999999,43483,39207.699999999997,null,132609,65472.9,57481.7,52760,48511.9,null,134316,67145.7,59314.1,54417.7,50077.8,null,142427,73956.899999999994,66210.5,60629.9,55817.5]
[]
["TMY_lowPVBatt_HighDiesel_32_D_business",100,95,90,85,80,"TMY_lowPVBatt_HighDiesel_32_D_nrel",100,95,90,85,80,"TMY_lowPVBatt_HighDiesel_32_D_average",100,95,90,85,80,"TMY_lowPVBatt_HighDiesel_32_D_residential",100,95,90,85,80]
["PV kW",0,0,0,0,0,null,0,0,0,0,0,null,0,0,0,0,0,null,0,0,0,0,0]
["Battery kW",0,0,0,0,0,null,0,0,0,0,0,null,0,0,0,0,0,null,0,0,0,0,0]
["Battery kWh",0,0,0,0,0,null,0,0,0,0,0,null,0,0,0,0,0,null,0,0,0,0,0]
["Generator kW",6,6,6,6,6,null,7,7,7,7,7,null,8,8,8,8,8,null,12,12,12,12,12]
["PV capital cost",0,0,0,0,0,null,0,0,0,0,0,null,0,0,0,0,0,null,0,0,0,0,0]
["PV O&M",0,0,0,0,0,null,0,0,0,0,0,null,0,0,0,0,0,null,0,0,0,0,0]
["Battery capital cost",0,0,0,0,0,null,0,0,0,0,0,null,0,0,0,0,0,null,0,0,0,0,0]
["Battery O&M",0,0,0,0,0,null,0,0,0,0,0,null,0,0,0,0,0,null,0,0,0,0,0]
["Diesel capital cost",3484.5,3484.5,3484.5,3484.5,3484.5,null,4065.25,4065.25,4065.25,4065.25,4065.25,null,4646,4646,4646,4646,4646,null,6969,6969,6969,6969,6969]
["Diesel O&M (kW)",730.43695500000001,730.43695500000001,730.43695500000001,730.43695500000001,730.43695500000001,null,852.17644749999999,852.17644749999999,852.17644749999999,852.17644749999999,852.17644749999999,null,973.91593999999998,973.91593999999998,973.91593999999998,973.91593999999998,973.91593999999998,null,1460.87391,1460.87391,1460.87391,1460.87391,1460.87391]
["Diesel O&M (kWh)",2207.1177641851491,2096.7618759759098,1986.4059877666459,1876.0500995573941,1765.6942113481371,null,2207.935366616824,2097.5385982860039,1987.141829955169,1876.7450616243341,1766.3482932934969,null,2207.9353666168308,2097.5385982859948,1987.1418299551531,1876.745061624312,1766.3482932934669,null,2208.7529690484798,2098.315320596063,1987.8776721436379,1877.440023691217,1767.002375238792]
["Fuel cost",43688.604138628878,41504.173931697791,39319.743724766216,37135.313517834882,34950.883310903453,null,43704.788100155471,41519.548695148122,39334.309290140438,37149.06988513282,34963.830480125129,null,43704.788100155602,41519.54869514794,39334.309290140147,37149.069885132383,34963.830480124532,null,43720.972061681678,41534.923458597717,39348.874855513634,37162.826252429608,34976.777649345488]
["REopt LCC",50110.400000000001,47815.6,45520.800000000003,43226.1,40931.300000000003,null,50829.9,48534.2,46238.6,43943,41647.300000000003,null,51532.3,49236.7,46941,44645.4,42349.8,null,54359.1,52062.6,49766.1,47469.7,45173.2]
[]
["TMY_lowPVBatt_MedDiesel_44_PBD_business",100,95,90,85,80,"TMY_lowPVBatt_MedDiesel_44_PBD_nrel",100,95,90,85,80,"TMY_lowPVBatt_MedDiesel_44_PBD_average",100,95,90,85,80,"TMY_lowPVBatt_MedDiesel_44_PBD_residential",100,95,90,85,80]
["PV kW",7.2510000000000003,7.2510000000000003,7.2510000000000003,7.2510000000000003,7.2510000000000003,null,4.8789999999999996,4.8789999999999996,4.8789999999999996,4.8789999999999996,4.8789999999999996,null,4.3259999999999996,4.3259999999999996,4.3259999999999996,4.3259999999999996,4.3259999999999996,null,3.0129999999999999,3.0129999999999999,3.0129999999999999,3.0129999999999999,3.0129999999999999]
["Battery kW",0,0,0,0,0,null,0,0,0,0,0,null,0,0,0,0,0,null,0,0,0,0,0]
["Battery kWh",0,0,0,0,0,null,0,0,0,0,0,null,0,0,0,0,0,null,0,0,0,0,0]
["Generator kW",6,6,6,6,6,null,7,7,7,7,7,null,8,8,8,8,8,null,12,12,12,12,12]
["PV capital cost",10151.596,10151.596,10151.596,10151.596,10151.596,null,6830.6419999999998,6830.6419999999998,6830.6419999999998,6830.6419999999998,6830.6419999999998,null,6056.7360000000008,6056.7360000000008,6056.7360000000008,6056.7360000000008,6056.7360000000008,null,4218.62,4218.62,4218.62,4218.62,4218.62]
["PV O&M",988.68011608402389,988.68011608402389,988.68011608402389,988.68011608402389,988.68011608402389,null,665.24711242334809,665.24711242334809,665.24711242334809,665.24711242334809,665.24711242334809,null,589.87517347718403,589.87517347718403,589.87517347718403,589.87517347718403,589.87517347718403,null,410.85812628027998,410.85812628027998,410.85812628027998,410.85812628027998,410.85812628027998]
["Battery capital cost",0,0,0,0,0,null,8.089277026E-10,0,0,0,0,null,3.6492805688000009E-10,0,0,0,0,null,-6.1698914629999996E-9,0,0,0,0]
["Battery O&M",0,0,0,0,0,null,1.9406054237252E-10,0,0,0,0,null,8.7545693412976008E-11,0,0,0,0,null,-1.4801477064526E-9,0,0,0,0]
["Diesel capital cost",2787.6,2787.6,2787.6,2787.6,2787.6,null,3252.2,3252.2,3252.2,3252.2,3252.2,null,3716.8,3716.8,3716.8,3716.8,3716.8,null,5575.2000000000007,5575.2000000000007,5575.2000000000007,5575.2000000000007,5575.2000000000007]
["Diesel O&M (kW)",730.43695500000001,730.43695500000001,730.43695500000001,730.43695500000001,730.43695500000001,null,852.17644749999999,852.17644749999999,852.17644749999999,852.17644749999999,852.17644749999999,null,973.91593999999998,973.91593999999998,973.91593999999998,973.91593999999998,973.91593999999998,null,1460.87391,1460.87391,1460.87391,1460.87391,1460.87391]
["Diesel O&M (kWh)",1278.774464564985,1168.41857635573,1058.062687810474,947.7067999372191,837.35091844797444,null,1589.229917466125,1478.8331491352881,1368.4363808044459,1258.0396124736019,1147.642844142757,null,1664.428251680511,1554.031483349662,1443.6347150188119,1333.2379466879611,1222.84117835711,null,1852.952277864501,1742.514629412065,1632.0769809596361,1521.6393325072081,1411.201684054784]
["Fuel cost",29004.011616929591,26501.018671487349,23998.025718424269,21495.032780602891,18992.039987577889,null,36045.482816111653,33541.56266454031,31037.642512968909,28533.722361397449,26029.802209825939,null,37751.063760652753,35247.143609081162,32743.223457509561,30239.30330593793,27735.383154366311,null,42026.996066957348,39522.148709256573,37017.301351555943,34512.453993855343,32007.606636154818]
["REopt LCC",44940.5,42327.199999999997,39713.800000000003,37100.5,34487.1,null,49234.5,46620.2,44005.8,41391.5,38777.199999999997,null,50752.3,48138,45523.7,42909.3,40295,null,55544.9,52929.599999999999,50314.3,47699,45083.7]
[]
["TMY_lowPVBatt_MedDiesel_44_PB_business",100,95,90,85,80,"TMY_lowPVBatt_MedDiesel_44_PB_nrel",100,95,90,85,80,"TMY_lowPVBatt_MedDiesel_44_PB_average",100,95,90,85,80,"TMY_lowPVBatt_MedDiesel_44_PB_residential",100,95,90,85,80]
["PV kW",33.811999999999998,23.279,18.66,16.785,15.246,null,35.368000000000002,24.24,19.254000000000001,17.114000000000001,15.965,null,35.576000000000001,24.273,19.451000000000001,17.445,16.074999999999999,null,36.363,24.634,20.326000000000001,18.298999999999999,16.928000000000001]
["Battery kW",4.76,4.76,4.76,3.976,3.2930000000000001,null,6.4009999999999998,5.9320000000000004,5.71,5.1070000000000002,4.524,null,6.78,6.78,6.6029999999999998,5.6749999999999998,4.9909999999999997,null,10.62,10.62,9.9250000000000007,8.1929999999999996,6.9749999999999996]
["Battery kWh",132.203,34.116,32.679000000000002,30.097999999999999,27.169,null,147.35900000000001,48.542999999999999,48.165999999999997,46.084000000000003,41.895000000000003,null,149.63,50.686,50.069000000000003,47.646000000000001,44.076000000000001,null,158.45699999999999,58.228999999999999,56.872,54.176000000000002,50.35]
["Generator kW",0,0,0,0,0,null,0,0,0,0,0,null,0,0,0,0,0,null,0,0,0,0,0]
["PV capital cost",47337.079999999987,32590.04,26124.7,23499.14,21344.959999999999,null,49514.78,33936,26955.88,23960.02,22350.720000000001,null,49806.68,33982.199999999997,27231.4,24422.44,22504.3,null,50908.759999999987,34488.300000000003,28457.1,25618.880000000001,23699.06]
["PV O&M",4610.2336765055197,3173.9959441237602,2544.3261757718001,2288.6187022291601,2078.8196782662399,null,4822.3233507593204,3305.0811339840002,2625.2761208727202,2333.50454007188,2176.7722478476799,null,4850.7519570479199,3309.5806256268011,2652.1094528516001,2378.5403609693599,2191.7296488542001,null,4958.0852849634393,3358.8705113502001,2771.4823296174,2495.06355969472,2308.0892297016399]
["Battery capital cost",56718.643553638918,16898.42655163891,16314.88527363892,14764.79107389005,13138.622319268819,null,63922.645093341729,23505.379319283609,23210.50023957526,21979.11080594188,19904.977328080931,null,65087.043062998287,24918.62559199829,24555.22477111017,22977.151457488919,21089.97044431722,null,71129.58561257254,30439.862064572539,29444.083072738369,27240.479475986631,24907.481643834111]
["Battery O&M",12875.460901582001,3322.6505775415999,3182.6599003259998,2931.2921962119999,2646.0029999078001,null,14351.527900245999,4727.6704083826007,4690.9635166040007,4488.1650004178,4080.1916131518001,null,14572.704210219999,4936.3611160057999,4876.3289374642,4640.3588443615999,4292.6513754628004,null,15432.379810458,5670.9761703884014,5538.8936906055997,5276.3162140221993,4903.6570187405996]
["Diesel capital cost",0,0,0,0,0,null,0,0,0,0,0,null,0,0,0,0,0,null,0,0,0,0,0]
["Diesel O&M (kW)",0,0,0,0,0,null,0,0,0,0,0,null,0,0,0,0,0,null,0,0,0,0,0]
["Diesel O&M (kWh)",0,0,0,0,0,null,0,0,0,0,0,null,0,0,0,0,0,null,0,0,0,0,0]
["Fuel cost",0,0,0,0,0,null,0,0,0,0,0,null,0,0,0,0,0,null,0,0,0,0,0]
["REopt LCC",121540,55984,48165.599999999999,43483,39207.699999999997,null,132609,65472.9,57481.7,52760,48511.9,null,134316,67145.7,59314.1,54417.7,50077.8,null,142427,73956.899999999994,66210.5,60629.9,55817.5]
[]
["TMY_lowPVBatt_MedDiesel_44_D_business",100,95,90,85,80,"TMY_lowPVBatt_MedDiesel_44_D_nrel",100,95,90,85,80,"TMY_lowPVBatt_MedDiesel_44_D_average",100,95,90,85,80,"TMY_lowPVBatt_MedDiesel_44_D_residential",100,95,90,85,80]
["PV kW",0,0,0,0,0,null,0,0,0,0,0,null,0,0,0,0,0,null,0,0,0,0,0]
["Battery kW",0,0,0,0,0,null,0,0,0,0,0,null,0,0,0,0,0,null,0,0,0,0,0]
["Battery kWh",0,0,0,0,0,null,0,0,0,0,0,null,0,0,0,0,0,null,0,0,0,0,0]
["Generator kW",6,6,6,6,6,null,7,7,7,7,7,null,8,8,8,8,8,null,12,12,12,12,12]
["PV capital cost",0,0,0,0,0,null,0,0,0,0,0,null,0,0,0,0,0,null,0,0,0,0,0]
["PV O&M",0,0,0,0,0,null,0,0,0,0,0,null,0,0,0,0,0,null,0,0,0,0,0]
["Battery capital cost",0,0,0,0,0,null,0,0,0,0,0,null,0,0,0,0,0,null,0,0,0,0,0]
["Battery O&M",0,0,0,0,0,null,0,0,0,0,0,null,0,0,0,0,0,null,0,0,0,0,0]
["Diesel capital cost",2787.6,2787.6,2787.6,2787.6,2787.6,null,3252.2,3252.2,3252.2,3252.2,3252.2,null,3716.8,3716.8,3716.8,3716.8,3716.8,null,5575.2000000000007,5575.2000000000007,5575.2000000000007,5575.2000000000007,5575.2000000000007]
["Diesel O&M (kW)",730.43695500000001,730.43695500000001,730.43695500000001,730.43695500000001,730.43695500000001,null,852.17644749999999,852.17644749999999,852.17644749999999,852.17644749999999,852.17644749999999,null,973.91593999999998,973.91593999999998,973.91593999999998,973.91593999999998,973.91593999999998,null,1460.87391,1460.87391,1460.87391,1460.87391,1460.87391]
["Diesel O&M (kWh)",2207.1177641851491,2096.7618759759048,1986.40598776665,1876.0500995573921,1765.6942113481441,null,2207.935366616824,2097.5385982860039,1987.141829955169,1876.7450616243341,1766.3482932934969,null,2207.9353666168308,2097.5385982859948,1987.1418299551531,1876.745061624312,1766.3482932934669,null,2208.7529690484798,2098.315320596063,1987.8776721436379,1877.440023691217,1767.002375238792]
["Fuel cost",50059.858908845592,47556.865963403638,45053.873017961392,42550.880072519089,40047.887127077032,null,50078.403031428148,47574.482879857213,45070.562728285942,42566.642576714679,40062.72242514338,null,50078.403031428294,47574.482879857023,45070.562728285593,42566.64257671417,40062.722425142689,null,50096.94715401026,47592.099796309893,45087.252438609372,42582.405080908917,40077.557723208367]
["REopt LCC",55784.800000000003,53171.4,50558.1,47944.7,45331.4,null,56390.400000000001,53776.1,51161.8,48547.5,45933.2,null,56976.7,54362.400000000001,51748.1,49133.8,46519.5,null,59341.3,56726,54110.7,51495.4,48880.2]
[]
["TMY_lowPVBatt_MedDiesel_36_PBD_business",100,95,90,85,80,"TMY_lowPVBatt_MedDiesel_36_PBD_nrel",100,95,90,85,80,"TMY_lowPVBatt_MedDiesel_36_PBD_average",100,95,90,85,80,"TMY_lowPVBatt_MedDiesel_36_PBD_residential",100,95,90,85,80]
["PV kW",6.8689999999999998,6.8689999999999998,6.8689999999999998,6.8689999999999998,6.8689999999999998,null,4.593,4.593,4.593,4.593,4.593,null,3.9119999999999999,3.9119999999999999,3.9119999999999999,3.9119999999999999,3.9119999999999999,null,2.6579999999999999,2.6579999999999999,2.6579999999999999,2.6579999999999999,2.6579999999999999]
["Battery kW",0,0,0,0,0,null,0,0,0,0,0,null,0,0,0,0,0,null,0,0,0,0,0]
["Battery kWh",0,0,0,0,0,null,0,0,0,0,0,null,0,0,0,0,0,null,0,0,0,0,0]
["Generator kW",6,6,6,6,6,null,7,7,7,7,7,null,8,8,8,8,8,null,12,12,12,12,12]
["PV capital cost",9616.39,9616.39,9616.39,9616.39,9616.39,null,6430.0039999999999,6430.0039999999999,6430.0039999999999,6430.0039999999999,6430.0039999999999,null,5477.4720000000007,5477.4720000000007,5477.4720000000007,5477.4720000000007,5477.4720000000007,null,3721.3539999999998,3721.3539999999998,3721.3539999999998,3721.3539999999998,3721.3539999999998]
["PV O&M",936.55555062565998,936.55555062565998,936.55555062565998,936.55555062565998,936.55555062565998,null,626.228338986376,626.228338986376,626.228338986376,626.228338986376,626.228338986376,null,533.45972917036806,533.45972917036806,533.45972917036806,533.45972917036806,533.45972917036806,null,362.42859789827588,362.42859789827588,362.42859789827588,362.42859789827588,362.42859789827588]
["Battery capital cost",0,0,0,0,0,null,0,0,0,0,0,null,0,0,0,0,0,null,0,0,0,0,0]
["Battery O&M",0,0,0,0,0,null,0,0,0,0,0,null,0,0,0,0,0,null,0,0,0,0,0]
["Diesel capital cost",2787.6,2787.6,2787.6,2787.6,2787.6,null,3252.2,3252.2,3252.2,3252.2,3252.2,null,3716.8,3716.8,3716.8,3716.8,3716.8,null,5575.2000000000007,5575.2000000000007,5575.2000000000007,5575.2000000000007,5575.2000000000007]
["Diesel O&M (kW)",730.43695500000001,730.43695500000001,730.43695500000001,730.43695500000001,730.43695500000001,null,852.17644749999999,852.17644749999999,852.17644749999999,852.17644749999999,852.17644749999999,null,973.91593999999998,973.91593999999998,973.91593999999998,973.91593999999998,973.91593999999998,null,1460.87391,1460.87391,1460.87391,1460.87391,1460.87391]
["Diesel O&M (kWh)",1305.875716578103,1195.519828368848,1085.1639401595919,974.80805195033361,864.45216386539312,null,1609.408793403363,1499.0120250725249,1388.615256741685,1278.218488410839,1167.821720079992,null,1693.6272217198109,1583.2304533889601,1472.833685058109,1362.436916727258,1252.0401483964081,null,1878.8568719479381,1768.4192234955131,1657.981575043086,1547.5439265906591,1437.1062781382329]
["Fuel cost",24233.48003967357,22185.576720675381,20137.67340167717,18089.770082678919,16041.866765987679,null,29866.22338978371,27817.561447588971,25768.899505394209,23720.237563199331,21671.575621004449,null,31429.086972948629,29380.425030753671,27331.763088558691,25283.101146363719,23234.439204168772,null,34866.44243838398,32817.021872992627,30767.60130760125,28718.180742209861,26668.760176818501]
["REopt LCC",39609.800000000003,37451.5,35293.300000000003,33135,30976.7,null,42635.7,40476.699999999997,38317.599999999999,36158.6,33999.5,null,43823.9,41664.800000000003,39505.699999999997,37346.699999999997,35187.599999999999,null,47864.6,45704.7,43544.800000000003,41385,39225.1]
[]
["TMY_lowPVBatt_MedDiesel_36_PB_business",100,95,90,85,80,"TMY_lowPVBatt_MedDiesel_36_PB_nrel",100,95,90,85,80,"TMY_lowPVBatt_MedDiesel_36_PB_average",100,95,90,85,80,"TMY_lowPVBatt_MedDiesel_36_PB_residential",100,95,90,85,80]
["PV kW",33.811999999999998,23.279,18.66,16.785,15.246,null,35.368000000000002,24.24,19.254000000000001,17.114000000000001,15.965,null,35.576000000000001,24.273,19.451000000000001,17.445,16.074999999999999,null,36.363,24.634,20.326000000000001,18.298999999999999,16.928000000000001]
["Battery kW",4.76,4.76,4.76,3.976,3.2930000000000001,null,6.4009999999999998,5.9320000000000004,5.71,5.1070000000000002,4.524,null,6.78,6.78,6.6029999999999998,5.6749999999999998,4.9909999999999997,null,10.62,10.62,9.9250000000000007,8.1929999999999996,6.9749999999999996]
["Battery kWh",132.203,34.116,32.679000000000002,30.097999999999999,27.169,null,147.35900000000001,48.542999999999999,48.165999999999997,46.084000000000003,41.895000000000003,null,149.63,50.686,50.069000000000003,47.646000000000001,44.076000000000001,null,158.45699999999999,58.228999999999999,56.872,54.176000000000002,50.35]
["Generator kW",0,0,0,0,0,null,0,0,0,0,0,null,0,0,0,0,0,null,0,0,0,0,0]
["PV capital cost",47337.079999999987,32590.04,26124.7,23499.14,21344.959999999999,null,49514.78,33936,26955.88,23960.02,22350.720000000001,null,49806.68,33982.199999999997,27231.4,24422.44,22504.3,null,50908.759999999987,34488.300000000003,28457.1,25618.880000000001,23699.06]
["PV O&M",4610.2336765055197,3173.9959441237602,2544.3261757718001,2288.6187022291601,2078.8196782662399,null,4822.3233507593204,3305.0811339840002,2625.2761208727202,2333.50454007188,2176.7722478476799,null,4850.7519570479199,3309.5806256268011,2652.1094528516001,2378.5403609693599,2191.7296488542001,null,4958.0852849634393,3358.8705113502001,2771.4823296174,2495.06355969472,2308.0892297016399]
["Battery capital cost",56718.643553638918,16898.42655163891,16314.88527363892,14764.79107389005,13138.622319268819,null,63922.645093341729,23505.379319283609,23210.50023957526,21979.11080594188,19904.977328080931,null,65087.043062998287,24918.62559199829,24555.22477111017,22977.151457488919,21089.97044431722,null,71129.58561257254,30439.862064572539,29444.083072738369,27240.479475986631,24907.481643834111]
["Battery O&M",12875.460901582001,3322.6505775415999,3182.6599003259998,2931.2921962119999,2646.0029999078001,null,14351.527900245999,4727.6704083826007,4690.9635166040007,4488.1650004178,4080.1916131518001,null,14572.704210219999,4936.3611160057999,4876.3289374642,4640.3588443615999,4292.6513754628004,null,15432.379810458,5670.9761703884014,5538.8936906055997,5276.3162140221993,4903.6570187405996]
["Diesel capital cost",0,0,0,0,0,null,0,0,0,0,0,null,0,0,0,0,0,null,0,0,0,0,0]
["Diesel O&M (kW)",0,0,0,0,0,null,0,0,0,0,0,null,0,0,0,0,0,null,0,0,0,0,0]
["Diesel O&M (kWh)",0,0,0,0,0,null,0,0,0,0,0,null,0,0,0,0,0,null,0,0,0,0,0]
["Fuel cost",0,0,0,0,0,null,0,0,0,0,0,null,0,0,0,0,0,null,0,0,0,0,0]
["REopt LCC",121540,55984,48165.599999999999,43483,39207.699999999997,null,132609,65472.9,57481.7,52760,48511.9,null,134316,67145.7,59314.1,54417.7,50077.8,null,142427,73956.899999999994,66210.5,60629.9,55817.5]
[]
["TMY_lowPVBatt_MedDiesel_36_D_business",100,95,90,85,80,"TMY_lowPVBatt_MedDiesel_36_D_nrel",100,95,90,85,80,"TMY_lowPVBatt_MedDiesel_36_D_average",100,95,90,85,80,"TMY_lowPVBatt_MedDiesel_36_D_residential",100,95,90,85,80]
["PV kW",0,0,0,0,0,null,0,0,0,0,0,null,0,0,0,0,0,null,0,0,0,0,0]
["Battery kW",0,0,0,0,0,null,0,0,0,0,0,null,0,0,0,0,0,null,0,0,0,0,0]
["Battery kWh",0,0,0,0,0,null,0,0,0,0,0,null,0,0,0,0,0,null,0,0,0,0,0]
["Generator kW",6,6,6,6,6,null,7,7,7,7,7,null,8,8,8,8,8,null,12,12,12,12,12]
["PV capital cost",0,0,0,0,0,null,0,0,0,0,0,null,0,0,0,0,0,null,0,0,0,0,0]
["PV O&M",0,0,0,0,0,null,0,0,0,0,0,null,0,0,0,0,0,null,0,0,0,0,0]
["Battery capital cost",0,0,0,0,0,null,0,0,0,0,0,null,0,0,0,0,0,null,0,0,0,0,0]
["Battery O&M",0,0,0,0,0,null,0,0,0,0,0,null,0,0,0,0,0,null,0,0,0,0,0]
["Diesel capital cost",2787.6,2787.6,2787.6,2787.6,2787.6,null,3252.2,3252.2,3252.2,3252.2,3252.2,null,3716.8,3716.8,3716.8,3716.8,3716.8,null,5575.2000000000007,5575.2000000000007,5575.2000000000007,5575.2000000000007,5575.2000000000007]
["Diesel O&M (kW)",730.43695500000001,730.43695500000001,730.43695500000001,730.43695500000001,730.43695500000001,null,852.17644749999999,852.17644749999999,852.17644749999999,852.17644749999999,852.17644749999999,null,973.91593999999998,973.91593999999998,973.91593999999998,973.91593999999998,973.91593999999998,null,1460.87391,1460.87391,1460.87391,1460.87391,1460.87391]
["Diesel O&M (kWh)",2207.1177641851491,2096.7618759759098,1986.4059877666459,1876.0500995573941,1765.6942113481371,null,2207.935366616824,2097.5385982860039,1987.141829955169,1876.7450616243341,1766.3482932934969,null,2207.9353666168308,2097.5385982859948,1987.141829955154,1876.745061624312,1766.3482932934669,null,2208.7529690484798,2098.315320596063,1987.8776721436379,1877.4400236912179,1767.002375238792]
["Fuel cost",40958.06637996457,38910.16306096669,36862.25974196833,34814.356422970217,32766.453103971991,null,40973.23884389575,38924.576901701359,36875.91495950667,34827.253017312018,32778.591075117307,null,40973.238843895881,38924.576901701192,36875.914959506408,34827.253017311603,32778.591075116747,null,40988.411307826573,38938.990742435373,36889.570177044028,34840.149611652771,32790.729046261396]
["REopt LCC",46683,44524.7,42366.5,40208.199999999997,38050,null,47285.3,45126.2,42967.199999999997,40808.1,38649,null,47871.6,45712.5,43553.5,41394.400000000001,39235.300000000003,null,50232.800000000003,48072.9,45913,43753.2,41593.300000000003]
[]
["TMY_lowPVBatt_MedDiesel_32_PBD_business",100,95,90,85,80,"TMY_lowPVBatt_MedDiesel_32_PBD_nrel",100,95,90,85,80,"TMY_lowPVBatt_MedDiesel_32_PBD_average",100,95,90,85,80,"TMY_lowPVBatt_MedDiesel_32_PBD_residential",100,95,90,85,80]
["PV kW",6.7009999999999996,6.7009999999999996,6.7009999999999996,6.7009999999999996,6.7009999999999996,null,4.4050000000000002,4.4050000000000002,4.4050000000000002,4.4050000000000002,4.4050000000000002,null,3.7850000000000001,3.7850000000000001,3.7850000000000001,3.7850000000000001,3.7850000000000001,null,2.2490000000000001,2.2490000000000001,2.2490000000000001,2.2490000000000001,2.2490000000000001]
["Battery kW",0,0,0,0,0,null,0,0,0,0,0,null,0,0,0,0,0,null,0,0,0,0,0]
["Battery kWh",0,0,0,0,0,null,0,0,0,0,0,null,0,0,0,0,0,null,0,0,0,0,0]
["Generator kW",6,6,6,6,6,null,7,7,7,7,7,null,8,8,8,8,8,null,12,12,12,12,12]
["PV capital cost",9381.68,9381.68,9381.68,9381.68,9381.68,null,6166.8739999999998,6166.8739999999998,6166.8739999999998,6166.8739999999998,6166.8739999999998,null,5299.6020000000008,5299.6020000000008,5299.6020000000008,5299.6020000000008,5299.6020000000008,null,3149.23,3149.23,3149.23,3149.23,3149.23]
["PV O&M",913.69676959792002,913.69676959792002,913.69676959792002,913.69676959792002,913.69676959792002,null,600.60168885715598,600.60168885715598,600.60168885715598,600.60168885715598,600.60168885715598,null,516.13668634558803,516.13668634558803,516.13668634558803,516.13668634558803,516.13668634558803,null,306.70852957262002,306.70852957262002,306.70852957262002,306.70852957262002,306.70852957262002]
["Battery capital cost",0,0,0,0,0,null,0,0,0,0,0,null,0,0,0,0,0,null,0,0,0,0,0]
["Battery O&M",0,0,0,0,0,null,0,0,0,0,0,null,0,0,0,0,0,null,0,0,0,0,0]
["Diesel capital cost",2787.6,2787.6,2787.6,2787.6,2787.6,null,3252.2,3252.2,3252.2,3252.2,3252.2,null,3716.8,3716.8,3716.8,3716.8,3716.8,null,5575.2000000000007,5575.2000000000007,5575.2000000000007,5575.2000000000007,5575.2000000000007]
["Diesel O&M (kW)",730.43695500000001,730.43695500000001,730.43695500000001,730.43695500000001,730.43695500000001,null,852.17644749999999,852.17644749999999,852.17644749999999,852.17644749999999,852.17644749999999,null,973.91593999999998,973.91593999999998,973.91593999999998,973.91593999999998,973.91593999999998,null,1460.87391,1460.87391,1460.87391,1460.87391,1460.87391]
["Diesel O&M (kWh)",1319.8407822420861,1209.48489403283,1099.1290058235741,988.7731177263189,878.41722573145091,null,1625.173441757097,1514.776673426257,1404.379905095416,1293.98313676457,1183.5863684337239,null,1704.1550263301219,1593.758257999272,1483.3614896684221,1372.9647213375699,1262.567953006718,null,1912.4891911301299,1802.0515426777019,1691.6138942252751,1581.176245772848,1470.7385973204209]
["Fuel cost",21771.229729662511,19950.871223886352,18130.51271811016,16310.15421418147,14489.795645960319,null,26807.797445790911,24986.76460828444,23165.731770777969,21344.698933271418,19523.66609576486,null,28110.62597275235,26289.59313524573,24468.560297739099,22647.52746023245,20826.494622725779,null,31547.17000399021,29725.462834753409,27903.755665516619,26082.048496279829,24260.341327043039]
["REopt LCC",36903.9,34973.199999999997,33042.5,31111.8,29181.1,null,39304.300000000003,37372.9,35441.5,33510.1,31578.6,null,40320.699999999997,38389.300000000003,36457.9,34526.5,32595,null,43951.1,42018.9,40086.800000000003,38154.6,36222.5]
[]
["TMY_lowPVBatt_MedDiesel_32_PB_business",100,95,90,85,80,"TMY_lowPVBatt_MedDiesel_32_PB_nrel",100,95,90,85,80,"TMY_lowPVBatt_MedDiesel_32_PB_average",100,95,90,85,80,"TMY_lowPVBatt_MedDiesel_32_PB_residential",100,95,90,85,80]
["PV kW",33.811999999999998,23.279,18.66,16.785,15.246,null,35.368000000000002,24.24,19.254000000000001,17.114000000000001,15.965,null,35.576000000000001,24.273,19.451000000000001,17.445,16.074999999999999,null,36.363,24.634,20.326000000000001,18.298999999999999,16.928000000000001]
["Battery kW",4.76,4.76,4.76,3.976,3.2930000000000001,null,6.4009999999999998,5.9320000000000004,5.71,5.1070000000000002,4.524,null,6.78,6.78,6.6029999999999998,5.6749999999999998,4.9909999999999997,null,10.62,10.62,9.9250000000000007,8.1929999999999996,6.9749999999999996]
["Battery kWh",132.203,34.116,32.679000000000002,30.097999999999999,27.169,null,147.35900000000001,48.542999999999999,48.165999999999997,46.084000000000003,41.895000000000003,null,149.63,50.686,50.069000000000003,47.646000000000001,44.076000000000001,null,158.45699999999999,58.228999999999999,56.872,54.176000000000002,50.35]
["Generator kW",0,0,0,0,0,null,0,0,0,0,0,null,0,0,0,0,0,null,0,0,0,0,0]
["PV capital cost",47337.079999999987,32590.04,26124.7,23499.14,21344.959999999999,null,49514.78,33936,26955.88,23960.02,22350.720000000001,null,49806.68,33982.199999999997,27231.4,24422.44,22504.3,null,50908.759999999987,34488.300000000003,28457.1,25618.880000000001,23699.06]
["PV O&M",4610.2336765055197,3173.9959441237602,2544.3261757718001,2288.6187022291601,2078.8196782662399,null,4822.3233507593204,3305.0811339840002,2625.2761208727202,2333.50454007188,2176.7722478476799,null,4850.7519570479199,3309.5806256268011,2652.1094528516001,2378.5403609693599,2191.7296488542001,null,4958.0852849634393,3358.8705113502001,2771.4823296174,2495.06355969472,2308.0892297016399]
["Battery capital cost",56718.643553638918,16898.42655163891,16314.88527363892,14764.79107389005,13138.622319268819,null,63922.645093341729,23505.379319283609,23210.50023957526,21979.11080594188,19904.977328080931,null,65087.043062998287,24918.62559199829,24555.22477111017,22977.151457488919,21089.97044431722,null,71129.58561257254,30439.862064572539,29444.083072738369,27240.479475986631,24907.481643834111]
["Battery O&M",12875.460901582001,3322.6505775415999,3182.6599003259998,2931.2921962119999,2646.0029999078001,null,14351.527900245999,4727.6704083826007,4690.9635166040007,4488.1650004178,4080.1916131518001,null,14572.704210219999,4936.3611160057999,4876.3289374642,4640.3588443615999,4292.6513754628004,null,15432.379810458,5670.9761703884014,5538.8936906055997,5276.3162140221993,4903.6570187405996]
["Diesel capital cost",0,0,0,0,0,null,0,0,0,0,0,null,0,0,0,0,0,null,0,0,0,0,0]
["Diesel O&M (kW)",0,0,0,0,0,null,0,0,0,0,0,null,0,0,0,0,0,null,0,0,0,0,0]
["Diesel O&M (kWh)",0,0,0,0,0,null,0,0,0,0,0,null,0,0,0,0,0,null,0,0,0,0,0]
["Fuel cost",0,0,0,0,0,null,0,0,0,0,0,null,0,0,0,0,0,null,0,0,0,0,0]
["REopt LCC",121540,55984,48165.599999999999,43483,39207.699999999997,null,132609,65472.9,57481.7,52760,48511.9,null,134316,67145.7,59314.1,54417.7,50077.8,null,142427,73956.899999999994,66210.5,60629.9,55817.5]
[]
["TMY_lowPVBatt_MedDiesel_32_D_business",100,95,90,85,80,"TMY_lowPVBatt_MedDiesel_32_D_nrel",100,95,90,85,80,"TMY_lowPVBatt_MedDiesel_32_D_average",100,95,90,85,80,"TMY_lowPVBatt_MedDiesel_32_D_residential",100,95,90,85,80]
["PV kW",0,0,0,0,0,null,0,0,0,0,0,null,0,0,0,0,0,null,0,0,0,0,0]
["Battery kW",0,0,0,0,0,null,0,0,0,0,0,null,0,0,0,0,0,null,0,0,0,0,0]
["Battery kWh",0,0,0,0,0,null,0,0,0,0,0,null,0,0,0,0,0,null,0,0,0,0,0]
["Generator kW",6,6,6,6,6,null,7,7,7,7,7,null,8,8,8,8,8,null,12,12,12,12,12]
["PV capital cost",0,0,0,0,0,null,0,0,0,0,0,null,0,0,0,0,0,null,0,0,0,0,0]
["PV O&M",0,0,0,0,0,null,0,0,0,0,0,null,0,0,0,0,0,null,0,0,0,0,0]
["Battery capital cost",0,0,0,0,0,null,0,0,0,0,0,null,0,0,0,0,0,null,0,0,0,0,0]
["Battery O&M",0,0,0,0,0,null,0,0,0,0,0,null,0,0,0,0,0,null,0,0,0,0,0]
["Diesel capital cost",2787.6,2787.6,2787.6,2787.6,2787.6,null,3252.2,3252.2,3252.2,3252.2,3252.2,null,3716.8,3716.8,3716.8,3716.8,3716.8,null,5575.2000000000007,5575.2000000000007,5575.2000000000007,5575.2000000000007,5575.2000000000007]
["Diesel O&M (kW)",730.43695500000001,730.43695500000001,730.43695500000001,730.43695500000001,730.43695500000001,null,852.17644749999999,852.17644749999999,852.17644749999999,852.17644749999999,852.17644749999999,null,973.91593999999998,973.91593999999998,973.91593999999998,973.91593999999998,973.91593999999998,null,1460.87391,1460.87391,1460.87391,1460.87391,1460.87391]
["Diesel O&M (kWh)",2207.1177641851491,2096.7618759759021,1986.4059877666491,1876.050099557395,1765.694211348135,null,2207.935366616824,2097.5385982860039,1987.1418299551681,1876.7450616243379,1766.3482932934969,null,2207.9353666168308,2097.5385982859948,1987.141829955154,1876.745061624312,1766.3482932934669,null,2208.7529690484798,2098.315320596063,1987.8776721436379,1877.4400236912179,1767.002375238792]
["Fuel cost",36407.170115524059,34586.811609748023,32766.45310397189,30946.094598195748,29125.73609241952,null,36420.656750129558,34599.623912623443,32778.59107511703,30957.558237610749,29136.52540010427,null,36420.656750129667,34599.623912623283,32778.591075116812,30957.558237610308,29136.525400103779,null,36434.143384734743,34612.436215498121,32790.72904626136,30969.02187702469,29147.314707787911]
["REopt LCC",42132.1,40201.4,38270.699999999997,36339.9,34409.199999999997,null,42732.7,40801.300000000003,38869.800000000003,36938.400000000001,35007,null,43319,41387.599999999999,39456.1,37524.699999999997,35593.300000000003,null,45678.5,43746.3,41814.199999999997,39882.1,37949.9]
[]
["TMY_lowPVBatt_LowDiesel_44_PBD_business",100,95,90,85,80,"TMY_lowPVBatt_LowDiesel_44_PBD_nrel",100,95,90,85,80,"TMY_lowPVBatt_LowDiesel_44_PBD_average",100,95,90,85,80,"TMY_lowPVBatt_LowDiesel_44_PBD_residential",100,95,90,85,80]
["PV kW",6.8369999999999997,6.8369999999999997,6.8369999999999997,6.8369999999999997,6.8369999999999997,null,4.569,4.569,4.569,4.569,4.569,null,3.8839999999999999,3.8839999999999999,3.8839999999999999,3.8839999999999999,3.8839999999999999,null,2.56,2.56,2.56,2.56,2.56]
["Battery kW",0,0,0,0,0,null,0,0,0,0,0,null,0,0,0,0,0,null,0,0,0,0,0]
["Battery kWh",0,0,0,0,0,null,0,0,0,0,0,null,0,0,0,0,0,null,0,0,0,0,0]
["Generator kW",6,6,6,6,6,null,7,7,7,7,7,null,8,8,8,8,8,null,12,12,12,12,12]
["PV capital cost",9572.0379999999986,9572.0379999999986,9572.0379999999986,9572.0379999999986,9572.0379999999986,null,6395.942,6395.942,6395.942,6395.942,6395.942,null,5437.7539999999999,5437.7539999999999,5437.7539999999999,5437.7539999999999,5437.7539999999999,null,3583.72,3583.72,3583.72,3583.72,3583.72]
["PV O&M",932.23603864857193,932.23603864857193,932.23603864857193,932.23603864857193,932.23603864857193,null,622.910986511548,622.910986511548,622.910986511548,622.910986511548,622.910986511548,null,529.59152983987599,529.59152983987599,529.59152983987599,529.59152983987599,529.59152983987599,null,349.02420324968011,349.02420324968011,349.02420324968011,349.02420324968011,349.02420324968011]
["Battery capital cost",0,0,0,0,0,null,0,0,0,0,0,null,0,0,0,0,0,null,0,0,0,0,0]
["Battery O&M",0,0,0,0,0,null,0,0,0,0,0,null,0,0,0,0,0,null,0,0,0,0,0]
["Diesel capital cost",2090.6999999999998,2090.6999999999998,2090.6999999999998,2090.6999999999998,2090.6999999999998,null,2439.15,2439.15,2439.15,2439.15,2439.15,null,2787.6,2787.6,2787.6,2787.6,2787.6,null,4181.3999999999996,4181.3999999999996,4181.3999999999996,4181.3999999999996,4181.3999999999996]
["Diesel O&M (kW)",730.43695500000001,730.43695500000001,730.43695500000001,730.43695500000001,730.43695500000001,null,852.17644749999999,852.17644749999999,852.17644749999999,852.17644749999999,852.17644749999999,null,973.91593999999998,973.91593999999998,973.91593999999998,973.91593999999998,973.91593999999998,null,1460.87391,1460.87391,1460.87391,1460.87391,1460.87391]
["Diesel O&M (kWh)",1308.39474832214,1198.038860112883,1087.682971858826,977.32708369437307,866.97119057949874,null,1611.3382792857619,1500.941510954925,1390.5447426240839,1280.147974293239,1169.7512059623939,null,1695.878049129464,1585.4812807986141,1475.0845124677619,1364.687744136909,1254.2909758060589,null,1886.6592590224441,1776.221610570019,1665.783962117591,1555.3463136651631,1444.908665212736]
["Fuel cost",23740.665789897172,21738.271433543359,19735.877076376659,17733.482720835789,15731.08827547014,null,29237.539826606429,27234.40370534937,25231.267584092238,23228.131462835059,21224.995341577858,null,30771.503811396131,28768.367690138839,26765.231568881522,24762.09544762419,22758.95932636689,null,34233.205984130858,32229.328097970429,30225.450211809952,28221.572325649471,26217.694439488991]
["REopt LCC",38373.9,36261.199999999997,34148.400000000001,32035.7,29922.9,null,41158.6,39045,36931.5,34818,32704.400000000001,null,42195.7,40082.199999999997,37968.699999999997,35855.1,33741.599999999999,null,45694.3,43580,41465.599999999999,39351.300000000003,37237]
[]
["TMY_lowPVBatt_LowDiesel_44_PB_business",100,95,90,85,80,"TMY_lowPVBatt_LowDiesel_44_PB_nrel",100,95,90,85,80,"TMY_lowPVBatt_LowDiesel_44_PB_average",100,95,90,85,80,"TMY_lowPVBatt_LowDiesel_44_PB_residential",100,95,90,85,80]
["PV kW",33.811999999999998,23.279,18.66,16.785,15.246,null,35.368000000000002,24.24,19.254000000000001,17.114000000000001,15.965,null,35.576000000000001,24.273,19.451000000000001,17.445,16.074999999999999,null,36.363,24.634,20.326000000000001,18.298999999999999,16.928000000000001]
["Battery kW",4.76,4.76,4.76,3.976,3.2930000000000001,null,6.4009999999999998,5.9320000000000004,5.71,5.1070000000000002,4.524,null,6.78,6.78,6.6029999999999998,5.6749999999999998,4.9909999999999997,null,10.62,10.62,9.9250000000000007,8.1929999999999996,6.9749999999999996]
["Battery kWh",132.203,34.116,32.679000000000002,30.097999999999999,27.169,null,147.35900000000001,48.542999999999999,48.165999999999997,46.084000000000003,41.895000000000003,null,149.63,50.686,50.069000000000003,47.646000000000001,44.076000000000001,null,158.45699999999999,58.228999999999999,56.872,54.176000000000002,50.35]
["Generator kW",0,0,0,0,0,null,0,0,0,0,0,null,0,0,0,0,0,null,0,0,0,0,0]
["PV capital cost",47337.079999999987,32590.04,26124.7,23499.14,21344.959999999999,null,49514.78,33936,26955.88,23960.02,22350.720000000001,null,49806.68,33982.199999999997,27231.4,24422.44,22504.3,null,50908.759999999987,34488.300000000003,28457.1,25618.880000000001,23699.06]
["PV O&M",4610.2336765055197,3173.9959441237602,2544.3261757718001,2288.6187022291601,2078.8196782662399,null,4822.3233507593204,3305.0811339840002,2625.2761208727202,2333.50454007188,2176.7722478476799,null,4850.7519570479199,3309.5806256268011,2652.1094528516001,2378.5403609693599,2191.7296488542001,null,4958.0852849634393,3358.8705113502001,2771.4823296174,2495.06355969472,2308.0892297016399]
["Battery capital cost",56718.643553638918,16898.42655163891,16314.88527363892,14764.79107389005,13138.622319268819,null,63922.645093341729,23505.379319283609,23210.50023957526,21979.11080594188,19904.977328080931,null,65087.043062998287,24918.62559199829,24555.22477111017,22977.151457488919,21089.97044431722,null,71129.58561257254,30439.862064572539,29444.083072738369,27240.479475986631,24907.481643834111]
["Battery O&M",12875.460901582001,3322.6505775415999,3182.6599003259998,2931.2921962119999,2646.0029999078001,null,14351.527900245999,4727.6704083826007,4690.9635166040007,4488.1650004178,4080.1916131518001,null,14572.704210219999,4936.3611160057999,4876.3289374642,4640.3588443615999,4292.6513754628004,null,15432.379810458,5670.9761703884014,5538.8936906055997,5276.3162140221993,4903.6570187405996]
["Diesel capital cost",0,0,0,0,0,null,0,0,0,0,0,null,0,0,0,0,0,null,0,0,0,0,0]
["Diesel O&M (kW)",0,0,0,0,0,null,0,0,0,0,0,null,0,0,0,0,0,null,0,0,0,0,0]
["Diesel O&M (kWh)",0,0,0,0,0,null,0,0,0,0,0,null,0,0,0,0,0,null,0,0,0,0,0]
["Fuel cost",0,0,0,0,0,null,0,0,0,0,0,null,0,0,0,0,0,null,0,0,0,0,0]
["REopt LCC",121540,55984,48165.599999999999,43483,39207.699999999997,null,132609,65472.9,57481.7,52760,48511.9,null,134316,67145.7,59314.1,54417.7,50077.8,null,142427,73956.899999999994,66210.5,60629.9,55817.5]
[]
["TMY_lowPVBatt_LowDiesel_44_D_business",100,95,90,85,80,"TMY_lowPVBatt_LowDiesel_44_D_nrel",100,95,90,85,80,"TMY_lowPVBatt_LowDiesel_44_D_average",100,95,90,85,80,"TMY_lowPVBatt_LowDiesel_44_D_residential",100,95,90,85,80]
["PV kW",0,0,0,0,0,null,0,0,0,0,0,null,0,0,0,0,0,null,0,0,0,0,0]
["Battery kW",0,0,0,0,0,null,0,0,0,0,0,null,0,0,0,0,0,null,0,0,0,0,0]
["Battery kWh",0,0,0,0,0,null,0,0,0,0,0,null,0,0,0,0,0,null,0,0,0,0,0]
["Generator kW",6,6,6,6,6,null,7,7,7,7,7,null,8,8,8,8,8,null,12,12,12,12,12]
["PV capital cost",0,0,0,0,0,null,0,0,0,0,0,null,0,0,0,0,0,null,0,0,0,0,0]
["PV O&M",0,0,0,0,0,null,0,0,0,0,0,null,0,0,0,0,0,null,0,0,0,0,0]
["Battery capital cost",0,0,0,0,0,null,0,0,0,0,0,null,0,0,0,0,0,null,0,0,0,0,0]
["Battery O&M",0,0,0,0,0,null,0,0,0,0,0,null,0,0,0,0,0,null,0,0,0,0,0]
["Diesel capital cost",2090.6999999999998,2090.6999999999998,2090.6999999999998,2090.6999999999998,2090.6999999999998,null,2439.15,2439.15,2439.15,2439.15,2439.15,null,2787.6,2787.6,2787.6,2787.6,2787.6,null,4181.3999999999996,4181.3999999999996,4181.3999999999996,4181.3999999999996,4181.3999999999996]
["Diesel O&M (kW)",730.43695500000001,730.43695500000001,730.43695500000001,730.43695500000001,730.43695500000001,null,852.17644749999999,852.17644749999999,852.17644749999999,852.17644749999999,852.17644749999999,null,973.91593999999998,973.91593999999998,973.91593999999998,973.91593999999998,973.91593999999998,null,1460.87391,1460.87391,1460.87391,1460.87391,1460.87391]
["Diesel O&M (kWh)",2207.1177641851491,2096.7618759759098,1986.4059877666459,1876.0500995573941,1765.6942113481371,null,2207.935366616824,2097.5385982860039,1987.1418299551681,1876.7450616243379,1766.3482932934969,null,2207.9353666168308,2097.5385982859948,1987.1418299551531,1876.745061624312,1766.3482932934669,null,2208.7529690484798,2098.3153205960621,1987.8776721436379,1877.4400236912179,1767.002375238792]
["Fuel cost",40047.887127076458,38045.492770722987,36043.098414369037,34040.704058015312,32038.30970166151,null,40062.722425142521,38059.586303885779,36056.450182628731,34053.314061371828,32050.1779401147,null,40062.722425142638,38059.586303885597,36056.450182628461,34053.314061371348,32050.17794011415,null,40077.5577232082,38073.679837047901,36069.8019508875,34065.924064727151,32062.046178566699]
["REopt LCC",45075.9,42963.199999999997,40850.400000000001,38737.699999999997,36624.9,null,45561.7,43448.2,41334.6,39221.1,37107.599999999999,null,46031.9,43918.3,41804.800000000003,39691.300000000003,37577.699999999997,null,47928.1,45813.8,43699.5,41585.199999999997,39470.800000000003]
[]
["TMY_lowPVBatt_LowDiesel_36_PBD_business",100,95,90,85,80,"TMY_lowPVBatt_LowDiesel_36_PBD_nrel",100,95,90,85,80,"TMY_lowPVBatt_LowDiesel_36_PBD_average",100,95,90,85,80,"TMY_lowPVBatt_LowDiesel_36_PBD_residential",100,95,90,85,80]
["PV kW",6.5369999999999999,6.5369999999999999,6.5369999999999999,6.5369999999999999,6.5369999999999999,null,4.2679999999999998,4.2679999999999998,4.2679999999999998,4.2679999999999998,4.2679999999999998,null,3.702,3.702,3.702,3.702,3.702,null,2.1659999999999999,2.1659999999999999,2.1659999999999999,2.1659999999999999,2.1659999999999999]
["Battery kW",0,0,0,0,0,null,0,0,0,0,0,null,0,0,0,0,0,null,0,0,0,0,0]
["Battery kWh",0,0,0,0,0,null,0,0,0,0,0,null,0,0,0,0,0,null,0,0,0,0,0]
["Generator kW",6,6,6,6,6,null,7,7,7,7,7,null,8,8,8,8,8,null,12,12,12,12,12]
["PV capital cost",9152.2620000000006,9152.2620000000006,9152.2620000000006,9152.2620000000006,9152.2620000000006,null,5974.9760000000006,5974.9760000000006,5974.9760000000006,5974.9760000000006,5974.9760000000006,null,5182.576,5182.576,5182.576,5182.576,5182.576,null,3032.0360000000001,3032.0360000000001,3032.0360000000001,3032.0360000000001,3032.0360000000001]
["PV O&M",891.35338488562809,891.35338488562809,891.35338488562809,891.35338488562809,891.35338488562809,null,581.91243675174405,581.91243675174405,581.91243675174405,581.91243675174405,581.91243675174405,null,504.73933766614402,504.73933766614402,504.73933766614402,504.73933766614402,504.73933766614402,null,295.29481910538402,295.29481910538402,295.29481910538402,295.29481910538402,295.29481910538402]
["Battery capital cost",0,0,0,0,0,null,0,0,0,0,0,null,0,0,0,0,0,null,0,0,0,0,0]
["Battery O&M",0,0,0,0,0,null,0,0,0,0,0,null,0,0,0,0,0,null,0,0,0,0,0]
["Diesel capital cost",2090.6999999999998,2090.6999999999998,2090.6999999999998,2090.6999999999998,2090.6999999999998,null,2439.15,2439.15,2439.15,2439.15,2439.15,null,2787.6,2787.6,2787.6,2787.6,2787.6,null,4181.3999999999996,4181.3999999999996,4181.3999999999996,4181.3999999999996,4181.3999999999996]
["Diesel O&M (kW)",730.43695500000001,730.43695500000001,730.43695500000001,730.43695500000001,730.43695500000001,null,852.17644749999999,852.17644749999999,852.17644749999999,852.17644749999999,852.17644749999999,null,973.91593999999998,973.91593999999998,973.91593999999998,973.91593999999998,973.91593999999998,null,1460.87391,1460.87391,1460.87391,1460.87391,1460.87391]
["Diesel O&M (kWh)",1335.0001052872469,1224.644217077991,1114.2883288687351,1003.932440659477,893.57654397179715,null,1637.7467005675319,1527.3499322366949,1416.9531639058539,1306.556395575011,1196.159627244167,null,1711.8779212518609,1601.4811529210101,1491.0843845901579,1380.6876162593051,1270.290847928454,null,1920.2203411106891,1809.7826926582659,1699.345044205839,1588.9073957534119,1478.469747300986]
["Fuel cost",19819.159200977869,18180.836545779312,16542.513890580751,14904.19123538215,13265.868454314519,null,24313.677924722051,22674.748370966281,21035.818817210449,19396.889263454588,17757.959709698731,null,25414.216013585661,23775.28645982968,22136.356906073692,20497.427352317682,18858.497798561701,null,28507.228194742471,26867.69174242943,25228.155290116309,23588.618837803209,21949.08238549011]
["REopt LCC",34018.400000000001,32269.7,30521,28772.3,27023.7,null,35799.199999999997,34049.800000000003,32300.5,30551.200000000001,28801.9,null,36574.400000000001,34825.1,33075.800000000003,31326.5,29577.1,null,39396.5,37646.5,35896.5,34146.6,32396.6]
[]
["TMY_lowPVBatt_LowDiesel_36_PB_business",100,95,90,85,80,"TMY_lowPVBatt_LowDiesel_36_PB_nrel",100,95,90,85,80,"TMY_lowPVBatt_LowDiesel_36_PB_average",100,95,90,85,80,"TMY_lowPVBatt_LowDiesel_36_PB_residential",100,95,90,85,80]
["PV kW",33.811999999999998,23.279,18.66,16.785,15.246,null,35.368000000000002,24.24,19.254000000000001,17.114000000000001,15.965,null,35.576000000000001,24.273,19.451000000000001,17.445,16.074999999999999,null,36.363,24.634,20.326000000000001,18.298999999999999,16.928000000000001]
["Battery kW",4.76,4.76,4.76,3.976,3.2930000000000001,null,6.4009999999999998,5.9320000000000004,5.71,5.1070000000000002,4.524,null,6.78,6.78,6.6029999999999998,5.6749999999999998,4.9909999999999997,null,10.62,10.62,9.9250000000000007,8.1929999999999996,6.9749999999999996]
["Battery kWh",132.203,34.116,32.679000000000002,30.097999999999999,27.169,null,147.35900000000001,48.542999999999999,48.165999999999997,46.084000000000003,41.895000000000003,null,149.63,50.686,50.069000000000003,47.646000000000001,44.076000000000001,null,158.45699999999999,58.228999999999999,56.872,54.176000000000002,50.35]
["Generator kW",0,0,0,0,0,null,0,0,0,0,0,null,0,0,0,0,0,null,0,0,0,0,0]
["PV capital cost",47337.079999999987,32590.04,26124.7,23499.14,21344.959999999999,null,49514.78,33936,26955.88,23960.02,22350.720000000001,null,49806.68,33982.199999999997,27231.4,24422.44,22504.3,null,50908.759999999987,34488.300000000003,28457.1,25618.880000000001,23699.06]
["PV O&M",4610.2336765055197,3173.9959441237602,2544.3261757718001,2288.6187022291601,2078.8196782662399,null,4822.3233507593204,3305.0811339840002,2625.2761208727202,2333.50454007188,2176.7722478476799,null,4850.7519570479199,3309.5806256268011,2652.1094528516001,2378.5403609693599,2191.7296488542001,null,4958.0852849634393,3358.8705113502001,2771.4823296174,2495.06355969472,2308.0892297016399]
["Battery capital cost",56718.643553638918,16898.42655163891,16314.88527363892,14764.79107389005,13138.622319268819,null,63922.645093341729,23505.379319283609,23210.50023957526,21979.11080594188,19904.977328080931,null,65087.043062998287,24918.62559199829,24555.22477111017,22977.151457488919,21089.97044431722,null,71129.58561257254,30439.862064572539,29444.083072738369,27240.479475986631,24907.481643834111]
["Battery O&M",12875.460901582001,3322.6505775415999,3182.6599003259998,2931.2921962119999,2646.0029999078001,null,14351.527900245999,4727.6704083826007,4690.9635166040007,4488.1650004178,4080.1916131518001,null,14572.704210219999,4936.3611160057999,4876.3289374642,4640.3588443615999,4292.6513754628004,null,15432.379810458,5670.9761703884014,5538.8936906055997,5276.3162140221993,4903.6570187405996]
["Diesel capital cost",0,0,0,0,0,null,0,0,0,0,0,null,0,0,0,0,0,null,0,0,0,0,0]
["Diesel O&M (kW)",0,0,0,0,0,null,0,0,0,0,0,null,0,0,0,0,0,null,0,0,0,0,0]
["Diesel O&M (kWh)",0,0,0,0,0,null,0,0,0,0,0,null,0,0,0,0,0,null,0,0,0,0,0]
["Fuel cost",0,0,0,0,0,null,0,0,0,0,0,null,0,0,0,0,0,null,0,0,0,0,0]
["REopt LCC",121540,55984,48165.599999999999,43483,39207.699999999997,null,132609,65472.9,57481.7,52760,48511.9,null,134316,67145.7,59314.1,54417.7,50077.8,null,142427,73956.899999999994,66210.5,60629.9,55817.5]
[]
["TMY_lowPVBatt_LowDiesel_36_D_business",100,95,90,85,80,"TMY_lowPVBatt_LowDiesel_36_D_nrel",100,95,90,85,80,"TMY_lowPVBatt_LowDiesel_36_D_average",100,95,90,85,80,"TMY_lowPVBatt_LowDiesel_36_D_residential",100,95,90,85,80]
["PV kW",0,0,0,0,0,null,0,0,0,0,0,null,0,0,0,0,0,null,0,0,0,0,0]
["Battery kW",0,0,0,0,0,null,0,0,0,0,0,null,0,0,0,0,0,null,0,0,0,0,0]
["Battery kWh",0,0,0,0,0,null,0,0,0,0,0,null,0,0,0,0,0,null,0,0,0,0,0]
["Generator kW",6,6,6,6,6,null,7,7,7,7,7,null,8,8,8,8,8,null,12,12,12,12,12]
["PV capital cost",0,0,0,0,0,null,0,0,0,0,0,null,0,0,0,0,0,null,0,0,0,0,0]
["PV O&M",0,0,0,0,0,null,0,0,0,0,0,null,0,0,0,0,0,null,0,0,0,0,0]
["Battery capital cost",0,0,0,0,0,null,0,0,0,0,0,null,0,0,0,0,0,null,0,0,0,0,0]
["Battery O&M",0,0,0,0,0,null,0,0,0,0,0,null,0,0,0,0,0,null,0,0,0,0,0]
["Diesel capital cost",2090.6999999999998,2090.6999999999998,2090.6999999999998,2090.6999999999998,2090.6999999999998,null,2439.15,2439.15,2439.15,2439.15,2439.15,null,2787.6,2787.6,2787.6,2787.6,2787.6,null,4181.3999999999996,4181.3999999999996,4181.3999999999996,4181.3999999999996,4181.3999999999996]
["Diesel O&M (kW)",730.43695500000001,730.43695500000001,730.43695500000001,730.43695500000001,730.43695500000001,null,852.17644749999999,852.17644749999999,852.17644749999999,852.17644749999999,852.17644749999999,null,973.91593999999998,973.91593999999998,973.91593999999998,973.91593999999998,973.91593999999998,null,1460.87391,1460.87391,1460.87391,1460.87391,1460.87391]
["Diesel O&M (kWh)",2207.1177641851491,2096.7618759759021,1986.4059877666491,1876.050099557395,1765.694211348135,null,2207.935366616824,2097.5385982860039,1987.141829955169,1876.7450616243359,1766.3482932934969,null,2207.9353666168308,2097.5385982859948,1987.1418299551531,1876.7450616243129,1766.3482932934669,null,2208.7529690484798,2098.3153205960621,1987.8776721436379,1877.4400236912179,1767.002375238792]
["Fuel cost",32766.453103971649,31128.130448773209,29489.807793574699,27851.485138376182,26213.16248317757,null,32778.591075116601,31139.661521361089,29500.731967605341,27861.802413849629,26222.872860093848,null,32778.591075116703,31139.66152136094,29500.731967605101,27861.802413849291,26222.872860093401,null,32790.729046261258,31151.192593948279,29511.65614163522,27872.119689322211,26232.583237009119]
["REopt LCC",37794.5,36045.800000000003,34297.1,32548.400000000001,30799.8,null,38277.599999999999,36528.199999999997,34778.9,33029.599999999999,31280.3,null,38747.699999999997,36998.400000000001,35249.1,33499.699999999997,31750.400000000001,null,40641.300000000003,38891.300000000003,37141.300000000003,35391.4,33641.4]
[]
["TMY_lowPVBatt_LowDiesel_32_PBD_business",100,95,90,85,80,"TMY_lowPVBatt_LowDiesel_32_PBD_nrel",100,95,90,85,80,"TMY_lowPVBatt_LowDiesel_32_PBD_average",100,95,90,85,80,"TMY_lowPVBatt_LowDiesel_32_PBD_residential",100,95,90,85,80]
["PV kW",6.3810000000000002,6.3810000000000002,6.3810000000000002,6.3810000000000002,6.3810000000000002,null,4.1390000000000002,4.1390000000000002,4.1390000000000002,4.1390000000000002,4.1390000000000002,null,3.5790000000000002,3.5790000000000002,3.5790000000000002,3.5790000000000002,3.5790000000000002,null,2.0670000000000002,2.0670000000000002,2.0670000000000002,2.0670000000000002,2.0670000000000002]
["Battery kW",0,0,0,0,0,null,0,0,0,0,0,null,0,0,0,0,0,null,0,0,0,0,0]
["Battery kWh",0,0,0,0,0,null,0,0,0,0,0,null,0,0,0,0,0,null,0,0,0,0,0]
["Generator kW",6,6,6,6,6,null,7,7,7,7,7,null,8,8,8,8,8,null,12,12,12,12,12]
["PV capital cost",8932.84,8932.84,8932.84,8932.84,8932.84,null,5794.5859999999993,5794.5859999999993,5794.5859999999993,5794.5859999999993,5794.5859999999993,null,5009.942,5009.942,5009.942,5009.942,5009.942,null,2894.444,2894.444,2894.444,2894.444,2894.444]
["PV O&M",869.98352654695998,869.98352654695998,869.98352654695998,869.98352654695998,869.98352654695998,null,564.34396711008401,564.34396711008401,564.34396711008401,564.34396711008401,564.34396711008401,null,487.92623722754797,487.92623722754797,487.92623722754797,487.92623722754797,487.92623722754797,null,281.89451490373602,281.89451490373602,281.89451490373602,281.89451490373602,281.89451490373602]
["Battery capital cost",0,0,0,0,0,null,0,0,0,0,0,null,0,0,0,0,0,null,0,0,0,0,0]
["Battery O&M",0,0,0,0,0,null,0,0,0,0,0,null,0,0,0,0,0,null,0,0,0,0,0]
["Diesel capital cost",2090.6999999999998,2090.6999999999998,2090.6999999999998,2090.6999999999998,2090.6999999999998,null,2439.15,2439.15,2439.15,2439.15,2439.15,null,2787.6,2787.6,2787.6,2787.6,2787.6,null,4181.3999999999996,4181.3999999999996,4181.3999999999996,4181.3999999999996,4181.3999999999996]
["Diesel O&M (kW)",730.43695500000001,730.43695500000001,730.43695500000001,730.43695500000001,730.43695500000001,null,852.17644749999999,852.17644749999999,852.17644749999999,852.17644749999999,852.17644749999999,null,973.91593999999998,973.91593999999998,973.91593999999998,973.91593999999998,973.91593999999998,null,1460.87391,1460.87391,1460.87391,1460.87391,1460.87391]
["Diesel O&M (kWh)",1351.005481494868,1240.649593285611,1130.293704628355,1019.937817091102,909.58192988985218,null,1651.0062686203451,1540.609500289507,1430.2127319586671,1319.815963627824,1209.4191952969779,null,1724.4791188101649,1614.0823504793159,1503.6855821484651,1393.2888138176149,1282.8920454867639,null,1930.226556115776,1819.7889076633519,1709.3512592109239,1598.9136107584959,1488.4759623060679]
["Fuel cost",17828.241769400422,16371.954964779459,14915.668154246579,13459.38135849358,12003.094567174559,null,21787.135080451539,20330.30881044639,18873.482540441219,17416.656270436029,15959.83000043078,null,22756.703120413651,21299.876850408349,19843.050580403051,18386.224310397749,16929.39804039244,null,25471.80317438253,24014.43743899314,22557.071703603709,21099.705968214261,19642.34023282483]
["REopt LCC",31802.7,30236,28669.4,27102.7,25536.1,null,33087.9,31520.7,29953.5,28386.3,26819,null,33740.1,32172.799999999999,30605.599999999999,29038.400000000001,27471.200000000001,null,36220.1,34652.300000000003,33084.5,31516.7,29948.9]
[]
["TMY_lowPVBatt_LowDiesel_32_PB_business",100,95,90,85,80,"TMY_lowPVBatt_LowDiesel_32_PB_nrel",100,95,90,85,80,"TMY_lowPVBatt_LowDiesel_32_PB_average",100,95,90,85,80,"TMY_lowPVBatt_LowDiesel_32_PB_residential",100,95,90,85,80]
["PV kW",33.811999999999998,23.279,18.66,16.785,15.246,null,35.368000000000002,24.24,19.254000000000001,17.114000000000001,15.965,null,35.576000000000001,24.273,19.451000000000001,17.445,16.074999999999999,null,36.363,24.634,20.326000000000001,18.298999999999999,16.928000000000001]
["Battery kW",4.76,4.76,4.76,3.976,3.2930000000000001,null,6.4009999999999998,5.9320000000000004,5.71,5.1070000000000002,4.524,null,6.78,6.78,6.6029999999999998,5.6749999999999998,4.9909999999999997,null,10.62,10.62,9.9250000000000007,8.1929999999999996,6.9749999999999996]
["Battery kWh",132.203,34.116,32.679000000000002,30.097999999999999,27.169,null,147.35900000000001,48.542999999999999,48.165999999999997,46.084000000000003,41.895000000000003,null,149.63,50.686,50.069000000000003,47.646000000000001,44.076000000000001,null,158.45699999999999,58.228999999999999,56.872,54.176000000000002,50.35]
["Generator kW",0,0,0,0,0,null,0,0,0,0,0,null,0,0,0,0,0,null,0,0,0,0,0]
["PV capital cost",47337.079999999987,32590.04,26124.7,23499.14,21344.959999999999,null,49514.78,33936,26955.88,23960.02,22350.720000000001,null,49806.68,33982.199999999997,27231.4,24422.44,22504.3,null,50908.759999999987,34488.300000000003,28457.1,25618.880000000001,23699.06]
["PV O&M",4610.2336765055197,3173.9959441237602,2544.3261757718001,2288.6187022291601,2078.8196782662399,null,4822.3233507593204,3305.0811339840002,2625.2761208727202,2333.50454007188,2176.7722478476799,null,4850.7519570479199,3309.5806256268011,2652.1094528516001,2378.5403609693599,2191.7296488542001,null,4958.0852849634393,3358.8705113502001,2771.4823296174,2495.06355969472,2308.0892297016399]
["Battery capital cost",56718.643553638918,16898.42655163891,16314.88527363892,14764.79107389005,13138.622319268819,null,63922.645093341729,23505.379319283609,23210.50023957526,21979.11080594188,19904.977328080931,null,65087.043062998287,24918.62559199829,24555.22477111017,22977.151457488919,21089.97044431722,null,71129.58561257254,30439.862064572539,29444.083072738369,27240.479475986631,24907.481643834111]
["Battery O&M",12875.460901582001,3322.6505775415999,3182.6599003259998,2931.2921962119999,2646.0029999078001,null,14351.527900245999,4727.6704083826007,4690.9635166040007,4488.1650004178,4080.1916131518001,null,14572.704210219999,4936.3611160057999,4876.3289374642,4640.3588443615999,4292.6513754628004,null,15432.379810458,5670.9761703884014,5538.8936906055997,5276.3162140221993,4903.6570187405996]
["Diesel capital cost",0,0,0,0,0,null,0,0,0,0,0,null,0,0,0,0,0,null,0,0,0,0,0]
["Diesel O&M (kW)",0,0,0,0,0,null,0,0,0,0,0,null,0,0,0,0,0,null,0,0,0,0,0]
["Diesel O&M (kWh)",0,0,0,0,0,null,0,0,0,0,0,null,0,0,0,0,0,null,0,0,0,0,0]
["Fuel cost",0,0,0,0,0,null,0,0,0,0,0,null,0,0,0,0,0,null,0,0,0,0,0]
["REopt LCC",121540,55984,48165.599999999999,43483,39207.699999999997,null,132609,65472.9,57481.7,52760,48511.9,null,134316,67145.7,59314.1,54417.7,50077.8,null,142427,73956.899999999994,66210.5,60629.9,55817.5]
[]
["TMY_lowPVBatt_LowDiesel_32_D_business",100,95,90,85,80,"TMY_lowPVBatt_LowDiesel_32_D_nrel",100,95,90,85,80,"TMY_lowPVBatt_LowDiesel_32_D_average",100,95,90,85,80,"TMY_lowPVBatt_LowDiesel_32_D_residential",100,95,90,85,80]
["PV kW",0,0,0,0,0,null,0,0,0,0,0,null,0,0,0,0,0,null,0,0,0,0,0]
["Battery kW",0,0,0,0,0,null,0,0,0,0,0,null,0,0,0,0,0,null,0,0,0,0,0]
["Battery kWh",0,0,0,0,0,null,0,0,0,0,0,null,0,0,0,0,0,null,0,0,0,0,0]
["Generator kW",6,6,6,6,6,null,7,7,7,7,7,null,8,8,8,8,8,null,12,12,12,12,12]
["PV capital cost",0,0,0,0,0,null,0,0,0,0,0,null,0,0,0,0,0,null,0,0,0,0,0]
["PV O&M",0,0,0,0,0,null,0,0,0,0,0,null,0,0,0,0,0,null,0,0,0,0,0]
["Battery capital cost",0,0,0,0,0,null,0,0,0,0,0,null,0,0,0,0,0,null,0,0,0,0,0]
["Battery O&M",0,0,0,0,0,null,0,0,0,0,0,null,0,0,0,0,0,null,0,0,0,0,0]
["Diesel capital cost",2090.6999999999998,2090.6999999999998,2090.6999999999998,2090.6999999999998,2090.6999999999998,null,2439.15,2439.15,2439.15,2439.15,2439.15,null,2787.6,2787.6,2787.6,2787.6,2787.6,null,4181.3999999999996,4181.3999999999996,4181.3999999999996,4181.3999999999996,4181.3999999999996]
["Diesel O&M (kW)",730.43695500000001,730.43695500000001,730.43695500000001,730.43695500000001,730.43695500000001,null,852.17644749999999,852.17644749999999,852.17644749999999,852.17644749999999,852.17644749999999,null,973.91593999999998,973.91593999999998,973.91593999999998,973.91593999999998,973.91593999999998,null,1460.87391,1460.87391,1460.87391,1460.87391,1460.87391]
["Diesel O&M (kWh)",2207.1177641851491,2096.7618759759021,1986.4059877666491,1876.050099557395,1765.694211348135,null,2207.935366616824,2097.538598285998,1987.141829955169,1876.745061624335,1766.3482932934969,null,2207.9353666168308,2097.5385982859948,1987.1418299551531,1876.7450616243109,1766.348293293466,null,2208.7529690484798,2098.3153205960621,1987.8776721436379,1877.4400236912179,1767.002375238792]
["Fuel cost",29125.736092419251,27669.449287798419,26213.162483177512,24756.8756785566,23300.58887393562,null,29136.525400103641,27679.699130098648,26222.87286009363,24766.04659008855,23309.220320083419,null,29136.525400103739,27679.69913009863,26222.87286009343,24766.04659008823,23309.220320083012,null,29147.314707787791,27689.94897239847,26232.58323700909,24775.21750161974,23317.851766230331]
["REopt LCC",34153.699999999997,32587.1,31020.5,29453.8,27887.200000000001,null,34635.5,33068.300000000003,31501.1,29933.8,28366.6,null,35105.699999999997,33538.400000000001,31971.200000000001,30404,28836.799999999999,null,36997.9,35430.1,33862.300000000003,32294.5,30726.7]