## Description and Disclaimer
Rooftop Photovoltaic Technical Potential Estimates
This workbook contains data that underlies the 2016 technical report Rooftop Solar Photovoltaic Technical Potential in the United States: A Detailed Assessment.
This data is separated into small, medium, and large buildings. A small building is less than 5,000 square feet, a medium building is between 5,000 and 25,000 square feet, and a large building is greater than 25,000 square feet. The suitability of roof area for hosting PV was determined based on shading (energy production not less than 70% of an identical unshaded system in the same location), tilt (no greater than 60 degree tilt), azimuth (not facing north), and contiguous roof area (at least 10 square meters available) criteria. For further documentation of methods and assumptions, see the 2016 report.
The tab Rooftop_PV_with_Lidar_Coverage contains estimates for zip codes where at least some lidar data was available. The zip_percentage column indicates the percentage of area of each zip code was covered by lidar data -- only buildings within the covered area are reported here, meaning that the values for incompletely covered zip codes are under-reported.
The tab Small_Building_Suitability contains estimates of the number of small buildings and the percentage of those buildings that have at least some area that is suitable for rooftop PV, for all zip codes in the contiguous US. Where lidar data was not available, a model was used to estimate the data. Estimates for medium and large buildings were not produced at the zip code level, because of insufficient input data.
Contact: Meghan Mooney, Meghan.Mooney@nrel.gov
Recommended Citation
Gagnon, P., R. Margolis, J. Melius, C. Phillips, and R. Elmore. 2016. Rooftop Solar Photovoltaic Technical Potential in the United States: A Detailed Assessment. NREL/TP-6A20-65298. Golden, CO: National Renewable Energy Laboratory.
DISCLAIMER AGREEMENT
These estimates ("Data") are provided by the National Renewable Energy Laboratory ("NREL"), which is operated by the Alliance for Sustainable Energy LLC ("Alliance") for the U.S. Department of Energy (the "DOE").
It is recognized that disclosure of these Data are provided under the following conditions and warnings:
(1) these Data have been prepared for reference purposes only;
(2) these Data consist of estimates made on a best-efforts basis, based upon conditions at the time they were developed;
(3) these Data were prepared with existing information and are subject to change without notice;
The user understands that DOE/NREL/ALLIANCE are not obligated to provide the user with any support, consulting, training or assistance of any kind with regard to the use of the Data or to provide the user with any updates, revisions or new versions thereof. DOE, NREL, and ALLIANCE do not guarantee or endorse any results generated by use of the Data, and user is entirely responsible for the results and any reliance on the results or the Data in general.
USER AGREES TO INDEMNIFY DOE/NREL/ALLIANCE AND ITS SUBSIDIARIES, AFFILIATES, OFFICERS, AGENTS, AND EMPLOYEES AGAINST ANY CLAIM OR DEMAND, INCLUDING REASONABLE ATTORNEYS' FEES, RELATED TO USER’S USE OF THE DATA. THE DATA ARE PROVIDED BY DOE/NREL/ALLIANCE "AS IS," AND ANY EXPRESS OR IMPLIED WARRANTIES, INCLUDING BUT NOT LIMITED TO THE IMPLIED WARRANTIES OF MERCHANTABILITY AND FITNESS FOR A PARTICULAR PURPOSE ARE DISCLAIMED. IN NO EVENT SHALL DOE/NREL/ALLIANCE BE LIABLE FOR ANY SPECIAL, INDIRECT OR CONSEQUENTIAL DAMAGES OR ANY DAMAGES WHATSOEVER, INCLUDING BUT NOT LIMITED TO CLAIMS ASSOCIATED WITH THE LOSS OF DATA OR PROFITS, THAT MAY RESULT FROM AN ACTION IN CONTRACT, NEGLIGENCE OR OTHER TORTIOUS CLAIM THAT ARISES OUT OF OR IN CONNECTION WITH THE ACCESS, USE OR PERFORMANCE OF THE DATA.

## Rooftop_PV_with_Lidar_Coverage
Zip | Zip Percentage | Region | City | State | Year | Total Building Count | Total Roof Area (sq meters) | Total Potential Capacity with 10m2 minimum (kW) | Total potential energy generation with 10m2 minimum (kWh/yr) | Total Buildings in lidar - SMALL | Total Area in lidar (sq meters) - SMALL | Buildings - SMALL with any size available area | Area (sq meters) - SMALL with any size available area | Buildings - SMALL - with 10m2+ available area | Area (sq meters) - SMALL - with 10m2+ available area | Small building potential capacity with 10m2 minimum (kW) | Small building potential energy generation with 10m2 minimum (kWh/yr) | Total Buildings in lidar - MEDIUM | Total Area in lidar (sq meters) - MEDIUM | Buildings - MEDIUM with any size available area | Area (sq meters) - MEDIUM with any size available area | Buildings - MEDIUM with 10m2+ available area | Area (sq meters) - MEDIUM with 10m2+ available area | Medium building potential capacity with 10m2 minimum (kW) | Medium building potential energy generation with 10m2 minimum (kWh/yr) | Total Buildings in lidar - LARGE | Total Area in lidar (sq meters) - LARGE | Buildings - LARGE with any size available area | Area (sq meters) - LARGE with any size available area | Buildings - LARGE - with 10m2+ available area | Area (sq meters) - LARGE - with 10m2+ available area | Large building potential capacity with 10m2 minimum (kW) | Large building potential energy generation with 10m2 minimum (kWh/yr) | Average Building Footprint (sq meters) | % Buildings in SMALL category | % Area in SMALL category | % Buildings in MEDIUM category | % Area in MEDIUM category | % Buildings in LARGE category | % Area in LARGE category | % Buildings - SMALL | % Area - SMALL | % Buildings - SMALL - 10m2 | % Area - SMALL - 10m2 | % Buildings - MEDIUM | % Area - MEDIUM | % Buildings - MEDIUM - 10m2 | % Area - MEDIUM - 10m2 | % Buildings - LARGE | % Area - LARGE | % Buildings - LARGE - 10m2 | % Area - LARGE - 10m2 | ulocaledesc | 2010_PopDens_SqMile | CensusRegion
1001 | 1 | Springfield | 0 | MA | 2013 | 5942 | 1539046.3369 | 67556.3 | 73369500 | 5547 | 841766.9791 | 4963 | 140651.2843 | 2428 | 90464.3404 | 15836 | 17222200 | 332 | 316442.351 | 332 | 158530.1467 | 314 | 146911.1532 | 18568.5 | 20144300 | 63 | 380837.0068 | 63 | 296735.4148 | 63 | 289371.0043 | 33151.8 | 36003000 | 259.0115 | 93.35% | 54.69% | 5.587% | 20.56% | 1.06% | 24.74% | 89.47% | 16.71% | 43.77% | 10.75% | 100% | 50.1% | 94.58% | 46.43% | 100% | 77.92% | 100% | 75.98% | Suburb Large | 1412.6178 | New England
1013 | 1 | Springfield | 0 | MA | 2013 | 6812 | 1261220.4684 | 49915.03 | 56005600 | 6614 | 906649.0155 | 6264 | 205486.012 | 3774 | 143370.7419 | 24048.2 | 26996500 | 170 | 159520.1531 | 170 | 83369.8071 | 165 | 77314.53 | 9670.93 | 10822700 | 28 | 195051.2997 | 28 | 138849.6081 | 28 | 135403.7933 | 16195.9 | 18186400 | 185.1469 | 97.09% | 71.89% | 2.496% | 12.65% | 0.411% | 15.47% | 94.71% | 22.66% | 57.06% | 15.81% | 100% | 52.26% | 97.06% | 48.47% | 100% | 71.19% | 100% | 69.42% | Suburb Large | 3762.0963 | New England
1020 | 1 | Springfield | 0 | MA | 2013 | 10847 | 2036519.8908 | 80375.2 | 90141700 | 10500 | 1393172.1729 | 9793 | 283644.1742 | 5054 | 185165.7536 | 31226.2 | 35025800 | 294 | 264551.2164 | 293 | 137559.5532 | 279 | 128158.3047 | 15994.8 | 17902400 | 53 | 378796.5015 | 53 | 296852.6371 | 53 | 290332.4864 | 33154.2 | 37213500 | 187.7496 | 96.8% | 68.41% | 2.71% | 12.99% | 0.4886% | 18.6% | 93.27% | 20.36% | 48.13% | 13.29% | 99.66% | 52% | 94.9% | 48.44% | 100% | 78.37% | 100% | 76.65% | Suburb Large | 2164.6677 | New England
1022 | 1 | Springfield | 0 | MA | 2013 | 776 | 587934.4633 | 42603.75 | 47683720 | 608 | 131479.9813 | 595 | 32721.645 | 398 | 24268.1838 | 4162.79 | 4641290 | 109 | 100941.323 | 109 | 57702.7584 | 107 | 54054.7471 | 6772.56 | 7575530 | 59 | 355513.1591 | 59 | 273778.9726 | 59 | 269029.265 | 31668.4 | 35466900 | 757.6475 | 78.35% | 22.36% | 14.05% | 17.17% | 7.603% | 60.47% | 97.86% | 24.89% | 65.46% | 18.46% | 100% | 57.16% | 98.17% | 53.55% | 100% | 77.01% | 100% | 75.67% | Suburb Large | 1040.7607 | New England
1027 | 0.047246 | Springfield | 0 | MA | 2013 | 982 | 156941.7171 | 2698.6719 | 2966631 | 976 | 151714.9101 | 913 | 21843.1986 | 401 | 13468.2317 | 2498.84 | 2748410 | 5 | 2813.0894 | 5 | 837.7274 | 5 | 690.9416 | 107.216 | 115076 | 1 | 2413.7176 | 1 | 739.7157 | 1 | 577.986 | 92.6159 | 103145 | 159.8184 | 99.39% | 96.67% | 0.5092% | 1.792% | 0.1018% | 1.538% | 93.55% | 14.4% | 41.09% | 8.877% | 100% | 29.78% | 100% | 24.56% | 100% | 30.65% | 100% | 23.95% | Suburb Large | 421.1966 | New England
1028 | 0.94529 | Springfield | 0 | MA | 2013 | 6264 | 1582349.8305 | 66211.51 | 74249740 | 6044 | 980849.8396 | 5550 | 143924.0109 | 2384 | 87193.7537 | 15820.1 | 17669700 | 176 | 155211.4248 | 176 | 73545.4223 | 163 | 66610.1714 | 8380.91 | 9379840 | 44 | 446288.5661 | 44 | 377751.4221 | 44 | 371678.9354 | 42010.5 | 47200200 | 252.6101 | 96.49% | 61.99% | 2.81% | 9.809% | 0.7024% | 28.2% | 91.83% | 14.67% | 39.44% | 8.89% | 100% | 47.38% | 92.61% | 42.92% | 100% | 84.64% | 100% | 83.28% | Suburb Large | 1166.5401 | New England
1030 | 0.8243 | Springfield | 0 | MA | 2007 | 3747 | 604436.9471 | 14348.74 | 15669950 | 3679 | 526027.6706 | 3384 | 89727.485 | 1635 | 56933.381 | 10046.6 | 10997500 | 63 | 55007.0262 | 63 | 20680.5837 | 59 | 18050.426 | 2369.61 | 2572550 | 5 | 23402.2503 | 5 | 17131.3455 | 5 | 16636.6834 | 1932.53 | 2099900 | 161.3122 | 98.19% | 87.03% | 1.681% | 9.101% | 0.1334% | 3.872% | 91.98% | 17.06% | 44.44% | 10.82% | 100% | 37.6% | 93.65% | 32.81% | 100% | 73.2% | 100% | 71.09% | Suburb Large | 940.126 | New England
1033 | 0.17168 | Springfield | 0 | MA | 2013 | 674 | 142585.6297 | 5596.35 | 6261780 | 652 | 100147.4093 | 611 | 18158.4514 | 295 | 10981.4754 | 1997.17 | 2230650 | 18 | 17532.7334 | 18 | 9912.8325 | 17 | 9175.7351 | 1164.3 | 1296990 | 4 | 24905.487 | 4 | 21900.2742 | 4 | 21559.7586 | 2434.88 | 2734140 | 211.5514 | 96.74% | 70.24% | 2.671% | 12.3% | 0.5935% | 17.47% | 93.71% | 18.13% | 45.25% | 10.97% | 100% | 56.54% | 94.44% | 52.33% | 100% | 87.93% | 100% | 86.57% | Rural Fringe | 233.93 | New England
1036 | 0.0082055 | Springfield | 0 | MA | 2013 | 48 | 10789.7507 | 149.8788 | 172395.1 | 45 | 9375.8359 | 44 | 1248.758 | 19 | 630.9183 | 123.293 | 141630 | 3 | 1413.9148 | 3 | 255.6442 | 3 | 131.7023 | 26.5858 | 30765.1 | 0 | 0 | 0 | 0 | 0 | 0 | 0 | 0 | 224.7865 | 93.75% | 86.9% | 6.25% | 13.1% | 0% | 0% | 97.78% | 13.32% | 42.22% | 6.729% | 100% | 18.08% | 100% | 9.315% | #DIV/0! | #DIV/0! | #DIV/0! | #DIV/0! | Suburb Large | 261.5126 | New England
1040 | 0.75751 | Springfield | 0 | MA | 2013 | 8434 | 2505795.2013 | 120094.9 | 130497000 | 7828 | 1201591.9507 | 7407 | 232163.7977 | 3961 | 154244.7888 | 25329.3 | 27589000 | 490 | 459223.9227 | 490 | 241424.47 | 470 | 225246.5249 | 27183.9 | 29492000 | 116 | 844979.3279 | 116 | 608389.6043 | 116 | 587970.025 | 67581.7 | 73416000 | 297.1064 | 92.81% | 47.95% | 5.81% | 18.33% | 1.375% | 33.72% | 94.62% | 19.32% | 50.6% | 12.84% | 100% | 52.57% | 95.92% | 49.05% | 100% | 72% | 100% | 69.58% | Suburb Large | 1765.8529 | New England
1056 | 0.62388 | Springfield | 0 | MA | 2007 | 6183 | 1207074.6424 | 43286.43 | 48490950 | 5960 | 830580.3628 | 5580 | 152236.411 | 2805 | 98145.9644 | 16530 | 18484000 | 183 | 159941.0275 | 182 | 75241.0277 | 173 | 68750.0488 | 8784.63 | 9812950 | 40 | 216553.2522 | 40 | 161902.443 | 40 | 157796.7316 | 17971.8 | 20194000 | 195.2248 | 96.39% | 68.81% | 2.96% | 13.25% | 0.6469% | 17.94% | 93.62% | 18.33% | 47.06% | 11.82% | 99.45% | 47.04% | 94.54% | 42.98% | 100% | 74.76% | 100% | 72.87% | Rural Fringe | 744.7501 | New England
1073 | 0.064745 | Springfield | 0 | MA | 2007 | 391 | 65152.3059 | 1296.473 | 1419659 | 384 | 58023.1935 | 324 | 8421.676 | 144 | 5199.4785 | 895.11 | 981868 | 6 | 4407.4848 | 6 | 1332.6721 | 6 | 958.5309 | 164.218 | 180156 | 1 | 2721.6277 | 1 | 2141.6507 | 1 | 2111 | 237.145 | 257635 | 166.6299 | 98.21% | 89.06% | 1.535% | 6.765% | 0.2558% | 4.177% | 84.38% | 14.51% | 37.5% | 8.961% | 100% | 30.24% | 100% | 21.75% | 100% | 78.69% | 100% | 77.56% | Rural Distant | 197.4413 | New England
1075 | 0.35425 | Springfield | 0 | MA | 2013 | 3681 | 763589.7336 | 24495.42 | 27504810 | 3500 | 523616.7195 | 3130 | 83357.486 | 1448 | 52370.2922 | 9219.78 | 10393800 | 168 | 136211.6684 | 168 | 58032.6677 | 161 | 52058.0717 | 6955.14 | 7772980 | 13 | 103761.3457 | 13 | 74880.6098 | 13 | 72077.1848 | 8320.5 | 9338030 | 207.4408 | 95.08% | 68.57% | 4.564% | 17.84% | 0.3532% | 13.59% | 89.43% | 15.92% | 41.37% | 10% | 100% | 42.6% | 95.83% | 38.22% | 100% | 72.17% | 100% | 69.46% | Suburb Large | 1001.0458 | New England
1077 | 0.11865 | Springfield | 0 | MA | 2007 | 300 | 106866.2793 | 5941.732 | 6435131 | 267 | 39807.8347 | 245 | 5734.6583 | 112 | 3797.723 | 661.572 | 719531 | 28 | 18858.3301 | 28 | 6683.2698 | 27 | 6174.2223 | 1020.48 | 1084110 | 5 | 48200.1145 | 5 | 38499.5539 | 5 | 37710.2284 | 4259.68 | 4631490 | 356.2209 | 89% | 37.25% | 9.333% | 17.65% | 1.667% | 45.1% | 91.76% | 14.41% | 41.95% | 9.54% | 100% | 35.44% | 96.43% | 32.74% | 100% | 79.87% | 100% | 78.24% | Suburb Large | 302.1103 | New England
1085 | 0.41486 | Springfield | 0 | MA | 2007 | 10369 | 2529014.9778 | 111798.9 | 121448800 | 9849 | 1364161.4782 | 8733 | 210443.1972 | 3765 | 133295.9201 | 22603.1 | 24534700 | 429 | 416683.4764 | 429 | 209982.5882 | 411 | 195784.7022 | 24465.4 | 26534200 | 91 | 748170.0233 | 91 | 582307.8498 | 91 | 567925.6945 | 64730.4 | 70379900 | 243.9015 | 94.99% | 53.94% | 4.137% | 16.48% | 0.8776% | 29.58% | 88.67% | 15.43% | 38.23% | 9.771% | 100% | 50.39% | 95.8% | 46.99% | 100% | 77.83% | 100% | 75.91% | Suburb Large | 637.5101 | New England
1089 | 0.97028 | Springfield | 0 | MA | 2013 | 9467 | 2408024.7018 | 102309.5 | 111088000 | 8875 | 1349211.0828 | 8080 | 222585.3948 | 3739 | 145037.0334 | 24202.5 | 26290500 | 498 | 467552.7118 | 498 | 248905.848 | 481 | 231177.1679 | 28599.2 | 31023800 | 94 | 591260.9072 | 94 | 441632.9882 | 94 | 428355.5093 | 49507.8 | 53773700 | 254.3599 | 93.75% | 56.03% | 5.26% | 19.42% | 0.9929% | 24.55% | 91.04% | 16.5% | 42.13% | 10.75% | 100% | 53.24% | 96.59% | 49.44% | 100% | 74.69% | 100% | 72.45% | Suburb Large | 1637.4449 | New England
1095 | 0.24772 | Springfield | 0 | MA | 2007 | 1779 | 446979.1874 | 14886.86 | 16633670 | 1666 | 270904.6471 | 1481 | 34903.5338 | 640 | 22491.089 | 3912.2 | 4409360 | 94 | 81694.0926 | 94 | 33297.9647 | 85 | 29704.104 | 4100.97 | 4542990 | 19 | 94380.4477 | 19 | 61735.2387 | 19 | 58874.3083 | 6873.69 | 7681320 | 251.2531 | 93.65% | 60.61% | 5.284% | 18.28% | 1.068% | 21.12% | 88.9% | 12.88% | 38.42% | 8.302% | 100% | 40.76% | 90.43% | 36.36% | 100% | 65.41% | 100% | 62.38% | Suburb Large | 646.4506 | New England
1103 | 1 | Springfield | Springfield, MA | MA | 2013 | 137 | 269195.9845 | 16470.079 | 17875907 | 27 | 6881.4067 | 26 | 2720.071 | 23 | 2288.0146 | 300.029 | 325317 | 76 | 89348.7136 | 76 | 50737.1289 | 76 | 47949.2165 | 5184.35 | 5620990 | 34 | 172965.8643 | 34 | 95489.2007 | 34 | 90457.3081 | 10985.7 | 11929600 | 1964.9342 | 19.71% | 2.556% | 55.47% | 33.19% | 24.82% | 64.25% | 96.3% | 39.53% | 85.19% | 33.25% | 100% | 56.79% | 100% | 53.67% | 100% | 55.21% | 100% | 52.3% | City Midsize | 4912.0508 | New England
1104 | 1 | Springfield | Springfield, MA | MA | 2013 | 6563 | 1608679.925 | 94023.7 | 105329300 | 6229 | 687295.2727 | 5765 | 142857.4743 | 3177 | 103846.8653 | 14268.4 | 15836700 | 230 | 245537.778 | 230 | 160408.6519 | 230 | 153794.8166 | 18162.2 | 20361200 | 104 | 675846.8743 | 104 | 535622.4923 | 104 | 521770.4609 | 61593.1 | 69131400 | 245.1135 | 94.91% | 42.72% | 3.504% | 15.26% | 1.585% | 42.01% | 92.55% | 20.79% | 51% | 15.11% | 100% | 65.33% | 100% | 62.64% | 100% | 79.25% | 100% | 77.2% | City Midsize | 4388.1614 | New England
1105 | 1 | Springfield | Springfield, MA | MA | 2013 | 1548 | 549544.7329 | 30664.07 | 34278620 | 1319 | 222584.2418 | 1298 | 71771.3203 | 982 | 58755.3916 | 8407.3 | 9362140 | 203 | 205285.5707 | 203 | 119478.0884 | 201 | 112935.5241 | 13392.4 | 15002600 | 26 | 121674.9203 | 26 | 75895.3331 | 26 | 72815.3987 | 8864.37 | 9913880 | 355.0031 | 85.21% | 40.5% | 13.11% | 37.36% | 1.68% | 22.14% | 98.41% | 32.24% | 74.45% | 26.4% | 100% | 58.2% | 99.01% | 55.01% | 100% | 62.38% | 100% | 59.84% | City Midsize | 8769.6399 | New England
1106 | 1 | Springfield | 0 | MA | 2013 | 5872 | 1337737.6596 | 20968.2 | 25480160 | 5711 | 1107616.2912 | 4773 | 88728.9798 | 1484 | 47721.9078 | 8891.16 | 10916900 | 144 | 111495.6791 | 144 | 32239.7447 | 110 | 27911.4314 | 3962.16 | 4786840 | 17 | 118625.6894 | 17 | 70735.0036 | 17 | 66895.2795 | 8114.88 | 9776420 | 227.8164 | 97.26% | 82.8% | 2.452% | 8.335% | 0.2895% | 8.868% | 83.58% | 8.011% | 25.98% | 4.309% | 100% | 28.92% | 76.39% | 25.03% | 100% | 59.63% | 100% | 56.39% | Suburb Large | 1750.5255 | New England
1107 | 1 | Springfield | Springfield, MA | MA | 2013 | 1837 | 514459.0569 | 25787.53 | 27963120 | 1733 | 234314.7037 | 1597 | 43580.7074 | 877 | 30153.9374 | 5110.15 | 5492670 | 77 | 79574.1331 | 77 | 47626.1875 | 73 | 45029.8092 | 5333.18 | 5794150 | 27 | 200570.22 | 27 | 138943.5049 | 27 | 134041.3053 | 15344.2 | 16676300 | 280.0539 | 94.34% | 45.55% | 4.192% | 15.47% | 1.47% | 38.99% | 92.15% | 18.6% | 50.61% | 12.87% | 100% | 59.85% | 94.81% | 56.59% | 100% | 69.27% | 100% | 66.83% | City Midsize | 6465.4203 | New England
1108 | 1 | Springfield | Springfield, MA | MA | 2013 | 6182 | 997270.4186 | 26676.96 | 29782100 | 6020 | 820743.7657 | 5579 | 143383.8523 | 2938 | 90918.3586 | 16347.7 | 18196500 | 149 | 119444.3159 | 148 | 56372.8477 | 142 | 52328.1084 | 6435.62 | 7210220 | 13 | 57082.337 | 13 | 34774.9191 | 13 | 33242.2272 | 3893.64 | 4375380 | 161.3184 | 97.38% | 82.3% | 2.41% | 11.98% | 0.2103% | 5.724% | 92.67% | 17.47% | 48.8% | 11.08% | 99.33% | 47.2% | 95.3% | 43.81% | 100% | 60.92% | 100% | 58.24% | City Midsize | 7216.4205 | New England
1109 | 1 | Springfield | Springfield, MA | MA | 2013 | 7391 | 1279382.6186 | 45990.8 | 51466200 | 7124 | 853035.6525 | 6564 | 150543.685 | 3033 | 94321.0891 | 16432.5 | 18372100 | 232 | 214334.5188 | 232 | 119307.6682 | 226 | 111688.1567 | 13492.9 | 15094900 | 35 | 212012.4474 | 35 | 143006.1793 | 35 | 137400.0509 | 16065.4 | 17999200 | 173.1001 | 96.39% | 66.68% | 3.139% | 16.75% | 0.4735% | 16.57% | 92.14% | 17.65% | 42.57% | 11.06% | 100% | 55.66% | 97.41% | 52.11% | 100% | 67.45% | 100% | 64.81% | City Midsize | 5450.8319 | New England
1118 | 1 | Springfield | Springfield, MA | MA | 2013 | 5377 | 761612.5734 | 16889.16 | 18962190 | 5305 | 614987.6488 | 4682 | 75377.2497 | 1353 | 39023.8872 | 6993.98 | 7855190 | 57 | 49455.1655 | 57 | 17089.1222 | 50 | 15151.6768 | 2016.84 | 2252720 | 15 | 97169.7591 | 15 | 71516.8177 | 15 | 68667.7114 | 7878.34 | 8854280 | 141.6427 | 98.66% | 80.75% | 1.06% | 6.493% | 0.279% | 12.76% | 88.26% | 12.26% | 25.5% | 6.345% | 100% | 34.55% | 87.72% | 30.64% | 100% | 73.6% | 100% | 70.67% | City Midsize | 3665.7407 | New England
1119 | 1 | Springfield | Springfield, MA | MA | 2013 | 4709 | 676313.4433 | 18639.64 | 20942480 | 4603 | 518134.7356 | 4103 | 77422.3497 | 1459 | 44531.3063 | 7577.25 | 8536050 | 90 | 72487.6543 | 90 | 32634.0583 | 84 | 29411.1358 | 3720.32 | 4163880 | 16 | 85691.0534 | 16 | 64987.6496 | 16 | 63174.6636 | 7342.07 | 8242550 | 143.6215 | 97.75% | 76.61% | 1.911% | 10.72% | 0.3398% | 12.67% | 89.14% | 14.94% | 31.7% | 8.595% | 100% | 45.02% | 93.33% | 40.57% | 100% | 75.84% | 100% | 73.72% | City Midsize | 3677.678 | New England
1128 | 1 | Springfield | Springfield, MA | MA | 2013 | 1197 | 193677.1858 | 4189.691 | 4739473 | 1185 | 163941.1047 | 1052 | 19114.4949 | 342 | 11124.1746 | 1909.02 | 2177940 | 9 | 6703.3472 | 9 | 3383.5914 | 8 | 3040.8052 | 360.581 | 403113 | 3 | 23032.7339 | 3 | 17318.5082 | 3 | 16891.1177 | 1920.09 | 2158420 | 161.8022 | 99% | 84.65% | 0.7519% | 3.461% | 0.2506% | 11.89% | 88.78% | 11.66% | 28.86% | 6.785% | 100% | 50.48% | 88.89% | 45.36% | 100% | 75.19% | 100% | 73.34% | City Midsize | 2102.6849 | New England
1129 | 1 | Springfield | Springfield, MA | MA | 2013 | 2592 | 559302.458 | 22927.59 | 25763520 | 2512 | 347821.9064 | 2292 | 58309.0009 | 978 | 37947.2007 | 6318.06 | 7118380 | 64 | 60625.1407 | 64 | 34131.9076 | 62 | 31444.3649 | 3863.23 | 4328940 | 16 | 150855.4109 | 16 | 114902.4594 | 16 | 111470.0484 | 12746.3 | 14316200 | 215.7803 | 96.91% | 62.19% | 2.469% | 10.84% | 0.6173% | 26.97% | 91.24% | 16.76% | 38.93% | 10.91% | 100% | 56.3% | 96.88% | 51.87% | 100% | 76.17% | 100% | 73.89% | City Midsize | 2430.1495 | New England
1144 | 1 | Springfield | Springfield, MA | MA | 2013 | 1 | 2522.336 | 111.427 | 120376 | 0 | 0 | 0 | 0 | 0 | 0 | 0 | 0 | 0 | 0 | 0 | 0 | 0 | 0 | 0 | 0 | 1 | 2522.336 | 1 | 1051.6837 | 1 | 912.9794 | 111.427 | 120376 | 2522.336 | 0% | 0% | 0% | 0% | 100% | 100% | #DIV/0! | #DIV/0! | #DIV/0! | #DIV/0! | #DIV/0! | #DIV/0! | #DIV/0! | #DIV/0! | 100% | 41.69% | 100% | 36.2% | City Midsize | 3977.1515 | New England
1151 | 1 | Springfield | Springfield, MA | MA | 2013 | 2879 | 597703.2237 | 28948.14 | 32486610 | 2768 | 316945.9601 | 2535 | 69460.7962 | 1256 | 48323.1002 | 7561.77 | 8473700 | 85 | 73655.0291 | 85 | 39503.1909 | 84 | 37029.9968 | 4514.57 | 5062410 | 26 | 207102.2345 | 26 | 152236.2659 | 26 | 148249.5136 | 16871.8 | 18950500 | 207.6079 | 96.14% | 53.03% | 2.952% | 12.32% | 0.9031% | 34.65% | 91.58% | 21.92% | 45.38% | 15.25% | 100% | 53.63% | 98.82% | 50.27% | 100% | 73.51% | 100% | 71.58% | City Midsize | 3259.2734 | New England
1501 | 0.95827 | Worcester | 0 | MA | 2009 | 6402 | 1431547.3475 | 85342.9 | 105406200 | 6142 | 823294.476 | 5887 | 236618.335 | 4328 | 172209.9456 | 30717.9 | 37191700 | 195 | 189777.6026 | 195 | 126865.083 | 195 | 119749.6251 | 14806.6 | 18383000 | 65 | 418475.269 | 65 | 350870.9653 | 65 | 343300.357 | 39818.4 | 49831500 | 223.6094 | 95.94% | 57.51% | 3.046% | 13.26% | 1.015% | 29.23% | 95.85% | 28.74% | 70.47% | 20.92% | 100% | 66.85% | 100% | 63.1% | 100% | 83.85% | 100% | 82.04% | Suburb Large | 950.956 | New England
1505 | 0.38906 | Worcester | 0 | MA | 2009 | 1161 | 234697.2765 | 10683.25 | 13087260 | 1110 | 173769.9842 | 1059 | 46605.2004 | 771 | 33820.6335 | 6168.86 | 7483960 | 44 | 33308.8673 | 44 | 17230.6452 | 44 | 15345.3094 | 2171.64 | 2675880 | 7 | 27618.4249 | 7 | 20894.7845 | 7 | 20044.3589 | 2342.75 | 2927420 | 202.151 | 95.61% | 74.04% | 3.79% | 14.19% | 0.6029% | 11.77% | 95.41% | 26.82% | 69.46% | 19.46% | 100% | 51.73% | 100% | 46.07% | 100% | 75.66% | 100% | 72.58% | Suburb Large | 232.0986 | New England
1519 | 0.42165 | Worcester | 0 | MA | 2009 | 1487 | 277970.2784 | 12691.65 | 15448020 | 1456 | 240179.5006 | 1423 | 70591.1868 | 1170 | 51959.2069 | 9784.21 | 11862300 | 27 | 18251.2976 | 27 | 8712.2672 | 27 | 7523.6725 | 1178.21 | 1414610 | 4 | 19539.4802 | 4 | 15418.6731 | 4 | 14896.9345 | 1729.23 | 2171110 | 186.9336 | 97.92% | 86.4% | 1.816% | 6.566% | 0.269% | 7.029% | 97.73% | 29.39% | 80.36% | 21.63% | 100% | 47.74% | 100% | 41.22% | 100% | 78.91% | 100% | 76.24% | Suburb Large | 679.8641 | New England
1520 | 0.63786 | Worcester | 0 | MA | 2009 | 3304 | 633964.0893 | 29866.31 | 36360150 | 3210 | 493805.0508 | 3162 | 137757.4268 | 2467 | 97162.0799 | 17950 | 21638000 | 81 | 71726.2354 | 81 | 41783.881 | 81 | 38225.2046 | 5383.8 | 6528510 | 13 | 68432.8031 | 13 | 58095.4556 | 13 | 56567.0063 | 6532.51 | 8193640 | 191.8778 | 97.15% | 77.89% | 2.452% | 11.31% | 0.3935% | 10.79% | 98.5% | 27.9% | 76.85% | 19.68% | 100% | 58.25% | 100% | 53.29% | 100% | 84.89% | 100% | 82.66% | Suburb Large | 652.1275 | New England
1522 | 0.026245 | Worcester | 0 | MA | 2009 | 1 | 82.4468 | 2.8948 | 3139.5 | 1 | 82.4468 | 1 | 28.422 | 1 | 16.2416 | 2.8948 | 3139.5 | 0 | 0 | 0 | 0 | 0 | 0 | 0 | 0 | 0 | 0 | 0 | 0 | 0 | 0 | 0 | 0 | 82.4468 | 100% | 100% | 0% | 0% | 0% | 0% | 100% | 34.47% | 100% | 19.7% | #DIV/0! | #DIV/0! | #DIV/0! | #DIV/0! | #DIV/0! | #DIV/0! | #DIV/0! | #DIV/0! | Suburb Large | 305.5055 | New England
1524 | 0.25511 | Worcester | 0 | MA | 2009 | 429 | 66430.6209 | 2922.842 | 3551333 | 418 | 57565.0091 | 408 | 17821.6649 | 323 | 13027.4424 | 2310.77 | 2811230 | 11 | 8865.6118 | 11 | 4839.4708 | 11 | 4255.8761 | 612.072 | 740103 | 0 | 0 | 0 | 0 | 0 | 0 | 0 | 0 | 154.8499 | 97.44% | 86.65% | 2.564% | 13.35% | 0% | 0% | 97.61% | 30.96% | 77.27% | 22.63% | 100% | 54.59% | 100% | 48% | #DIV/0! | #DIV/0! | #DIV/0! | #DIV/0! | Suburb Large | 441.9837 | New England
1527 | 0.90675 | Worcester | 0 | MA | 2009 | 4468 | 915898.3181 | 49302.85 | 60761260 | 4315 | 584423.9434 | 4178 | 164783.3008 | 3145 | 119875.3327 | 21865.7 | 26566200 | 120 | 101142.0862 | 120 | 59015.4936 | 120 | 54240.1526 | 7447.75 | 9200260 | 33 | 230332.2885 | 33 | 179180.9128 | 33 | 171922.6503 | 19989.4 | 24994800 | 204.9907 | 96.58% | 63.81% | 2.686% | 11.04% | 0.7386% | 25.15% | 96.83% | 28.2% | 72.89% | 20.51% | 100% | 58.35% | 100% | 53.63% | 100% | 77.79% | 100% | 74.64% | Suburb Large | 812.6655 | New England
1532 | 0.0021592 | Worcester | 0 | MA | 2009 | 6 | 1334.6491 | 62.7213 | 74759.5 | 6 | 1334.6491 | 6 | 386.8357 | 6 | 303.1721 | 62.7213 | 74759.5 | 0 | 0 | 0 | 0 | 0 | 0 | 0 | 0 | 0 | 0 | 0 | 0 | 0 | 0 | 0 | 0 | 222.4415 | 100% | 100% | 0% | 0% | 0% | 0% | 100% | 28.98% | 100% | 22.72% | #DIV/0! | #DIV/0! | #DIV/0! | #DIV/0! | #DIV/0! | #DIV/0! | #DIV/0! | #DIV/0! | Suburb Large | 749.2786 | New England
1536 | 0.63901 | Worcester | 0 | MA | 2009 | 1903 | 461660.9439 | 26536.36 | 32680610 | 1771 | 247695.7463 | 1719 | 71324.7147 | 1285 | 52455.0972 | 9378.74 | 11344000 | 121 | 93027.354 | 121 | 47511.6501 | 119 | 42707.8387 | 6107.62 | 7505610 | 11 | 120937.8436 | 11 | 95836.0207 | 11 | 93566.1365 | 11050 | 13831000 | 242.5964 | 93.06% | 53.65% | 6.358% | 20.15% | 0.578% | 26.2% | 97.06% | 28.8% | 72.56% | 21.18% | 100% | 51.07% | 98.35% | 45.91% | 100% | 79.24% | 100% | 77.37% | Suburb Large | 704.4883 | New England
1537 | 0.32392 | Worcester | 0 | MA | 2009 | 356 | 88286.1681 | 5305.56 | 6561980 | 317 | 41651.0173 | 297 | 12509.265 | 223 | 9874.1199 | 1702.47 | 2067700 | 38 | 34571.2413 | 38 | 20646.263 | 38 | 19431.2529 | 2391.93 | 2972780 | 1 | 12063.9095 | 1 | 10777.8391 | 1 | 10620.671 | 1211.16 | 1521500 | 247.9949 | 89.04% | 47.18% | 10.67% | 39.16% | 0.2809% | 13.66% | 93.69% | 30.03% | 70.35% | 23.71% | 100% | 59.72% | 100% | 56.21% | 100% | 89.34% | 100% | 88.04% | Suburb Large | 324.1465 | New England
1542 | 0.35982 | Worcester | 0 | MA | 2009 | 234 | 42547.3447 | 2093.671 | 2540224 | 226 | 32903.9812 | 219 | 9578.4365 | 151 | 7276.0157 | 1339.91 | 1602830 | 7 | 5687.0348 | 7 | 3713.4073 | 7 | 3522.1897 | 425.833 | 529415 | 1 | 3956.3287 | 1 | 2867.658 | 1 | 2717.117 | 327.928 | 407979 | 181.8263 | 96.58% | 77.33% | 2.991% | 13.37% | 0.4274% | 9.299% | 96.9% | 29.11% | 66.81% | 22.11% | 100% | 65.3% | 100% | 61.93% | 100% | 72.48% | 100% | 68.68% | Suburb Large | 431.1564 | New England
1545 | 0.86535 | Worcester | 0 | MA | 2009 | 10070 | 2131322.2671 | 112628 | 137431900 | 9702 | 1484804.3008 | 9489 | 433524.306 | 7538 | 312581.9182 | 58219.2 | 70193500 | 316 | 292502.6073 | 316 | 178368.2328 | 316 | 162723.1216 | 22250.1 | 27068200 | 52 | 354015.359 | 52 | 284958.2522 | 52 | 275226.8581 | 32158.7 | 40170200 | 211.6507 | 96.35% | 69.67% | 3.138% | 13.72% | 0.5164% | 16.61% | 97.8% | 29.2% | 77.7% | 21.05% | 100% | 60.98% | 100% | 55.63% | 100% | 80.49% | 100% | 77.74% | Suburb Large | 1584.4317 | New England
1560 | 0.43217 | Worcester | 0 | MA | 2009 | 709 | 115340.4828 | 5935.573 | 7122240 | 693 | 98255.2565 | 681 | 32791.5531 | 555 | 24897.7376 | 4635.96 | 5531440 | 14 | 9956.0026 | 14 | 5252.9755 | 14 | 4705.5097 | 680.331 | 823392 | 2 | 7129.2237 | 2 | 4864.2071 | 2 | 4621.0975 | 619.282 | 767408 | 162.6805 | 97.74% | 85.19% | 1.975% | 8.632% | 0.2821% | 6.181% | 98.27% | 33.37% | 80.09% | 25.34% | 100% | 52.76% | 100% | 47.26% | 100% | 68.23% | 100% | 64.82% | Suburb Large | 1098.0247 | New England
1583 | 0.16701 | Worcester | 0 | MA | 2009 | 779 | 215730.5309 | 14363.07 | 17663370 | 712 | 107018.5517 | 698 | 34956.7094 | 560 | 26428.2101 | 4690.11 | 5636810 | 54 | 38348.6655 | 54 | 22828.7227 | 54 | 21199.326 | 2990.13 | 3645910 | 13 | 70363.3137 | 13 | 59970.7222 | 13 | 58570.9688 | 6682.83 | 8380650 | 276.9326 | 91.4% | 49.61% | 6.932% | 17.78% | 1.669% | 32.62% | 98.03% | 32.66% | 78.65% | 24.69% | 100% | 59.53% | 100% | 55.28% | 100% | 85.23% | 100% | 83.24% | Suburb Large | 512.03 | New England
1590 | 0.091948 | Worcester | 0 | MA | 2009 | 588 | 153796.4619 | 9699.05 | 11995040 | 543 | 80277.5513 | 523 | 23824.2748 | 421 | 18108.4487 | 3279.72 | 3965050 | 38 | 34940.5172 | 38 | 24065.3897 | 38 | 22792.9998 | 2879.97 | 3584500 | 7 | 38578.3934 | 7 | 32113.8831 | 7 | 31056.9097 | 3539.36 | 4445490 | 261.5586 | 92.35% | 52.2% | 6.463% | 22.72% | 1.19% | 25.08% | 96.32% | 29.68% | 77.53% | 22.56% | 100% | 68.88% | 100% | 65.23% | 100% | 83.24% | 100% | 80.5% | Rural Fringe | 267.8619 | New England
1602 | 1 | Worcester | Worcester, MA | MA | 2009 | 6514 | 957975.2313 | 38345.91 | 46897690 | 6372 | 761055.1507 | 6120 | 192212.6941 | 4091 | 127649.2624 | 23471.2 | 28470800 | 120 | 111785.7803 | 120 | 64542.0561 | 118 | 59850.4681 | 7957.06 | 9811390 | 22 | 85134.3003 | 22 | 60051.9752 | 22 | 56991.7864 | 6917.65 | 8615500 | 147.0641 | 97.82% | 79.44% | 1.842% | 11.67% | 0.3377% | 8.887% | 96.05% | 25.26% | 64.2% | 16.77% | 100% | 57.74% | 98.33% | 53.54% | 100% | 70.54% | 100% | 66.94% | City Midsize | 3754.5183 | New England
1603 | 1 | Worcester | Worcester, MA | MA | 2009 | 4476 | 962265.7636 | 58234.96 | 72105100 | 4288 | 519031.2809 | 4214 | 157899.2592 | 3218 | 115316.0578 | 20356 | 24765200 | 138 | 134663.6514 | 138 | 84523.5344 | 138 | 79018.8287 | 9809.66 | 12145800 | 50 | 308570.8313 | 50 | 249874.6044 | 50 | 242478.1801 | 28069.3 | 35194100 | 214.9834 | 95.8% | 53.94% | 3.083% | 13.99% | 1.117% | 32.07% | 98.27% | 30.42% | 75.05% | 22.22% | 100% | 62.77% | 100% | 58.68% | 100% | 80.98% | 100% | 78.58% | City Midsize | 4172.0817 | New England
1604 | 1 | Worcester | Worcester, MA | MA | 2009 | 8272 | 1790304.3598 | 105447 | 129422500 | 7890 | 1094392.3395 | 7787 | 366339.8591 | 6519 | 279668.2306 | 49056.2 | 59250300 | 318 | 295912.7834 | 318 | 189908.4211 | 318 | 178208.0334 | 22407 | 27751100 | 64 | 399999.2369 | 64 | 300837.6778 | 64 | 290191.8827 | 33983.8 | 42421100 | 216.4294 | 95.38% | 61.13% | 3.844% | 16.53% | 0.7737% | 22.34% | 98.69% | 33.47% | 82.62% | 25.55% | 100% | 64.18% | 100% | 60.22% | 100% | 75.21% | 100% | 72.55% | City Midsize | 5015.2125 | New England
1605 | 1 | Worcester | Worcester, MA | MA | 2009 | 5157 | 1526135.4497 | 98028.4 | 121266400 | 4805 | 646274.2744 | 4727 | 206887.0317 | 3759 | 150278.7197 | 26756.7 | 32402600 | 263 | 263110.8852 | 263 | 164778.2842 | 260 | 153221.8011 | 19194.8 | 23788800 | 89 | 616750.2901 | 89 | 465250.0192 | 89 | 445457.927 | 52076.9 | 65075000 | 295.9347 | 93.17% | 42.35% | 5.1% | 17.24% | 1.726% | 40.41% | 98.38% | 32.01% | 78.23% | 23.25% | 100% | 62.63% | 98.86% | 58.23% | 100% | 75.44% | 100% | 72.23% | City Midsize | 3994.5099 | New England
1606 | 1 | Worcester | Worcester, MA | MA | 2009 | 6402 | 1294965.349 | 80222.1 | 98308200 | 6181 | 744164.6277 | 6112 | 255271.5496 | 4925 | 188598.986 | 34107.2 | 40874300 | 172 | 160104.4573 | 172 | 104661.8472 | 171 | 98104.8356 | 12219.8 | 15135900 | 49 | 390696.264 | 49 | 297356.8403 | 49 | 283328.3524 | 33895.1 | 42298000 | 202.2751 | 96.55% | 57.47% | 2.687% | 12.36% | 0.7654% | 30.17% | 98.88% | 34.3% | 79.68% | 25.34% | 100% | 65.37% | 99.42% | 61.28% | 100% | 76.11% | 100% | 72.52% | City Midsize | 3573.5275 | New England
1607 | 1 | Worcester | Worcester, MA | MA | 2009 | 1783 | 473977.8559 | 31314.37 | 38383320 | 1663 | 210788.2058 | 1642 | 68035.0295 | 1245 | 50309.5558 | 8485.28 | 10221200 | 98 | 91166.1456 | 98 | 60837.9374 | 98 | 57624.6192 | 7086.09 | 8825220 | 22 | 172023.5045 | 22 | 130571.8443 | 22 | 125080.2513 | 15743 | 19336900 | 265.8317 | 93.27% | 44.47% | 5.496% | 19.23% | 1.234% | 36.29% | 98.74% | 32.28% | 74.86% | 23.87% | 100% | 66.73% | 100% | 63.21% | 100% | 75.9% | 100% | 72.71% | City Midsize | 3366.7299 | New England
1608 | 1 | Worcester | Worcester, MA | MA | 2009 | 239 | 286063.7291 | 19519.37 | 24384170 | 120 | 22057.5618 | 119 | 9719.4268 | 113 | 8407.8586 | 1193.68 | 1468080 | 87 | 95535.0922 | 87 | 57533.9311 | 87 | 53620.1262 | 6433.19 | 8011890 | 32 | 168471.0751 | 32 | 107204.0082 | 32 | 100719.655 | 11892.5 | 14904200 | 1196.9194 | 50.21% | 7.711% | 36.4% | 33.4% | 13.39% | 58.89% | 99.17% | 44.06% | 94.17% | 38.12% | 100% | 60.22% | 100% | 56.13% | 100% | 63.63% | 100% | 59.78% | City Midsize | 6703.2653 | New England
1609 | 1 | Worcester | Worcester, MA | MA | 2009 | 3631 | 830377.9799 | 40486.25 | 49300870 | 3399 | 556788.6029 | 3331 | 171907.9509 | 2673 | 124965.9144 | 21786.8 | 26306000 | 212 | 197973.1788 | 212 | 109697.1841 | 212 | 99262.793 | 13238.8 | 16210800 | 20 | 75616.1983 | 20 | 47000.8395 | 20 | 43786.1559 | 5460.65 | 6784070 | 228.6913 | 93.61% | 67.05% | 5.839% | 23.84% | 0.5508% | 9.106% | 98% | 30.87% | 78.64% | 22.44% | 100% | 55.41% | 100% | 50.14% | 100% | 62.16% | 100% | 57.91% | City Midsize | 5806.3858 | New England
1610 | 1 | Worcester | Worcester, MA | MA | 2009 | 3036 | 863010.0077 | 51024.7 | 63066100 | 2812 | 423282.5801 | 2782 | 137442.8545 | 2344 | 104713.0798 | 17497.5 | 21255000 | 181 | 178347.115 | 181 | 110787.4363 | 181 | 103259.8429 | 12809.8 | 15943500 | 43 | 261380.3125 | 43 | 182306.6276 | 43 | 173644.4583 | 20717.4 | 25867600 | 284.2589 | 92.62% | 49.05% | 5.962% | 20.67% | 1.416% | 30.29% | 98.93% | 32.47% | 83.36% | 24.74% | 100% | 62.12% | 100% | 57.9% | 100% | 69.75% | 100% | 66.43% | City Midsize | 10346.5081 | New England
1611 | 1 | Worcester | 0 | MA | 2009 | 805 | 125383.6616 | 5830.219 | 7099100 | 783 | 96633.2075 | 747 | 27587.5035 | 543 | 19268.7741 | 3475.53 | 4207640 | 19 | 17348.7497 | 19 | 10879.4047 | 19 | 10197.4205 | 1367.77 | 1672390 | 3 | 11401.7044 | 3 | 8561.89 | 3 | 7993.3938 | 986.919 | 1219070 | 155.7561 | 97.27% | 77.07% | 2.36% | 13.84% | 0.3727% | 9.093% | 95.4% | 28.55% | 69.35% | 19.94% | 100% | 62.71% | 100% | 58.78% | 100% | 75.09% | 100% | 70.11% | Suburb Large | 566.5885 | New England
1612 | 0.19438 | Worcester | 0 | MA | 2009 | 491 | 89556.401 | 3781.835 | 4607001 | 487 | 86784.5038 | 479 | 26884.5542 | 403 | 20050.9528 | 3601.43 | 4381160 | 4 | 2771.8972 | 4 | 1590.8477 | 4 | 1431.1797 | 180.405 | 225841 | 0 | 0 | 0 | 0 | 0 | 0 | 0 | 0 | 182.3959 | 99.19% | 96.9% | 0.8147% | 3.095% | 0% | 0% | 98.36% | 30.98% | 82.75% | 23.1% | 100% | 57.39% | 100% | 51.63% | #DIV/0! | #DIV/0! | #DIV/0! | #DIV/0! | Suburb Large | 302.1803 | New England
2703 | 0.24948 | Providence | 0 | RI | 2012 | 4449 | 884199.823 | 53432.77 | 62682040 | 4303 | 527638.2333 | 4173 | 166962.3857 | 3158 | 122505.4621 | 21431.3 | 24587000 | 116 | 100582.8194 | 116 | 65736.0792 | 116 | 61134.4556 | 7763.17 | 9103640 | 30 | 255978.7703 | 30 | 217674.5368 | 30 | 211776.7329 | 24238.3 | 28991400 | 198.7413 | 96.72% | 59.67% | 2.607% | 11.38% | 0.6743% | 28.95% | 96.98% | 31.64% | 73.39% | 23.22% | 100% | 65.36% | 100% | 60.78% | 100% | 85.04% | 100% | 82.73% | Suburb Large | 1561.2483 | New England
2760 | 0.014421 | Providence | 0 | RI | 2012 | 92 | 14639.4526 | 904.1507 | 995939 | 91 | 14149.4264 | 91 | 5614.3906 | 86 | 4438.0555 | 859.618 | 943130 | 1 | 490.0262 | 1 | 302.0627 | 1 | 291.6964 | 44.5327 | 52809 | 0 | 0 | 0 | 0 | 0 | 0 | 0 | 0 | 159.1245 | 98.91% | 96.65% | 1.087% | 3.347% | 0% | 0% | 100% | 39.68% | 94.51% | 31.37% | 100% | 61.64% | 100% | 59.53% | #DIV/0! | #DIV/0! | #DIV/0! | #DIV/0! | Suburb Large | 1479.6898 | New England
2771 | 0.68418 | Providence | 0 | RI | 2012 | 5232 | 1210990.5256 | 71669 | 86803600 | 5037 | 744056.5013 | 4894 | 229828.6183 | 3829 | 169599.5337 | 30087.2 | 35720400 | 148 | 141117.2681 | 148 | 94862.244 | 147 | 88751.4663 | 11070.2 | 13516600 | 47 | 325816.7562 | 47 | 271549.5286 | 47 | 263801.1239 | 30511.6 | 37566600 | 231.4584 | 96.27% | 61.44% | 2.829% | 11.65% | 0.8983% | 26.9% | 97.16% | 30.89% | 76.02% | 22.79% | 100% | 67.22% | 99.32% | 62.89% | 100% | 83.34% | 100% | 80.97% | Suburb Large | 725.1703 | New England
2777 | 0.0020755 | Providence | 0 | RI | 2012 | 6 | 780.8868 | 17.1264 | 20764.3 | 6 | 780.8868 | 6 | 176.4309 | 5 | 86.8882 | 17.1264 | 20764.3 | 0 | 0 | 0 | 0 | 0 | 0 | 0 | 0 | 0 | 0 | 0 | 0 | 0 | 0 | 0 | 0 | 130.1478 | 100% | 100% | 0% | 0% | 0% | 0% | 100% | 22.59% | 83.33% | 11.13% | #DIV/0! | #DIV/0! | #DIV/0! | #DIV/0! | #DIV/0! | #DIV/0! | #DIV/0! | #DIV/0! | Suburb Large | 587.1736 | New England
2806 | 0.67399 | Providence | 0 | RI | 2012 | 4456 | 730457.1819 | 29824.95 | 35477840 | 4370 | 607837.3189 | 4184 | 161688.0421 | 3008 | 110586.5759 | 20216.3 | 23913900 | 75 | 69403.1972 | 75 | 38418.6878 | 73 | 34924.0569 | 4984.65 | 5952260 | 11 | 53216.6658 | 11 | 37429.5948 | 11 | 35643.1073 | 4624 | 5611680 | 163.9267 | 98.07% | 83.21% | 1.683% | 9.501% | 0.2469% | 7.285% | 95.74% | 26.6% | 68.83% | 18.19% | 100% | 55.36% | 97.33% | 50.32% | 100% | 70.33% | 100% | 66.98% | Suburb Large | 1215.3158 | New England
2809 | 0.02778 | Providence | 0 | RI | 2012 | 21 | 6142.1841 | 342.685 | 392284 | 18 | 4193.2598 | 18 | 1830.7797 | 15 | 1327.4091 | 235.592 | 268354 | 3 | 1948.9243 | 3 | 758.2759 | 3 | 521.1534 | 107.093 | 123930 | 0 | 0 | 0 | 0 | 0 | 0 | 0 | 0 | 292.485 | 85.71% | 68.27% | 14.29% | 31.73% | 0% | 0% | 100% | 43.66% | 83.33% | 31.66% | 100% | 38.91% | 100% | 26.74% | #DIV/0! | #DIV/0! | #DIV/0! | #DIV/0! | Suburb Large | 1260.3735 | New England
2818 | 0.48596 | Providence | 0 | RI | 2012 | 5017 | 1138366.7624 | 54395.4 | 65692100 | 4767 | 760712.192 | 4535 | 188383.5985 | 3173 | 134856.2628 | 23924.9 | 28543300 | 224 | 186587.3496 | 224 | 102338.9545 | 224 | 92858.5006 | 12823.5 | 15436500 | 26 | 191067.2208 | 26 | 156342.555 | 26 | 151466.7298 | 17647 | 21712300 | 226.9019 | 95.02% | 66.82% | 4.465% | 16.39% | 0.5182% | 16.78% | 95.13% | 24.76% | 66.56% | 17.73% | 100% | 54.85% | 100% | 49.77% | 100% | 81.83% | 100% | 79.27% | Suburb Large | 817.1119 | New England
2835 | 1 | Providence | 0 | RI | 2012 | 3258 | 524756.2063 | 25135.398 | 29253380 | 3186 | 464836.8603 | 3148 | 154987.2946 | 2545 | 112133.6297 | 20773.6 | 24150600 | 69 | 49192.0934 | 69 | 24273.7545 | 69 | 20962.1644 | 3510.65 | 4067980 | 3 | 10727.2527 | 3 | 7579.7007 | 3 | 7020.9816 | 851.148 | 1034800 | 161.067 | 97.79% | 88.58% | 2.118% | 9.374% | 0.09208% | 2.044% | 98.81% | 33.34% | 79.88% | 24.12% | 100% | 49.34% | 100% | 42.61% | 100% | 70.66% | 100% | 65.45% | Suburb Large | 358.7112 | New England
2840 | 1 | Providence | 0 | RI | 2004 | 8431 | 1548366.1553 | 88953.8 | 105391100 | 7968 | 977753.7177 | 7907 | 351182.5451 | 6598 | 263894.0167 | 45673.5 | 53398200 | 420 | 364909.2955 | 420 | 201145.0435 | 419 | 181274.622 | 25494.2 | 30341100 | 43 | 205703.1421 | 43 | 142602.3905 | 43 | 135315.2153 | 17786.1 | 21651800 | 183.6515 | 94.51% | 63.15% | 4.982% | 23.57% | 0.51% | 13.29% | 99.23% | 35.92% | 82.81% | 26.99% | 100% | 55.12% | 99.76% | 49.68% | 100% | 69.32% | 100% | 65.78% | Suburb Large | 2430.7683 | New England
2841 | 1 | Providence | 0 | RI | 2004 | 71 | 81243.6531 | 6469.15 | 7718915 | 26 | 4664.7545 | 26 | 1873.2676 | 20 | 1479.7428 | 245.54 | 292085 | 36 | 36195.9524 | 36 | 23102.4637 | 36 | 21870.703 | 2698.15 | 3281650 | 9 | 40382.9462 | 9 | 27666.8318 | 9 | 26445.4034 | 3525.46 | 4145180 | 1144.2768 | 36.62% | 5.742% | 50.7% | 44.55% | 12.68% | 49.71% | 100% | 40.16% | 76.92% | 31.72% | 100% | 63.83% | 100% | 60.42% | 100% | 68.51% | 100% | 65.49% | Suburb Large | 1278.2104 | New England
2842 | 1 | Providence | 0 | RI | 2012 | 6697 | 1536876.1551 | 104853 | 124196600 | 6327 | 900676.5925 | 6272 | 364252.9087 | 5576 | 278934.1349 | 50224.5 | 58120300 | 295 | 280423.0712 | 295 | 178589.8813 | 295 | 164707.2714 | 21796.1 | 26159300 | 75 | 355776.4914 | 75 | 280986.0014 | 75 | 270468.7111 | 32832.4 | 39917000 | 229.4873 | 94.48% | 58.6% | 4.405% | 18.25% | 1.12% | 23.15% | 99.13% | 40.44% | 88.13% | 30.97% | 100% | 63.69% | 100% | 58.74% | 100% | 78.98% | 100% | 76.02% | Suburb Large | 1102.3927 | New England
2852 | 0.81377 | Providence | 0 | RI | 2012 | 7980 | 2169547.5973 | 134768.5 | 163592100 | 7617 | 1109537.3747 | 7276 | 309193.624 | 5236 | 222115.3789 | 39145 | 46774500 | 281 | 270054.8239 | 281 | 167008.6604 | 281 | 154413.8168 | 20616.5 | 24799200 | 82 | 789955.3988 | 82 | 656269.4233 | 82 | 640906.7589 | 75007 | 92018400 | 271.8731 | 95.45% | 51.14% | 3.521% | 12.45% | 1.028% | 36.41% | 95.52% | 27.87% | 68.74% | 20.02% | 100% | 61.84% | 100% | 57.18% | 100% | 83.08% | 100% | 81.13% | Suburb Large | 620.6307 | New England
2860 | 1 | Providence | 0 | RI | 2012 | 10111 | 2120227.5345 | 138526.4 | 161589700 | 9610 | 1138233.2081 | 9490 | 422159.6116 | 8097 | 321706.07 | 56142.6 | 63506500 | 398 | 388860.1854 | 398 | 262023.3728 | 397 | 245780.7779 | 29622.6 | 35103100 | 103 | 593134.141 | 103 | 444595.9043 | 103 | 427767.0204 | 52761.2 | 62980100 | 209.6951 | 95.05% | 53.68% | 3.936% | 18.34% | 1.019% | 27.98% | 98.75% | 37.09% | 84.26% | 28.26% | 100% | 67.38% | 99.75% | 63.21% | 100% | 74.96% | 100% | 72.12% | Suburb Large | 8320.8004 | New England
2861 | 1 | Providence | 0 | RI | 2012 | 8804 | 1307269.8636 | 85586.51 | 98018400 | 8654 | 927801.6357 | 8562 | 366930.013 | 7505 | 285475.6795 | 51485.7 | 57437800 | 117 | 116135.4154 | 117 | 83036.5857 | 117 | 78591.9183 | 9633.91 | 11337900 | 33 | 263332.8125 | 33 | 211562.9582 | 33 | 205484.5696 | 24466.9 | 29242700 | 148.4859 | 98.3% | 70.97% | 1.329% | 8.884% | 0.3748% | 20.14% | 98.94% | 39.55% | 86.72% | 30.77% | 100% | 71.5% | 100% | 67.67% | 100% | 80.34% | 100% | 78.03% | Suburb Large | 7057.8904 | New England
2863 | 1 | Providence | 0 | RI | 2012 | 3135 | 691256.0556 | 45491.7 | 53313630 | 3005 | 362508.289 | 2983 | 133843.9813 | 2616 | 104276.6588 | 17709.3 | 20237000 | 102 | 88351.7545 | 102 | 54118.3368 | 102 | 50393.2714 | 6353.8 | 7555130 | 28 | 240396.0121 | 28 | 186794.4663 | 28 | 180375.9187 | 21428.6 | 25521500 | 220.4963 | 95.85% | 52.44% | 3.254% | 12.78% | 0.8931% | 34.78% | 99.27% | 36.92% | 87.05% | 28.77% | 100% | 61.25% | 100% | 57.04% | 100% | 77.7% | 100% | 75.03% | Suburb Large | 14391.219 | New England
2864 | 0.083268 | Providence | 0 | RI | 2012 | 3018 | 489535.6474 | 27595.99 | 31882370 | 2952 | 372925.1472 | 2916 | 132351.255 | 2475 | 101363.5033 | 17990.8 | 20415100 | 57 | 50349.4222 | 57 | 31116.558 | 57 | 28898.4076 | 3708.84 | 4390370 | 9 | 66261.0781 | 9 | 51694.0898 | 9 | 49766.8635 | 5896.35 | 7076900 | 162.2053 | 97.81% | 76.18% | 1.889% | 10.29% | 0.2982% | 13.54% | 98.78% | 35.49% | 83.84% | 27.18% | 100% | 61.8% | 100% | 57.4% | 100% | 78.02% | 100% | 75.11% | Suburb Large | 1191.9493 | New England
2865 | 0.62258 | Providence | 0 | RI | 2012 | 4856 | 1027525.672 | 51778.14 | 60707990 | 4716 | 744490.0683 | 4575 | 213619.2331 | 3533 | 156916.4769 | 28163.5 | 32606900 | 114 | 98096.2562 | 114 | 58102.8972 | 113 | 53082.888 | 6902.44 | 8091190 | 26 | 184939.3475 | 26 | 150987.2569 | 26 | 145354.9008 | 16712.2 | 20009900 | 211.5992 | 97.12% | 72.45% | 2.348% | 9.547% | 0.5354% | 18% | 97.01% | 28.69% | 74.92% | 21.08% | 100% | 59.23% | 99.12% | 54.11% | 100% | 81.64% | 100% | 78.6% | Suburb Large | 1050.9686 | New England
2871 | 0.78062 | Providence | 0 | RI | 2012 | 4715 | 1034005.4387 | 66578.7 | 78079600 | 4476 | 718909.9751 | 4447 | 286051.0553 | 3951 | 217850.0256 | 39826.8 | 45780100 | 212 | 165923.2557 | 212 | 95818.7793 | 212 | 86998.2688 | 12614.4 | 15093400 | 27 | 149172.2079 | 27 | 122489.2047 | 27 | 118684.1079 | 14137.5 | 17206100 | 219.3013 | 94.93% | 69.53% | 4.496% | 16.05% | 0.5726% | 14.43% | 99.35% | 39.79% | 88.27% | 30.3% | 100% | 57.75% | 100% | 52.43% | 100% | 82.11% | 100% | 79.56% | Suburb Large | 529.6671 | New England
2874 | 0.7058 | Providence | 0 | RI | 2012 | 2074 | 369131.9553 | 15560.7 | 18421000 | 2024 | 317674.64 | 1899 | 87715.8622 | 1377 | 63226.3053 | 11571.1 | 13593800 | 47 | 40014.398 | 47 | 25327.657 | 47 | 23474.5709 | 3025.21 | 3640250 | 3 | 11442.9174 | 3 | 8792.488 | 3 | 8436.5786 | 964.39 | 1186950 | 177.9807 | 97.59% | 86.06% | 2.266% | 10.84% | 0.1446% | 3.1% | 93.82% | 27.61% | 68.03% | 19.9% | 100% | 63.3% | 100% | 58.67% | 100% | 76.84% | 100% | 73.73% | Suburb Large | 437.8577 | New England
2879 | 0.16254 | Providence | 0 | RI | 2012 | 1424 | 328003.3668 | 17264.86 | 19513380 | 1339 | 205433.7497 | 1272 | 57557.9387 | 905 | 41627.024 | 7558.73 | 8491250 | 75 | 67958.0432 | 75 | 37064.165 | 75 | 33281.9889 | 4938.72 | 5559290 | 10 | 54611.5739 | 10 | 41303.9548 | 10 | 38993.1447 | 4767.41 | 5462840 | 230.3394 | 94.03% | 62.63% | 5.267% | 20.72% | 0.7022% | 16.65% | 95% | 28.02% | 67.59% | 20.26% | 100% | 54.54% | 100% | 48.97% | 100% | 75.63% | 100% | 71.4% | Suburb Large | 424.0903 | New England
2882 | 0.43816 | Providence | 0 | RI | 2012 | 3540 | 579612.5235 | 29443.75 | 32615690 | 3457 | 483343.8565 | 3373 | 161323.5456 | 2761 | 121867.0948 | 21953.1 | 24190500 | 75 | 57605.2276 | 75 | 29225.6746 | 75 | 25188.2092 | 4070.18 | 4516110 | 8 | 38663.4394 | 8 | 28038.1755 | 8 | 26604.4396 | 3420.47 | 3909080 | 163.7324 | 97.66% | 83.39% | 2.119% | 9.939% | 0.226% | 6.671% | 97.57% | 33.38% | 79.87% | 25.21% | 100% | 50.73% | 100% | 43.73% | 100% | 72.52% | 100% | 68.81% | Suburb Large | 851.1019 | New England
2886 | 0.95498 | Providence | 0 | RI | 2012 | 10467 | 2759858.5799 | 174903.6 | 212246700 | 9863 | 1300937.9916 | 9416 | 377949.0549 | 6741 | 273159.0821 | 47384 | 56108300 | 464 | 447460.5542 | 464 | 292038.2814 | 463 | 272702.3959 | 34613.5 | 41904400 | 140 | 1011460.0341 | 140 | 827577.4727 | 140 | 803190.5353 | 92906.1 | 114234000 | 263.6724 | 94.23% | 47.14% | 4.433% | 16.21% | 1.338% | 36.65% | 95.47% | 29.05% | 68.35% | 21% | 100% | 65.27% | 99.78% | 60.94% | 100% | 81.82% | 100% | 79.41% | City Small | 1696.9077 | New England
2888 | 1 | Providence | 0 | RI | 2012 | 8006 | 1366381.9738 | 72460.8 | 87482100 | 7719 | 902703.7022 | 7401 | 260938.746 | 5342 | 186633.725 | 32440 | 38429200 | 241 | 238150.8727 | 241 | 164037.2718 | 240 | 155016.342 | 19008.7 | 23200800 | 46 | 225527.3989 | 46 | 187571.7873 | 46 | 181739.2022 | 21012.1 | 25852100 | 170.6697 | 96.42% | 66.07% | 3.01% | 17.43% | 0.5746% | 16.51% | 95.88% | 28.91% | 69.21% | 20.67% | 100% | 68.88% | 99.59% | 65.09% | 100% | 83.17% | 100% | 80.58% | City Small | 2841.6488 | New England
2889 | 1 | Providence | 0 | RI | 2012 | 11017 | 1500817.5644 | 66424.5 | 79252100 | 10820 | 1243335.4024 | 10357 | 370594.221 | 7453 | 261826.3417 | 46369.5 | 54855300 | 176 | 150670.0828 | 176 | 89196.221 | 173 | 80975.7703 | 10811.9 | 13101400 | 21 | 106812.0792 | 21 | 80845.5724 | 21 | 76811.433 | 9243.1 | 11295400 | 136.2274 | 98.21% | 82.84% | 1.598% | 10.04% | 0.1906% | 7.117% | 95.72% | 29.81% | 68.88% | 21.06% | 100% | 59.2% | 98.3% | 53.74% | 100% | 75.69% | 100% | 71.91% | City Small | 2147.0691 | New England
2893 | 0.080383 | Providence | 0 | RI | 2012 | 857 | 146767.39 | 7529.43 | 8997970 | 818 | 107422.0316 | 800 | 35246.3019 | 642 | 26332.8074 | 4698.67 | 5555180 | 37 | 29953.3336 | 37 | 16806.3153 | 37 | 15160.5841 | 1998.2 | 2416520 | 2 | 9392.0248 | 2 | 7443.2503 | 2 | 7208.1914 | 832.56 | 1026270 | 171.2572 | 95.45% | 73.19% | 4.317% | 20.41% | 0.2334% | 6.399% | 97.8% | 32.81% | 78.48% | 24.51% | 100% | 56.11% | 100% | 50.61% | 100% | 79.25% | 100% | 76.75% | Suburb Large | 3012.3536 | New England
2902 | 1 | Providence | Providence, RI | RI | 2012 | 1 | 3994.2239 | 250.773 | 309828 | 0 | 0 | 0 | 0 | 0 | 0 | 0 | 0 | 0 | 0 | 0 | 0 | 0 | 0 | 0 | 0 | 1 | 3994.2239 | 1 | 2318.0563 | 1 | 2131.5144 | 250.773 | 309828 | 3994.2239 | 0% | 0% | 0% | 0% | 100% | 100% | #DIV/0! | #DIV/0! | #DIV/0! | #DIV/0! | #DIV/0! | #DIV/0! | #DIV/0! | #DIV/0! | 100% | 58.04% | 100% | 53.36% | City Midsize | 8915.7412 | New England
2903 | 1 | Providence | Providence, RI | RI | 2012 | 1321 | 904156.2422 | 60542.02 | 74040230 | 985 | 133552.7932 | 978 | 53262.7891 | 842 | 41163.9421 | 6808.62 | 8155430 | 257 | 282537.2127 | 256 | 159154.9201 | 256 | 144989.7723 | 17615.7 | 21624700 | 79 | 488066.2363 | 79 | 292530.571 | 79 | 271584.5006 | 36117.7 | 44260100 | 684.4483 | 74.56% | 14.77% | 19.45% | 31.25% | 5.98% | 53.98% | 99.29% | 39.88% | 85.48% | 30.82% | 99.61% | 56.33% | 99.61% | 51.32% | 100% | 59.94% | 100% | 55.65% | City Midsize | 7656.0013 | New England
2904 | 1 | Providence | Providence, RI | RI | 2012 | 7813 | 1631470.1899 | 97714.9 | 113460000 | 7411 | 1031551.033 | 7330 | 376831.1992 | 6409 | 291015.4841 | 49729.2 | 56723500 | 354 | 328241.8435 | 354 | 199706.3457 | 352 | 183993.151 | 23888.9 | 28018300 | 48 | 271677.3133 | 48 | 212363.725 | 48 | 204685.8475 | 24096.8 | 28718200 | 208.8148 | 94.85% | 63.23% | 4.531% | 20.12% | 0.6144% | 16.65% | 98.91% | 36.53% | 86.48% | 28.21% | 100% | 60.84% | 99.44% | 56.05% | 100% | 78.17% | 100% | 75.34% | Suburb Large | 6018.9449 | New England
2905 | 1 | Providence | Providence, RI | RI | 2012 | 6591 | 1245455.6015 | 76162.7 | 91177800 | 6246 | 692098.8564 | 6179 | 242565.9777 | 5000 | 173341.0223 | 31373.3 | 36281300 | 285 | 274364.5525 | 285 | 179561.529 | 285 | 167843.2404 | 20532.7 | 25059700 | 60 | 278992.1926 | 60 | 215841.4018 | 60 | 208120.1223 | 24256.7 | 29836800 | 188.9631 | 94.77% | 55.57% | 4.324% | 22.03% | 0.9103% | 22.4% | 98.93% | 35.05% | 80.05% | 25.05% | 100% | 65.45% | 100% | 61.18% | 100% | 77.36% | 100% | 74.6% | City Midsize | 4820.4165 | New England
2906 | 1 | Providence | Providence, RI | RI | 2012 | 7016 | 1257880.6921 | 60856.9 | 69862500 | 6755 | 884286.3529 | 6660 | 284294.1055 | 5266 | 197138.7137 | 35550.5 | 40168500 | 224 | 209467.4747 | 224 | 115403.7328 | 223 | 103575.3101 | 13655.5 | 16075500 | 37 | 164126.8645 | 37 | 94467.8446 | 36 | 86904.0913 | 11650.9 | 13618500 | 179.2874 | 96.28% | 70.3% | 3.193% | 16.65% | 0.5274% | 13.05% | 98.59% | 32.15% | 77.96% | 22.29% | 100% | 55.09% | 99.55% | 49.45% | 100% | 57.56% | 97.3% | 52.95% | City Midsize | 7065.5081 | New England
2907 | 1 | Providence | Providence, RI | RI | 2012 | 4887 | 1055772.6625 | 64567.4 | 77505800 | 4637 | 558366.6723 | 4598 | 193683.9812 | 3747 | 134192.3637 | 23845.6 | 27499900 | 198 | 187825.0653 | 198 | 119005.0089 | 198 | 110197.6364 | 13677.3 | 16680800 | 52 | 309580.9248 | 52 | 245627.5281 | 52 | 235100.4022 | 27044.5 | 33325100 | 216.037 | 94.88% | 52.89% | 4.052% | 17.79% | 1.064% | 29.32% | 99.16% | 34.69% | 80.81% | 24.03% | 100% | 63.36% | 100% | 58.67% | 100% | 79.34% | 100% | 75.94% | City Midsize | 10895.9702 | New England
2908 | 1 | Providence | Providence, RI | RI | 2012 | 9011 | 1400200.7614 | 80676.2 | 93411700 | 8778 | 992262.9472 | 8713 | 346819.8219 | 7432 | 260499.3355 | 50297.7 | 57344300 | 193 | 179627.8147 | 193 | 110426.6224 | 191 | 102228.9292 | 13050.9 | 15427800 | 40 | 228309.9996 | 40 | 154152.3086 | 40 | 144154.7385 | 17327.6 | 20639600 | 155.3879 | 97.41% | 70.87% | 2.142% | 12.83% | 0.4439% | 16.31% | 99.26% | 34.95% | 84.67% | 26.25% | 100% | 61.48% | 98.96% | 56.91% | 100% | 67.52% | 100% | 63.14% | City Midsize | 10516.5152 | New England
2909 | 1 | Providence | Providence, RI | RI | 2012 | 7879 | 1271974.3874 | 72987.9 | 84542900 | 7627 | 889558.8626 | 7578 | 322389.8674 | 6581 | 245442.7779 | 42652.4 | 48479400 | 218 | 204903.9401 | 218 | 132039.3979 | 218 | 122805.8892 | 15343.7 | 18175600 | 34 | 177511.5848 | 34 | 134845.7037 | 34 | 128587.6579 | 14991.8 | 17887900 | 161.4386 | 96.8% | 69.94% | 2.767% | 16.11% | 0.4315% | 13.96% | 99.36% | 36.24% | 86.29% | 27.59% | 100% | 64.44% | 100% | 59.93% | 100% | 75.96% | 100% | 72.44% | City Midsize | 12972.1101 | New England
2910 | 1 | Providence | 0 | RI | 2004 | 7705 | 1118970.9074 | 65926.5 | 79025800 | 7537 | 780495.2753 | 7463 | 279043.469 | 6135 | 207079.8168 | 37675.1 | 44436100 | 136 | 131732.6219 | 136 | 92571.4697 | 136 | 86631.6026 | 10443.1 | 12754800 | 32 | 206743.0102 | 32 | 158254.6118 | 32 | 150739.4002 | 17808.3 | 21834900 | 145.2266 | 97.82% | 69.75% | 1.765% | 11.77% | 0.4153% | 18.48% | 99.02% | 35.75% | 81.4% | 26.53% | 100% | 70.27% | 100% | 65.76% | 100% | 76.55% | 100% | 72.91% | City Small | 6065.6329 | New England
2911 | 1 | Providence | 0 | RI | 2012 | 4881 | 835362.8696 | 44567.19 | 51546640 | 4737 | 621883.9059 | 4674 | 210155.9184 | 3938 | 160074.0204 | 28112.5 | 32076600 | 123 | 110118.4278 | 123 | 64573.397 | 122 | 59243.4411 | 7737.19 | 9120440 | 21 | 103360.536 | 21 | 75819.9519 | 21 | 72105.1732 | 8717.5 | 10349600 | 171.1458 | 97.05% | 74.44% | 2.52% | 13.18% | 0.4302% | 12.37% | 98.67% | 33.79% | 83.13% | 25.74% | 100% | 58.64% | 99.19% | 53.8% | 100% | 73.35% | 100% | 69.76% | Suburb Large | 5996.21 | New England
2912 | 1 | Providence | Providence, RI | RI | 2012 | 6 | 1391.9594 | 25.2527 | 30810.6 | 6 | 1391.9594 | 6 | 499.97 | 5 | 434.1632 | 25.2527 | 30810.6 | 0 | 0 | 0 | 0 | 0 | 0 | 0 | 0 | 0 | 0 | 0 | 0 | 0 | 0 | 0 | 0 | 231.9932 | 100% | 100% | 0% | 0% | 0% | 0% | 100% | 35.92% | 83.33% | 31.19% | #DIV/0! | #DIV/0! | #DIV/0! | #DIV/0! | #DIV/0! | #DIV/0! | #DIV/0! | #DIV/0! | City Midsize | 16010.0925 | New England
2914 | 1 | Providence | 0 | RI | 2012 | 7050 | 1337745.4126 | 84116.3 | 102152800 | 6684 | 754729.159 | 6629 | 270976.7082 | 5514 | 198376.6704 | 34154.3 | 40791300 | 310 | 306912.5528 | 310 | 213790.2338 | 310 | 202136.7967 | 24469.6 | 29928500 | 56 | 276103.7008 | 56 | 230174.1209 | 56 | 223298.6592 | 25492.4 | 31433000 | 189.7511 | 94.81% | 56.42% | 4.397% | 22.94% | 0.7943% | 20.64% | 99.18% | 35.9% | 82.5% | 26.28% | 100% | 69.66% | 100% | 65.86% | 100% | 83.37% | 100% | 80.87% | Suburb Large | 3862.5782 | New England
2915 | 0.9949 | Providence | 0 | RI | 2004 | 5935 | 934796.5944 | 52862.5 | 63380500 | 5743 | 637599.131 | 5578 | 212865.0046 | 4324 | 157546.4226 | 28161.7 | 33257100 | 166 | 171855.3908 | 166 | 107967.8912 | 166 | 102306.7529 | 13389.6 | 16174000 | 26 | 125342.0725 | 26 | 102440.133 | 26 | 99411.2284 | 11311.2 | 13949400 | 157.5057 | 96.76% | 68.21% | 2.797% | 18.38% | 0.4381% | 13.41% | 97.13% | 33.39% | 75.29% | 24.71% | 100% | 62.82% | 100% | 59.53% | 100% | 81.73% | 100% | 79.31% | Suburb Large | 2425.2172 | New England
2916 | 1 | Providence | 0 | RI | 2012 | 3160 | 688204.1688 | 44241.57 | 52117660 | 3051 | 357822.7194 | 2972 | 109461.0565 | 2349 | 80816.4074 | 14522.9 | 16766300 | 79 | 79859.3835 | 79 | 52764.9179 | 79 | 49410.8972 | 6181.97 | 7289160 | 30 | 250522.0659 | 30 | 206240.6939 | 30 | 200593.0941 | 23536.7 | 28062200 | 217.7861 | 96.55% | 51.99% | 2.5% | 11.6% | 0.9494% | 36.4% | 97.41% | 30.59% | 76.99% | 22.59% | 100% | 66.07% | 100% | 61.87% | 100% | 82.32% | 100% | 80.07% | Suburb Large | 2427.7256 | New England
2917 | 0.2655 | Providence | 0 | RI | 2012 | 1872 | 377665.2604 | 18586.33 | 21821660 | 1827 | 277588.3875 | 1764 | 78726.4835 | 1293 | 57870.7858 | 10296.7 | 11930100 | 36 | 28712.4929 | 36 | 17150.465 | 36 | 15657.2974 | 2074.95 | 2453230 | 9 | 71364.38 | 9 | 54867.1175 | 9 | 52744.3674 | 6214.68 | 7438330 | 201.7443 | 97.6% | 73.5% | 1.923% | 7.603% | 0.4808% | 18.9% | 96.55% | 28.36% | 70.77% | 20.85% | 100% | 59.73% | 100% | 54.53% | 100% | 76.88% | 100% | 73.91% | Suburb Large | 682.5285 | New England
2919 | 0.33639 | Providence | 0 | RI | 2012 | 7829 | 1440025.5193 | 81532 | 94825900 | 7512 | 1024738.8572 | 7384 | 355475.9174 | 6219 | 271445.4544 | 46957.4 | 53817000 | 287 | 233732.6133 | 287 | 153355.831 | 286 | 142850.8018 | 18107.7 | 21292100 | 30 | 181554.0488 | 30 | 147192.4335 | 30 | 143136.3316 | 16466.9 | 19716800 | 183.9348 | 95.95% | 71.16% | 3.666% | 16.23% | 0.3832% | 12.61% | 98.3% | 34.69% | 82.79% | 26.49% | 100% | 65.61% | 99.65% | 61.12% | 100% | 81.07% | 100% | 78.84% | Suburb Large | 1237.0754 | New England
2920 | 1 | Providence | 0 | RI | 2012 | 11509 | 2425479.0929 | 142711.4 | 171516000 | 11038 | 1527294.1885 | 10829 | 524060.5785 | 9031 | 392147.3754 | 67801.1 | 79637900 | 378 | 372230.0313 | 378 | 250372.8271 | 377 | 234781.3966 | 28607.2 | 34947700 | 93 | 525954.8732 | 93 | 412330.0133 | 93 | 397117.5405 | 46303.1 | 56930400 | 210.7463 | 95.91% | 62.97% | 3.284% | 15.35% | 0.8081% | 21.68% | 98.11% | 34.31% | 81.82% | 25.68% | 100% | 67.26% | 99.74% | 63.07% | 100% | 78.4% | 100% | 75.5% | City Small | 3674.7444 | New England
2921 | 0.29333 | Providence | 0 | RI | 2012 | 1351 | 254433.3197 | 12264.736 | 14449460 | 1320 | 218064.0226 | 1303 | 68578.3577 | 1115 | 51624.9429 | 9414 | 11040700 | 28 | 26046.6114 | 28 | 14262.8638 | 28 | 13003.8214 | 1982.35 | 2339620 | 3 | 10322.6858 | 3 | 7367.3274 | 3 | 7055.5572 | 868.386 | 1069140 | 188.3296 | 97.71% | 85.71% | 2.073% | 10.24% | 0.2221% | 4.057% | 98.71% | 31.45% | 84.47% | 23.67% | 100% | 54.76% | 100% | 49.93% | 100% | 71.37% | 100% | 68.35% | City Small | 1070.0591 | New England
3046 | 0.068608 | Concord | 0 | NH | 2009 | 90 | 14186.2049 | 588.094 | 673229 | 90 | 14186.2049 | 87 | 4281.8506 | 65 | 3111.7367 | 588.094 | 673229 | 0 | 0 | 0 | 0 | 0 | 0 | 0 | 0 | 0 | 0 | 0 | 0 | 0 | 0 | 0 | 0 | 157.6245 | 100% | 100% | 0% | 0% | 0% | 0% | 96.67% | 30.18% | 72.22% | 21.93% | #DIV/0! | #DIV/0! | #DIV/0! | #DIV/0! | #DIV/0! | #DIV/0! | #DIV/0! | #DIV/0! | Rural Distant | 90.0266 | New England
3106 | 0.064627 | Concord | 0 | NH | 2009 | 292 | 65246.304 | 3763.44 | 4016447 | 282 | 52651.3463 | 279 | 19352.2951 | 253 | 14812.3922 | 2709.37 | 2915130 | 9 | 7395.0992 | 9 | 3826.9908 | 9 | 3366.5393 | 543.145 | 569889 | 1 | 5199.8584 | 1 | 3928.4438 | 1 | 3733.9453 | 510.925 | 531428 | 223.4462 | 96.58% | 80.7% | 3.082% | 11.33% | 0.3425% | 7.97% | 98.94% | 36.76% | 89.72% | 28.13% | 100% | 51.75% | 100% | 45.52% | 100% | 75.55% | 100% | 71.81% | City Midsize | 365.5637 | New England
3224 | 0.093578 | Concord | 0 | NH | 2009 | 167 | 29756.9096 | 1123.453 | 1372392 | 162 | 24947.4014 | 151 | 5970.3541 | 101 | 4332.0251 | 812.586 | 988726 | 5 | 4809.5083 | 5 | 1938.0288 | 5 | 1797.3387 | 310.867 | 383666 | 0 | 0 | 0 | 0 | 0 | 0 | 0 | 0 | 178.1851 | 97.01% | 83.84% | 2.994% | 16.16% | 0% | 0% | 93.21% | 23.93% | 62.35% | 17.36% | 100% | 40.3% | 100% | 37.37% | #DIV/0! | #DIV/0! | #DIV/0! | #DIV/0! | Rural Distant | 62.3455 | New England
3229 | 0.084225 | Concord | 0 | NH | 2009 | 258 | 41981.2793 | 1407.686 | 1704414 | 254 | 39181.0654 | 238 | 9257.5026 | 166 | 6603.1497 | 1265.57 | 1528540 | 4 | 2800.2139 | 4 | 885.7991 | 4 | 770.8291 | 142.116 | 175874 | 0 | 0 | 0 | 0 | 0 | 0 | 0 | 0 | 162.7181 | 98.45% | 93.33% | 1.55% | 6.67% | 0% | 0% | 93.7% | 23.63% | 65.35% | 16.85% | 100% | 31.63% | 100% | 27.53% | #DIV/0! | #DIV/0! | #DIV/0! | #DIV/0! | Rural Distant | 129.6813 | New England
3234 | 0.040958 | Concord | 0 | NH | 2009 | 154 | 20776.7835 | 1019.39 | 1232320 | 154 | 20776.7835 | 148 | 7298.594 | 123 | 5931.7374 | 1019.39 | 1232320 | 0 | 0 | 0 | 0 | 0 | 0 | 0 | 0 | 0 | 0 | 0 | 0 | 0 | 0 | 0 | 0 | 134.9142 | 100% | 100% | 0% | 0% | 0% | 0% | 96.1% | 35.13% | 79.87% | 28.55% | #DIV/0! | #DIV/0! | #DIV/0! | #DIV/0! | #DIV/0! | #DIV/0! | #DIV/0! | #DIV/0! | Rural Distant | 136.4629 | New England
3258 | 0.22279 | Concord | 0 | NH | 2009 | 213 | 36306.2802 | 1536.979 | 1836269 | 208 | 32929.7265 | 199 | 9594.3394 | 158 | 7269.8549 | 1374.21 | 1639190 | 5 | 3376.5537 | 5 | 1187.6027 | 5 | 995.9568 | 162.769 | 197079 | 0 | 0 | 0 | 0 | 0 | 0 | 0 | 0 | 170.452 | 97.65% | 90.7% | 2.347% | 9.3% | 0% | 0% | 95.67% | 29.14% | 75.96% | 22.08% | 100% | 35.17% | 100% | 29.5% | #DIV/0! | #DIV/0! | #DIV/0! | #DIV/0! | Town Fringe | 122.1603 | New England
3275 | 0.70514 | Concord | 0 | NH | 2009 | 4187 | 785110.0824 | 40652.19 | 49212900 | 4022 | 528114.0815 | 3838 | 150412.0712 | 2809 | 111165.0812 | 20251.6 | 24313100 | 148 | 131320.5234 | 148 | 75838.4548 | 147 | 70009.9777 | 9570.19 | 11597500 | 17 | 125675.4775 | 17 | 93609.8748 | 17 | 90846.5214 | 10830.4 | 13302300 | 187.5114 | 96.06% | 67.27% | 3.535% | 16.73% | 0.406% | 16.01% | 95.43% | 28.48% | 69.84% | 21.05% | 100% | 57.75% | 99.32% | 53.31% | 100% | 74.49% | 100% | 72.29% | Town Fringe | 264.0047 | New England
3301 | 0.97773 | Concord | Concord, NH | NH | 2009 | 9861 | 2722605.1075 | 160352 | 194379800 | 9039 | 1264530.2566 | 8681 | 353915.9105 | 6098 | 247125.4888 | 44693.3 | 53711900 | 682 | 640834.2182 | 682 | 360101.0594 | 677 | 329911.5553 | 44853.7 | 54009800 | 140 | 817240.6328 | 140 | 624786.377 | 140 | 599697.6681 | 70805 | 86658100 | 276.0983 | 91.66% | 46.45% | 6.916% | 23.54% | 1.42% | 30.02% | 96.04% | 27.99% | 67.46% | 19.54% | 100% | 56.19% | 99.27% | 51.48% | 100% | 76.45% | 100% | 73.38% | Town Fringe | 663.8531 | New England
3303 | 0.27243 | Concord | 0 | NH | 2009 | 3557 | 592224.7709 | 25717.36 | 31037470 | 3430 | 438526.6088 | 3167 | 112553.3365 | 2120 | 79303.5416 | 14603 | 17614100 | 114 | 90541.8522 | 114 | 43575.4545 | 114 | 39381.9556 | 5898.35 | 7061530 | 13 | 63156.31 | 13 | 43690.5244 | 13 | 41589.9888 | 5216.01 | 6361840 | 166.4956 | 96.43% | 74.05% | 3.205% | 15.29% | 0.3655% | 10.66% | 92.33% | 25.67% | 61.81% | 18.08% | 100% | 48.13% | 100% | 43.5% | 100% | 69.18% | 100% | 65.85% | Town Fringe | 212.5528 | New England
3304 | 0.7999 | Concord | 0 | NH | 2009 | 2774 | 636398.6642 | 27203.96 | 32929950 | 2655 | 451734.1758 | 2537 | 105526.1429 | 1787 | 76662.2354 | 14142.4 | 17075300 | 99 | 89830.593 | 99 | 52632.842 | 99 | 48934.1465 | 6573.7 | 7943920 | 20 | 94833.8954 | 20 | 54725.3518 | 20 | 52098.6483 | 6487.86 | 7910730 | 229.4155 | 95.71% | 70.98% | 3.569% | 14.12% | 0.721% | 14.9% | 95.56% | 23.36% | 67.31% | 16.97% | 100% | 58.59% | 100% | 54.47% | 100% | 57.71% | 100% | 54.94% | Town Fringe | 262.4626 | New England
3307 | 0.066927 | Concord | 0 | NH | 2009 | 165 | 26218.8146 | 1240.971 | 1494899 | 161 | 22295.2608 | 155 | 7475.2299 | 131 | 6237.0812 | 988.804 | 1197170 | 4 | 3923.5538 | 4 | 1656.8715 | 4 | 1435.7724 | 252.167 | 297729 | 0 | 0 | 0 | 0 | 0 | 0 | 0 | 0 | 158.9019 | 97.58% | 85.04% | 2.424% | 14.96% | 0% | 0% | 96.27% | 33.53% | 81.37% | 27.97% | 100% | 42.23% | 100% | 36.59% | #DIV/0! | #DIV/0! | #DIV/0! | #DIV/0! | Town Fringe | 111.4533 | New England
4330 | 0.27087 | Augusta | 0 | ME | 2008 | 7460 | 1718591.6888 | 107292.8 | 114256100 | 7000 | 865949.4077 | 6831 | 280744.0719 | 5022 | 203616.9303 | 35444.4 | 37319500 | 383 | 358296.6044 | 383 | 214584.4473 | 382 | 200049.3383 | 26589.9 | 28212300 | 77 | 494345.6767 | 77 | 401645.3098 | 77 | 390086.3745 | 45258.5 | 48724300 | 230.3742 | 93.83% | 50.39% | 5.134% | 20.85% | 1.032% | 28.76% | 97.59% | 32.42% | 71.74% | 23.51% | 100% | 59.89% | 99.74% | 55.83% | 100% | 81.25% | 100% | 78.91% | Town Distant | 205.1069 | New England
4333 | 1 | Augusta | 0 | ME | 2008 | 2 | 157.3787 | 0 | 0 | 2 | 157.3787 | 1 | 7 | 0 | 0 | 0 | 0 | 0 | 0 | 0 | 0 | 0 | 0 | 0 | 0 | 0 | 0 | 0 | 0 | 0 | 0 | 0 | 0 | 78.6893 | 100% | 100% | 0% | 0% | 0% | 0% | 50% | 4.448% | 0% | 0% | #DIV/0! | #DIV/0! | #DIV/0! | #DIV/0! | #DIV/0! | #DIV/0! | #DIV/0! | #DIV/0! | Rural Fringe | 166.5207 | New England
4342 | 0.076263 | Augusta | 0 | ME | 2008 | 85 | 13290.9228 | 545.5573 | 572783 | 83 | 11645.319 | 79 | 3189.2622 | 56 | 2338.8127 | 454.151 | 475949 | 2 | 1645.6038 | 2 | 620.8488 | 2 | 546.5007 | 91.4063 | 96834 | 0 | 0 | 0 | 0 | 0 | 0 | 0 | 0 | 156.3638 | 97.65% | 87.62% | 2.353% | 12.38% | 0% | 0% | 95.18% | 27.39% | 67.47% | 20.08% | 100% | 37.73% | 100% | 33.21% | #DIV/0! | #DIV/0! | #DIV/0! | #DIV/0! | Rural Distant | 81.4564 | New England
4344 | 1 | Augusta | 0 | ME | 2008 | 1350 | 209832.9983 | 9137.69 | 9658103 | 1314 | 174328.0854 | 1275 | 51269.4035 | 939 | 36941.7288 | 6658.27 | 7049290 | 35 | 28530.3829 | 35 | 13252.4454 | 35 | 11962.5709 | 1923.61 | 2007370 | 1 | 6974.53 | 1 | 5261.8736 | 1 | 4927.3786 | 555.81 | 601443 | 155.4319 | 97.33% | 83.08% | 2.593% | 13.6% | 0.07407% | 3.324% | 97.03% | 29.41% | 71.46% | 21.19% | 100% | 46.45% | 100% | 41.93% | 100% | 75.44% | 100% | 70.65% | Rural Fringe | 169.3383 | New England
4345 | 0.49844 | Augusta | 0 | ME | 2008 | 4560 | 752834.6549 | 37976.78 | 40133110 | 4438 | 546019.0977 | 4298 | 162183.1324 | 3090 | 114770.6544 | 20851 | 21872500 | 103 | 91015.2091 | 103 | 50268.4832 | 103 | 46247.6473 | 6587.98 | 6922510 | 19 | 115800.348 | 19 | 91819.9632 | 19 | 89134.8791 | 10537.8 | 11338100 | 165.0953 | 97.32% | 72.53% | 2.259% | 12.09% | 0.4167% | 15.38% | 96.85% | 29.7% | 69.63% | 21.02% | 100% | 55.23% | 100% | 50.81% | 100% | 79.29% | 100% | 76.97% | Town Distant | 187.6955 | New England
4346 | 0.80885 | Augusta | 0 | ME | 2008 | 843 | 102529.5296 | 4334.723 | 4576286 | 831 | 92994.331 | 817 | 29341.9723 | 569 | 20079.1335 | 3606.53 | 3804720 | 11 | 6961.9322 | 11 | 3940.0425 | 11 | 3472.3455 | 485.363 | 508624 | 1 | 2573.2664 | 1 | 2199.4949 | 1 | 2152.0683 | 242.83 | 262942 | 121.6246 | 98.58% | 90.7% | 1.305% | 6.79% | 0.1186% | 2.51% | 98.32% | 31.55% | 68.47% | 21.59% | 100% | 56.59% | 100% | 49.88% | 100% | 85.47% | 100% | 83.63% | Town Distant | 132.7883 | New England
4347 | 1 | Augusta | 0 | ME | 2008 | 1099 | 233057.8442 | 12437.94 | 13160140 | 1049 | 153193.6038 | 1021 | 45363.1444 | 757 | 32429.4875 | 5858.74 | 6150860 | 43 | 37881.6778 | 43 | 22180.3475 | 43 | 20612.1464 | 2820.77 | 2977360 | 7 | 41982.5626 | 7 | 32173.563 | 7 | 31231.962 | 3758.43 | 4031920 | 212.0636 | 95.45% | 65.73% | 3.913% | 16.25% | 0.6369% | 18.01% | 97.33% | 29.61% | 72.16% | 21.17% | 100% | 58.55% | 100% | 54.41% | 100% | 76.64% | 100% | 74.39% | Rural Fringe | 347.8361 | New England
4350 | 0.0627 | Augusta | 0 | ME | 2008 | 127 | 16503.5763 | 566.557 | 603464 | 124 | 14102.4113 | 109 | 3522.6499 | 65 | 2303.4662 | 409.331 | 435284 | 3 | 2401.165 | 3 | 971.9688 | 3 | 900.0776 | 157.226 | 168180 | 0 | 0 | 0 | 0 | 0 | 0 | 0 | 0 | 129.9494 | 97.64% | 85.45% | 2.362% | 14.55% | 0% | 0% | 87.9% | 24.98% | 52.42% | 16.33% | 100% | 40.48% | 100% | 37.49% | #DIV/0! | #DIV/0! | #DIV/0! | #DIV/0! | Town Distant | 92.9071 | New England
4351 | 0.79417 | Augusta | 0 | ME | 2008 | 1051 | 180984.3322 | 7627.042 | 7980193 | 1009 | 144759.549 | 965 | 41182.5995 | 681 | 28701.8841 | 5238.35 | 5487750 | 41 | 33596.3353 | 41 | 16318.1505 | 41 | 14008.5115 | 2201.39 | 2292540 | 1 | 2628.4478 | 1 | 1486.4534 | 1 | 1365.7275 | 187.302 | 199903 | 172.202 | 96% | 79.98% | 3.901% | 18.56% | 0.09515% | 1.452% | 95.64% | 28.45% | 67.49% | 19.83% | 100% | 48.57% | 100% | 41.7% | 100% | 56.55% | 100% | 51.96% | Rural Distant | 129.8646 | New England
4355 | 0.045351 | Augusta | 0 | ME | 2008 | 34 | 5622.905 | 292.5077 | 299752.5 | 32 | 4587.1491 | 32 | 1564.9699 | 24 | 1216.7373 | 220.967 | 223918 | 2 | 1035.7559 | 2 | 489.2534 | 2 | 395.6813 | 71.5407 | 75834.5 | 0 | 0 | 0 | 0 | 0 | 0 | 0 | 0 | 165.3796 | 94.12% | 81.58% | 5.882% | 18.42% | 0% | 0% | 100% | 34.12% | 75% | 26.52% | 100% | 47.24% | 100% | 38.2% | #DIV/0! | #DIV/0! | #DIV/0! | #DIV/0! | Rural Distant | 84.5887 | New England
4357 | 0.69193 | Augusta | 0 | ME | 2008 | 763 | 105790.7511 | 4600.774 | 4743780 | 747 | 91745.9981 | 697 | 27313.1053 | 493 | 19777.4046 | 3609.5 | 3741200 | 16 | 14044.753 | 16 | 6683.3606 | 16 | 6027.7382 | 991.274 | 1002580 | 0 | 0 | 0 | 0 | 0 | 0 | 0 | 0 | 138.651 | 97.9% | 86.72% | 2.097% | 13.28% | 0% | 0% | 93.31% | 29.77% | 66% | 21.56% | 100% | 47.59% | 100% | 42.92% | #DIV/0! | #DIV/0! | #DIV/0! | #DIV/0! | Rural Distant | 106.7469 | New England
4359 | 1 | Augusta | 0 | ME | 2008 | 24 | 3609.3361 | 123.014 | 132632 | 24 | 3609.3361 | 24 | 976.8763 | 18 | 614.5459 | 123.014 | 132632 | 0 | 0 | 0 | 0 | 0 | 0 | 0 | 0 | 0 | 0 | 0 | 0 | 0 | 0 | 0 | 0 | 150.389 | 100% | 100% | 0% | 0% | 0% | 0% | 100% | 27.07% | 75% | 17.03% | #DIV/0! | #DIV/0! | #DIV/0! | #DIV/0! | #DIV/0! | #DIV/0! | #DIV/0! | #DIV/0! | Town Distant | 283.916 | New England
4364 | 0.015681 | Augusta | 0 | ME | 2008 | 33 | 7137.4687 | 413.717 | 413406 | 30 | 5128.1301 | 30 | 1707.1351 | 21 | 1242.95 | 229.966 | 243139 | 3 | 2009.3385 | 3 | 989.4475 | 3 | 903.0997 | 183.751 | 170267 | 0 | 0 | 0 | 0 | 0 | 0 | 0 | 0 | 216.2869 | 90.91% | 71.85% | 9.091% | 28.15% | 0% | 0% | 100% | 33.29% | 70% | 24.24% | 100% | 49.24% | 100% | 44.95% | #DIV/0! | #DIV/0! | #DIV/0! | #DIV/0! | Rural Distant | 156.2259 | New England
5602 | 0.23403 | Montpelier | 0 | VT | 2009 | 3574 | 772853.1846 | 43847.3 | 46487100 | 3363 | 467387.5824 | 3295 | 158301.86 | 2602 | 117440.8825 | 20252.7 | 21281600 | 188 | 175462.2828 | 188 | 102574.4862 | 188 | 95206.6335 | 12742.1 | 13515900 | 23 | 130003.3194 | 23 | 95899.5414 | 23 | 91345.2975 | 10852.5 | 11689600 | 216.2432 | 94.1% | 60.48% | 5.26% | 22.7% | 0.6435% | 16.82% | 97.98% | 33.87% | 77.37% | 25.13% | 100% | 58.46% | 100% | 54.26% | 100% | 73.77% | 100% | 70.26% | Town Distant | 136.8148 | New England
5641 | 0.8676 | Montpelier | 0 | VT | 2009 | 6896 | 1404380.4107 | 83092.4 | 87329100 | 6565 | 934799.497 | 6501 | 348346.0453 | 5377 | 262482.0362 | 45154.9 | 46927700 | 287 | 249482.3388 | 287 | 147707.1495 | 287 | 137229.5013 | 18724.3 | 19789100 | 44 | 220098.5749 | 44 | 160771.6241 | 44 | 154569.2345 | 19213.2 | 20612300 | 203.6515 | 95.2% | 66.56% | 4.162% | 17.76% | 0.6381% | 15.67% | 99.03% | 37.26% | 81.9% | 28.08% | 100% | 59.21% | 100% | 55.01% | 100% | 73.05% | 100% | 70.23% | Rural Distant | 401.7489 | New England
5649 | 0.95806 | Montpelier | 0 | VT | 2009 | 137 | 22173.5521 | 1101.569 | 1164013 | 132 | 18626.9272 | 131 | 6303.9963 | 110 | 4857.2713 | 866.772 | 925308 | 5 | 3546.6249 | 5 | 1473.3387 | 5 | 1288.7946 | 234.797 | 238705 | 0 | 0 | 0 | 0 | 0 | 0 | 0 | 0 | 161.8507 | 96.35% | 84.01% | 3.65% | 15.99% | 0% | 0% | 99.24% | 33.84% | 83.33% | 26.08% | 100% | 41.54% | 100% | 36.34% | #DIV/0! | #DIV/0! | #DIV/0! | #DIV/0! | #N/A | 257.1065 | New England
5651 | 0.31117 | Montpelier | 0 | VT | 2009 | 168 | 31219.5232 | 1704.1595 | 1763902.5 | 166 | 27984.5129 | 166 | 10151.206 | 146 | 7855.7569 | 1427.49 | 1464650 | 1 | 745.1716 | 1 | 241.8606 | 1 | 227.3418 | 46.7345 | 49894.5 | 1 | 2489.8387 | 1 | 2084.9802 | 1 | 2052.9936 | 229.935 | 249358 | 185.8305 | 98.81% | 89.64% | 0.5952% | 2.387% | 0.5952% | 7.975% | 100% | 36.27% | 87.95% | 28.07% | 100% | 32.46% | 100% | 30.51% | 100% | 83.74% | 100% | 82.45% | Town Distant | 82.5941 | New England
5654 | 1 | Montpelier | 0 | VT | 2009 | 484 | 85798.2808 | 5149.178 | 5426062 | 472 | 58547.5495 | 468 | 20219.2645 | 371 | 15298.4533 | 2733.03 | 2841080 | 10 | 8975.1162 | 10 | 5876.6232 | 10 | 5633.122 | 722.958 | 759512 | 2 | 18275.6151 | 2 | 14670.9964 | 2 | 14461.4307 | 1693.19 | 1825470 | 177.2692 | 97.52% | 68.24% | 2.066% | 10.46% | 0.4132% | 21.3% | 99.15% | 34.53% | 78.6% | 26.13% | 100% | 65.48% | 100% | 62.76% | 100% | 80.28% | 100% | 79.13% | Rural Fringe | 265.8578 | New England
5667 | 0.015747 | Montpelier | 0 | VT | 2009 | 27 | 4358.5896 | 236.1749 | 246542.3 | 26 | 3336.4695 | 26 | 1250.6033 | 20 | 894.0757 | 142.654 | 149472 | 1 | 1022.1201 | 1 | 602.9901 | 1 | 573.9005 | 93.5209 | 97070.3 | 0 | 0 | 0 | 0 | 0 | 0 | 0 | 0 | 161.4292 | 96.3% | 76.55% | 3.704% | 23.45% | 0% | 0% | 100% | 37.48% | 76.92% | 26.8% | 100% | 58.99% | 100% | 56.15% | #DIV/0! | #DIV/0! | #DIV/0! | #DIV/0! | Rural Distant | 44.5925 | New England
5675 | 0.036136 | Montpelier | 0 | VT | 2009 | 50 | 9124.1862 | 610.399 | 635998 | 48 | 7341.9245 | 48 | 3593.7159 | 43 | 3029.3314 | 488.836 | 506471 | 2 | 1782.2617 | 2 | 818.1473 | 2 | 701.2897 | 121.563 | 129527 | 0 | 0 | 0 | 0 | 0 | 0 | 0 | 0 | 182.4837 | 96% | 80.47% | 4% | 19.53% | 0% | 0% | 100% | 48.95% | 89.58% | 41.26% | 100% | 45.91% | 100% | 39.35% | #DIV/0! | #DIV/0! | #DIV/0! | #DIV/0! | Rural Remote | 27.9889 | New England
5679 | 0.16755 | Montpelier | 0 | VT | 2009 | 707 | 99816.8371 | 5177.125 | 5410680 | 697 | 84124.2519 | 685 | 30480.1702 | 549 | 21986.0465 | 3852.51 | 3979050 | 8 | 6677.9476 | 8 | 3713.9827 | 8 | 3516.3593 | 485.861 | 523904 | 2 | 9014.6376 | 2 | 7746.7016 | 2 | 7400.0984 | 838.754 | 907726 | 141.1836 | 98.59% | 84.28% | 1.132% | 6.69% | 0.2829% | 9.031% | 98.28% | 36.23% | 78.77% | 26.14% | 100% | 55.62% | 100% | 52.66% | 100% | 85.93% | 100% | 82.09% | Rural Fringe | 80.9855 | New England
6001 | 0.21779 | Hartford | 0 | CT | 2013 | 580 | 199765.1385 | 8856.52 | 9604430 | 442 | 117124.1259 | 432 | 35144.6796 | 352 | 24886.1734 | 4676.99 | 5075260 | 138 | 82641.0125 | 138 | 29368.627 | 135 | 22257.3145 | 4179.53 | 4529170 | 0 | 0 | 0 | 0 | 0 | 0 | 0 | 0 | 344.4227 | 76.21% | 58.63% | 23.79% | 41.37% | 0% | 0% | 97.74% | 30.01% | 79.64% | 21.25% | 100% | 35.54% | 97.83% | 26.93% | #DIV/0! | #DIV/0! | #DIV/0! | #DIV/0! | Suburb Large | 766.0141 | New England
6002 | 0.49376 | Hartford | 0 | CT | 2013 | 5423 | 1380850.2174 | 82496.5 | 96255200 | 5065 | 763447.9297 | 4860 | 232421.2053 | 3687 | 177674.7871 | 31897.9 | 36496900 | 301 | 262075.6612 | 301 | 147762.3754 | 298 | 134564.1544 | 18772 | 21887100 | 57 | 355326.6265 | 57 | 271881.2055 | 57 | 260183.0377 | 31826.6 | 37871200 | 254.6285 | 93.4% | 55.29% | 5.55% | 18.98% | 1.051% | 25.73% | 95.95% | 30.44% | 72.79% | 23.27% | 100% | 56.38% | 99% | 51.35% | 100% | 76.52% | 100% | 73.22% | Suburb Large | 810.0788 | New England
6010 | 0.041896 | NewHaven | 0 | CT | 2013 | 269 | 50160.2764 | 2284.748 | 2569576 | 262 | 44300.4139 | 261 | 13983.8257 | 222 | 10604.6565 | 1908.16 | 2135470 | 7 | 5859.8625 | 7 | 2912.3407 | 7 | 2579.5183 | 376.588 | 434106 | 0 | 0 | 0 | 0 | 0 | 0 | 0 | 0 | 186.4694 | 97.4% | 88.32% | 2.602% | 11.68% | 0% | 0% | 99.62% | 31.57% | 84.73% | 23.94% | 100% | 49.7% | 100% | 44.02% | #DIV/0! | #DIV/0! | #DIV/0! | #DIV/0! | Suburb Large | 2169.9972 | New England
6023 | 0.78155 | NewHaven | 0 | CT | 2013 | 362 | 105726.6649 | 6967.28 | 7901850 | 327 | 51478.8315 | 317 | 16838.1881 | 265 | 12935.5818 | 2416.64 | 2661000 | 27 | 21454.5419 | 27 | 12057.6326 | 27 | 10818.9558 | 1578.04 | 1788670 | 8 | 32793.2915 | 8 | 26802.5485 | 8 | 26061.2718 | 2972.6 | 3452180 | 292.0626 | 90.33% | 48.69% | 7.459% | 20.29% | 2.21% | 31.02% | 96.94% | 32.71% | 81.04% | 25.13% | 100% | 56.2% | 100% | 50.43% | 100% | 81.73% | 100% | 79.47% | Suburb Large | 783.4961 | New England
6026 | 0.18842 | Hartford | 0 | CT | 2013 | 259 | 248006.5639 | 22646.46 | 27023280 | 183 | 29479.6867 | 179 | 12272.365 | 160 | 10049.3571 | 1730.85 | 1973350 | 43 | 49625.4634 | 43 | 37476.9343 | 43 | 36250.6062 | 4493.11 | 5313130 | 33 | 168901.4138 | 33 | 143925.39 | 33 | 141685.3494 | 16422.5 | 19736800 | 957.5543 | 70.66% | 11.89% | 16.6% | 20.01% | 12.74% | 68.1% | 97.81% | 41.63% | 87.43% | 34.09% | 100% | 75.52% | 100% | 73.05% | 100% | 85.21% | 100% | 83.89% | Rural Fringe | 305.0489 | New England
6032 | 0.35581 | Hartford | 0 | CT | 2013 | 2188 | 777727.3533 | 45821.94 | 51994670 | 2018 | 399826.3407 | 1948 | 115933.9775 | 1549 | 84073.8838 | 15510.6 | 17120800 | 134 | 121350.8148 | 134 | 67196.8928 | 133 | 60585.4066 | 8375.34 | 9492070 | 36 | 256550.1978 | 36 | 193334.5522 | 36 | 185258.4869 | 21936 | 25381800 | 355.4513 | 92.23% | 51.41% | 6.124% | 15.6% | 1.645% | 32.99% | 96.53% | 29% | 76.76% | 21.03% | 100% | 55.37% | 99.25% | 49.93% | 100% | 75.36% | 100% | 72.21% | Suburb Large | 758.6745 | New England
6033 | 0.39399 | Hartford | 0 | CT | 2013 | 6633 | 1645784.8936 | 86058.7 | 97092300 | 6287 | 1123175.5048 | 6075 | 310656.5273 | 4755 | 230412.4632 | 43068.9 | 48219100 | 299 | 285066.8735 | 299 | 174544.0994 | 298 | 162273.2925 | 22389.7 | 25190600 | 47 | 237542.5153 | 47 | 177138.5544 | 47 | 168904.8807 | 20600.1 | 23682600 | 248.1207 | 94.78% | 68.25% | 4.508% | 17.32% | 0.7086% | 14.43% | 96.63% | 27.66% | 75.63% | 20.51% | 100% | 61.23% | 99.67% | 56.92% | 100% | 74.57% | 100% | 71.11% | Suburb Large | 760.0193 | New England
6037 | 0.91781 | NewHaven | 0 | CT | 2013 | 7401 | 1757475.1347 | 105940 | 118313300 | 7075 | 1237080.3518 | 6992 | 432127.2319 | 6077 | 330501.5671 | 60801.9 | 66473000 | 275 | 255832.2955 | 275 | 165487.8017 | 275 | 153833.8943 | 20363.8 | 23078100 | 51 | 264562.4874 | 51 | 220839.1255 | 51 | 214709.4431 | 24774.3 | 28762200 | 237.4646 | 95.6% | 70.39% | 3.716% | 14.56% | 0.6891% | 15.05% | 98.83% | 34.93% | 85.89% | 26.72% | 100% | 64.69% | 100% | 60.13% | 100% | 83.47% | 100% | 81.16% | Suburb Large | 721.7965 | New England
6040 | 0.20204 | Hartford | 0 | CT | 2013 | 830 | 270880.5642 | 17397.98 | 19715330 | 732 | 127113.6132 | 709 | 44420.7643 | 575 | 36104.2323 | 6017.61 | 6755670 | 88 | 67249.9721 | 88 | 36939.3545 | 88 | 33390.0673 | 4969.21 | 5541590 | 10 | 76516.9789 | 10 | 57808.7627 | 10 | 54663.5846 | 6411.16 | 7418070 | 326.3621 | 88.19% | 46.93% | 10.6% | 24.83% | 1.205% | 28.25% | 96.86% | 34.95% | 78.55% | 28.4% | 100% | 54.93% | 100% | 49.65% | 100% | 75.55% | 100% | 71.44% | Suburb Large | 2069.2686 | New England
6042 | 0.13279 | Hartford | 0 | CT | 2013 | 75 | 308259.9632 | 30912.312 | 35996822 | 40 | 6746.3154 | 40 | 2725.9217 | 38 | 2068.6935 | 337.502 | 376202 | 27 | 25820.8415 | 27 | 17739.9383 | 27 | 16539.8901 | 2018.01 | 2321420 | 8 | 275692.8064 | 8 | 257013.3453 | 8 | 254229.7701 | 28556.8 | 33299200 | 4110.1328 | 53.33% | 2.189% | 36% | 8.376% | 10.67% | 89.44% | 100% | 40.41% | 95% | 30.66% | 100% | 68.7% | 100% | 64.06% | 100% | 93.22% | 100% | 92.21% | Suburb Large | 2262.1215 | New England
6051 | 1 | Hartford | 0 | CT | 2013 | 6434 | 1540057.1048 | 103637 | 116906400 | 6083 | 822238.8527 | 6019 | 303635.2496 | 5269 | 238971.0622 | 41986.9 | 45876100 | 270 | 267865.7989 | 270 | 182017.9429 | 269 | 171958.6672 | 21478.6 | 24520300 | 81 | 449952.4532 | 81 | 353768.0538 | 81 | 341629.3118 | 40171.5 | 46510000 | 239.3623 | 94.54% | 53.39% | 4.196% | 17.39% | 1.259% | 29.22% | 98.95% | 36.93% | 86.62% | 29.06% | 100% | 67.95% | 99.63% | 64.2% | 100% | 78.62% | 100% | 75.93% | Suburb Large | 6725.9798 | New England
6052 | 0.71149 | Hartford | 0 | CT | 2013 | 2498 | 571364.9447 | 31299.81 | 35380110 | 2435 | 362772.6783 | 2365 | 101937.3458 | 1868 | 73242.1127 | 13736.2 | 15167500 | 45 | 39689.5375 | 45 | 24080.0052 | 45 | 22543.333 | 2986.91 | 3398610 | 18 | 168902.7289 | 18 | 126396.0513 | 18 | 121131.3102 | 14576.7 | 16814000 | 228.729 | 97.48% | 63.49% | 1.801% | 6.946% | 0.7206% | 29.56% | 97.13% | 28.1% | 76.71% | 20.19% | 100% | 60.67% | 100% | 56.8% | 100% | 74.83% | 100% | 71.72% | Suburb Large | 2369.5061 | New England
6053 | 0.91116 | Hartford | 0 | CT | 2013 | 8591 | 1555771.839 | 92708.1 | 103535400 | 8330 | 1084576.4172 | 8210 | 376567.5629 | 7009 | 292257.1448 | 53296.2 | 58449900 | 212 | 169610.6973 | 212 | 97773.5121 | 212 | 90782.4017 | 12595.6 | 14121800 | 49 | 301584.7245 | 49 | 233750.5113 | 49 | 225414.4278 | 26816.3 | 30963700 | 181.0932 | 96.96% | 69.71% | 2.468% | 10.9% | 0.5704% | 19.38% | 98.56% | 34.72% | 84.14% | 26.95% | 100% | 57.65% | 100% | 53.52% | 100% | 77.51% | 100% | 74.74% | Suburb Large | 4540.746 | New England
6067 | 0.93523 | Hartford | 0 | CT | 2013 | 5607 | 1677697.5829 | 109061.2 | 122690000 | 5125 | 936829.9014 | 5081 | 345893.1905 | 4529 | 267652.2789 | 49423.3 | 54311900 | 411 | 352372.7226 | 411 | 201097.8386 | 410 | 185509.0171 | 25849.9 | 29242000 | 71 | 388494.9589 | 71 | 296283.0598 | 71 | 286177.3496 | 33788 | 39136100 | 299.2148 | 91.4% | 55.84% | 7.33% | 21% | 1.266% | 23.16% | 99.14% | 36.92% | 88.37% | 28.57% | 100% | 57.07% | 99.76% | 52.65% | 100% | 76.26% | 100% | 73.66% | Suburb Large | 1433.2924 | New England
6070 | 0.061487 | Hartford | 0 | CT | 2013 | 32 | 10651.8394 | 453.12 | 506697 | 28 | 7784.9017 | 28 | 2513.223 | 21 | 1812.4113 | 303.776 | 335985 | 4 | 2866.9377 | 4 | 1026.3461 | 4 | 801.0549 | 149.344 | 170712 | 0 | 0 | 0 | 0 | 0 | 0 | 0 | 0 | 332.87 | 87.5% | 73.09% | 12.5% | 26.91% | 0% | 0% | 100% | 32.28% | 75% | 23.28% | 100% | 35.8% | 100% | 27.94% | #DIV/0! | #DIV/0! | #DIV/0! | #DIV/0! | Suburb Large | 669.1388 | New England
6071 | 0.10159 | Springfield | 0 | MA | 2013 | 415 | 151354.9129 | 5887.083 | 7096908 | 388 | 75920.7837 | 368 | 11617.7589 | 179 | 6756.0865 | 1253.65 | 1507680 | 24 | 17615.0888 | 24 | 4560.1123 | 20 | 3427.7188 | 529.703 | 633978 | 3 | 57819.0404 | 3 | 38936.9199 | 3 | 35659.676 | 4103.73 | 4955250 | 364.7106 | 93.49% | 50.16% | 5.783% | 11.64% | 0.7229% | 38.2% | 94.85% | 15.3% | 46.13% | 8.899% | 100% | 25.89% | 83.33% | 19.46% | 100% | 67.34% | 100% | 61.67% | Suburb Large | 380.2767 | New England
6073 | 0.60125 | Hartford | 0 | CT | 2013 | 1645 | 346136.7174 | 16366.6 | 18051523 | 1592 | 305427.6807 | 1539 | 92313.8403 | 1221 | 69353.971 | 13491.2 | 14813700 | 51 | 31022.9248 | 51 | 12730.8495 | 51 | 11058.5126 | 2026.87 | 2266460 | 2 | 9686.1119 | 2 | 6425.6078 | 2 | 6087.3926 | 848.53 | 971363 | 210.4175 | 96.78% | 88.24% | 3.1% | 8.963% | 0.1216% | 2.798% | 96.67% | 30.22% | 76.7% | 22.71% | 100% | 41.04% | 100% | 35.65% | 100% | 66.34% | 100% | 62.85% | Suburb Large | 479.2986 | New England
6074 | 0.38407 | Hartford | 0 | CT | 2013 | 3039 | 997449.3207 | 66582.6 | 76244600 | 2688 | 426026.6017 | 2629 | 139471.5652 | 2094 | 100372.2789 | 18091.5 | 20261200 | 299 | 264430.6115 | 299 | 161154.4215 | 297 | 147146.7563 | 19620.3 | 22386300 | 52 | 306992.1076 | 52 | 261251.4014 | 52 | 254161.9028 | 28870.8 | 33597100 | 328.2163 | 88.45% | 42.71% | 9.839% | 26.51% | 1.711% | 30.78% | 97.81% | 32.74% | 77.9% | 23.56% | 100% | 60.94% | 99.33% | 55.65% | 100% | 85.1% | 100% | 82.79% | Suburb Large | 919.6773 | New England
6078 | 0.19732 | Springfield | 0 | MA | 2013 | 706 | 228412.4718 | 11654.755 | 14081720 | 674 | 134117.8453 | 633 | 26441.0184 | 389 | 18244.2269 | 3471.06 | 4187160 | 27 | 18092.0387 | 27 | 5831.9149 | 27 | 5105.4089 | 905.745 | 1097040 | 5 | 76202.5878 | 5 | 65694.0292 | 5 | 64827.4746 | 7277.95 | 8797520 | 323.5304 | 95.47% | 58.72% | 3.824% | 7.921% | 0.7082% | 33.36% | 93.92% | 19.71% | 57.72% | 13.6% | 100% | 32.23% | 100% | 28.22% | 100% | 86.21% | 100% | 85.07% | Rural Fringe | 485.6688 | New England
6082 | 0.17242 | Springfield | 0 | MA | 2013 | 2517 | 660401.5434 | 30508.36 | 36901780 | 2345 | 329798.1184 | 1996 | 42779.8678 | 758 | 26121.7644 | 4599.37 | 5602050 | 156 | 117271.661 | 155 | 42745.0491 | 114 | 38447.5175 | 5143.99 | 6205130 | 16 | 213331.7641 | 16 | 186661.293 | 16 | 184609.0398 | 20765 | 25094600 | 262.3765 | 93.17% | 49.94% | 6.198% | 17.76% | 0.6357% | 32.3% | 85.12% | 12.97% | 32.32% | 7.921% | 99.36% | 36.45% | 73.08% | 32.79% | 100% | 87.5% | 100% | 86.54% | Suburb Large | 1300.1791 | New England
6089 | 0.055517 | Hartford | 0 | CT | 2013 | 5 | 22756.4114 | 1790.9704 | 2155954.3 | 3 | 772.1253 | 3 | 298.3658 | 2 | 206.4611 | 38.6513 | 43851.4 | 1 | 757.3912 | 1 | 343.7916 | 1 | 279.4755 | 46.1491 | 51202.9 | 1 | 21226.895 | 1 | 15608.6826 | 1 | 15076.7037 | 1706.17 | 2060900 | 4551.2823 | 60% | 3.393% | 20% | 3.328% | 20% | 93.28% | 100% | 38.64% | 66.67% | 26.74% | 100% | 45.39% | 100% | 36.9% | 100% | 73.53% | 100% | 71.03% | Suburb Large | 960.1417 | New England
6093 | 0.0141 | Springfield | 0 | MA | 2013 | 13 | 1992.6492 | 36.8751 | 44816.8 | 13 | 1992.6492 | 13 | 310.6294 | 5 | 208.1154 | 36.8751 | 44816.8 | 0 | 0 | 0 | 0 | 0 | 0 | 0 | 0 | 0 | 0 | 0 | 0 | 0 | 0 | 0 | 0 | 153.2807 | 100% | 100% | 0% | 0% | 0% | 0% | 100% | 15.59% | 38.46% | 10.44% | #DIV/0! | #DIV/0! | #DIV/0! | #DIV/0! | #DIV/0! | #DIV/0! | #DIV/0! | #DIV/0! | Rural Fringe | 217.5272 | New England
6095 | 0.25106 | Hartford | 0 | CT | 2013 | 4487 | 963764.4759 | 60636.82 | 71712320 | 4403 | 572830.1935 | 4270 | 177061.3694 | 3351 | 130734.587 | 23929.3 | 27571200 | 55 | 47622.706 | 55 | 25840.6925 | 54 | 23900.9571 | 3419.72 | 4026520 | 29 | 343311.5764 | 29 | 297397.4802 | 29 | 291100.3466 | 33287.8 | 40114600 | 214.7904 | 98.13% | 59.44% | 1.226% | 4.941% | 0.6463% | 35.62% | 96.98% | 30.91% | 76.11% | 22.82% | 100% | 54.26% | 98.18% | 50.19% | 100% | 86.63% | 100% | 84.79% | Suburb Large | 939.9744 | New England
6096 | 0.59991 | Hartford | 0 | CT | 2013 | 1937 | 997986.6864 | 82557.9 | 98625400 | 1748 | 257029.4375 | 1687 | 93011.2344 | 1323 | 72570.1776 | 12421.9 | 14364200 | 135 | 134531.6341 | 135 | 93196.3175 | 135 | 87930.0862 | 10972.3 | 13056000 | 54 | 606425.6148 | 54 | 525841.6485 | 54 | 516534.7275 | 59163.7 | 71205200 | 515.2229 | 90.24% | 25.75% | 6.97% | 13.48% | 2.788% | 60.76% | 96.51% | 36.19% | 75.69% | 28.23% | 100% | 69.27% | 100% | 65.36% | 100% | 86.71% | 100% | 85.18% | Suburb Large | 1155.7255 | New England
6103 | 1 | Hartford | Hartford, CT | CT | 2006 | 110 | 341130.349 | 23790.19 | 27451620 | 26 | 7437.067 | 26 | 3623.345 | 25 | 3178.9641 | 334.65 | 383240 | 48 | 50393.7744 | 48 | 26266.4936 | 48 | 24115.7523 | 2523.64 | 2871580 | 36 | 283299.5076 | 36 | 156958.7574 | 36 | 147304.3974 | 20931.9 | 24196800 | 3101.185 | 23.64% | 2.18% | 43.64% | 14.77% | 32.73% | 83.05% | 100% | 48.72% | 96.15% | 42.74% | 100% | 52.12% | 100% | 47.85% | 100% | 55.4% | 100% | 52% | City Midsize | 2080.4391 | New England
6105 | 1 | Hartford | Hartford, CT | CT | 2013 | 2072 | 762358.4908 | 44962.4 | 51262400 | 1809 | 314687.387 | 1788 | 113162.2649 | 1466 | 86277.2541 | 13634.7 | 15182200 | 236 | 208094.3866 | 236 | 123435.6054 | 236 | 115068.9828 | 14302.4 | 16428200 | 27 | 239576.7171 | 27 | 150955.3166 | 27 | 142645.613 | 17025.3 | 19652000 | 367.9336 | 87.31% | 41.28% | 11.39% | 27.3% | 1.303% | 31.43% | 98.84% | 35.96% | 81.04% | 27.42% | 100% | 59.32% | 100% | 55.3% | 100% | 63.01% | 100% | 59.54% | City Midsize | 8880.192 | New England
6106 | 1 | Hartford | Hartford, CT | CT | 2013 | 5930 | 1501477.2805 | 95283.1 | 107641100 | 5542 | 732366.2492 | 5460 | 281304.9605 | 4680 | 224633.4186 | 36557.7 | 40310300 | 302 | 262656.7905 | 302 | 153992.7337 | 300 | 142359.367 | 18282.1 | 20878800 | 86 | 506454.2408 | 86 | 344972.1344 | 86 | 328232.4634 | 40443.3 | 46452000 | 253.2002 | 93.46% | 48.78% | 5.093% | 17.49% | 1.45% | 33.73% | 98.52% | 38.41% | 84.45% | 30.67% | 100% | 58.63% | 99.34% | 54.2% | 100% | 68.12% | 100% | 64.81% | City Midsize | 9232.7555 | New England
6107 | 1 | Hartford | 0 | CT | 2013 | 7156 | 1248518.3413 | 53836.61 | 60023250 | 7011 | 994948.8987 | 6815 | 265494.4087 | 4961 | 181980.1093 | 34265.1 | 37638000 | 115 | 111912.497 | 115 | 64910.6129 | 114 | 59265.0645 | 7738.61 | 8814050 | 30 | 141656.9456 | 30 | 103194.4795 | 30 | 98051.3679 | 11832.9 | 13571200 | 174.4715 | 97.97% | 79.69% | 1.607% | 8.964% | 0.4192% | 11.35% | 97.2% | 26.68% | 70.76% | 18.29% | 100% | 58% | 99.13% | 52.96% | 100% | 72.85% | 100% | 69.22% | City Small | 2462.5901 | New England
6108 | 1 | Hartford | 0 | CT | 2013 | 6069 | 1694009.0551 | 120299.7 | 137258400 | 5611 | 701133.2901 | 5503 | 246553.3162 | 4425 | 189441.7233 | 33341.8 | 36746200 | 361 | 363612.7437 | 361 | 247686.9231 | 361 | 233529.1547 | 28695.2 | 32928600 | 97 | 629263.0214 | 97 | 516537.2918 | 97 | 502805.0838 | 58262.7 | 67583600 | 279.1249 | 92.45% | 41.39% | 5.948% | 21.46% | 1.598% | 37.15% | 98.08% | 35.16% | 78.86% | 27.02% | 100% | 68.12% | 100% | 64.22% | 100% | 82.09% | 100% | 79.9% | City Small | 2876.159 | New England
6109 | 1 | Hartford | 0 | CT | 2013 | 9833 | 1956055.9997 | 107609.1 | 119713000 | 9571 | 1529043.3118 | 9424 | 519741.1594 | 8006 | 391179.0575 | 72541.3 | 79598400 | 222 | 204921.1702 | 222 | 121493.0514 | 222 | 111934.548 | 15177 | 17065000 | 40 | 222091.5177 | 40 | 178484.6697 | 40 | 172234.2753 | 19890.8 | 23049600 | 198.9277 | 97.34% | 78.17% | 2.258% | 10.48% | 0.4068% | 11.35% | 98.46% | 33.99% | 83.65% | 25.58% | 100% | 59.29% | 100% | 54.62% | 100% | 80.37% | 100% | 77.55% | Suburb Large | 2033.5007 | New England
6110 | 1 | Hartford | 0 | CT | 2013 | 4517 | 1063853.9134 | 70489.9 | 79726000 | 4244 | 518427.1857 | 4138 | 180765.7915 | 3319 | 137382.6999 | 24410.2 | 26661000 | 225 | 213706.1204 | 225 | 144910.7026 | 225 | 135889.152 | 16619.2 | 19112000 | 48 | 331720.6074 | 48 | 258174.0901 | 48 | 247783.6647 | 29460.5 | 33953000 | 235.5222 | 93.96% | 48.73% | 4.981% | 20.09% | 1.063% | 31.18% | 97.5% | 34.87% | 78.2% | 26.5% | 100% | 67.81% | 100% | 63.59% | 100% | 77.83% | 100% | 74.7% | City Small | 3809.0248 | New England
6111 | 1 | Hartford | 0 | CT | 2013 | 10097 | 2701555.9106 | 177742.4 | 200888400 | 9368 | 1472667.8609 | 9210 | 510917.679 | 7927 | 396157.8863 | 71719.1 | 79039600 | 629 | 538388.4163 | 629 | 324730.4225 | 626 | 300355.4724 | 40343.9 | 45680400 | 100 | 690499.6334 | 100 | 584424.3991 | 100 | 570086.8728 | 65679.4 | 76168400 | 267.5603 | 92.78% | 54.51% | 6.23% | 19.93% | 0.9904% | 25.56% | 98.31% | 34.69% | 84.62% | 26.9% | 100% | 60.32% | 99.52% | 55.79% | 100% | 84.64% | 100% | 82.56% | Suburb Large | 2342.4576 | New England
6112 | 1 | Hartford | Hartford, CT | CT | 2013 | 4516 | 826899.2217 | 44625.46 | 50202950 | 4359 | 552788.8754 | 4257 | 179738.5654 | 3457 | 136754.7476 | 24372.6 | 26991100 | 129 | 125085.7286 | 129 | 68227.3241 | 129 | 61615.452 | 8228.66 | 9369550 | 28 | 149024.6177 | 28 | 104757.1125 | 28 | 99420.0853 | 12024.2 | 13842300 | 183.1043 | 96.52% | 66.85% | 2.857% | 15.13% | 0.62% | 18.02% | 97.66% | 32.51% | 79.31% | 24.74% | 100% | 54.54% | 100% | 49.26% | 100% | 70.3% | 100% | 66.71% | City Midsize | 7348.3164 | New England
6114 | 1 | Hartford | Hartford, CT | CT | 2013 | 5020 | 1303513.232 | 88855.3 | 100987900 | 4653 | 628706.7738 | 4617 | 240253.4096 | 4022 | 183581.9978 | 30930.3 | 33952400 | 293 | 284787.8923 | 293 | 200167.1486 | 293 | 190800.6461 | 22731.2 | 26260700 | 74 | 390018.5659 | 74 | 313627.9399 | 74 | 304027.973 | 35193.8 | 40774800 | 259.664 | 92.69% | 48.23% | 5.837% | 21.85% | 1.474% | 29.92% | 99.23% | 38.21% | 86.44% | 29.2% | 100% | 70.29% | 100% | 67% | 100% | 80.41% | 100% | 77.95% | City Midsize | 6389.885 | New England
6117 | 1 | Hartford | 0 | CT | 2013 | 5126 | 1247751.3213 | 59169.21 | 66388010 | 4954 | 913769.4695 | 4827 | 253283.1312 | 3794 | 185543.6345 | 34073.2 | 37623800 | 140 | 117742.2151 | 140 | 57197.7298 | 139 | 49508.568 | 7335.21 | 8218810 | 32 | 216239.6367 | 32 | 157093.248 | 32 | 149493.9931 | 17760.8 | 20545400 | 243.4162 | 96.64% | 73.23% | 2.731% | 9.436% | 0.6243% | 17.33% | 97.44% | 27.72% | 76.58% | 20.31% | 100% | 48.58% | 99.29% | 42.05% | 100% | 72.65% | 100% | 69.13% | City Small | 1849.9294 | New England
6118 | 1 | Hartford | 0 | CT | 2013 | 8957 | 1820876.5737 | 109767.7 | 123994400 | 8776 | 1119156.0362 | 8571 | 368874.522 | 6819 | 278484.0462 | 50079.6 | 55266000 | 147 | 140107.4884 | 147 | 80606.1933 | 147 | 75471.4591 | 10392.9 | 11768900 | 34 | 561613.0491 | 34 | 413264.7722 | 34 | 397095.692 | 49295.2 | 56959500 | 203.2909 | 97.98% | 61.46% | 1.641% | 7.695% | 0.3796% | 30.84% | 97.66% | 32.96% | 77.7% | 24.88% | 100% | 57.53% | 100% | 53.87% | 100% | 73.59% | 100% | 70.71% | City Small | 2427.8075 | New England
6119 | 1 | Hartford | 0 | CT | 2013 | 4011 | 619516.6794 | 31173.6 | 34623660 | 3895 | 462066.1688 | 3810 | 142080.4883 | 2971 | 102218.8078 | 18941.7 | 20735700 | 104 | 97375.6458 | 104 | 61739.9083 | 104 | 57727.42 | 7303.59 | 8289560 | 12 | 60074.8648 | 12 | 41514.6748 | 12 | 38785.2818 | 4928.31 | 5598400 | 154.4544 | 97.11% | 74.58% | 2.593% | 15.72% | 0.2992% | 9.697% | 97.82% | 30.75% | 76.28% | 22.12% | 100% | 63.4% | 100% | 59.28% | 100% | 69.1% | 100% | 64.56% | City Small | 6961.6153 | New England
6120 | 1 | Hartford | Hartford, CT | CT | 2013 | 1834 | 788478.3152 | 57740.3 | 66445100 | 1587 | 238330.144 | 1557 | 93614.7035 | 1339 | 75334.5696 | 11601.8 | 12940700 | 188 | 181876.8165 | 188 | 111588.734 | 188 | 102952.6591 | 12851.1 | 14776100 | 59 | 368271.3547 | 59 | 297774.0869 | 59 | 289238.1817 | 33287.4 | 38728300 | 429.9227 | 86.53% | 30.23% | 10.25% | 23.07% | 3.217% | 46.71% | 98.11% | 39.28% | 84.37% | 31.61% | 100% | 61.35% | 100% | 56.61% | 100% | 80.86% | 100% | 78.54% | City Midsize | 3501.4563 | New England
6333 | 0.088026 | NewHaven | 0 | CT | 2013 | 21 | 3347.4863 | 94.3808 | 103574 | 21 | 3347.4863 | 20 | 790.0809 | 14 | 589.1376 | 94.3808 | 103574 | 0 | 0 | 0 | 0 | 0 | 0 | 0 | 0 | 0 | 0 | 0 | 0 | 0 | 0 | 0 | 0 | 159.4041 | 100% | 100% | 0% | 0% | 0% | 0% | 95.24% | 23.6% | 66.67% | 17.6% | #DIV/0! | #DIV/0! | #DIV/0! | #DIV/0! | #DIV/0! | #DIV/0! | #DIV/0! | #DIV/0! | Suburb Midsize | 390.1108 | New England
6371 | 0.6593 | NewHaven | 0 | CT | 2013 | 5534 | 957933.9881 | 38010.21 | 40655780 | 5398 | 814325.8583 | 5172 | 215786.5361 | 3673 | 150269.6577 | 27943 | 29709000 | 125 | 86918.0917 | 125 | 40885.8098 | 124 | 34346.5902 | 5272.35 | 5635370 | 11 | 56690.038 | 11 | 41751.1827 | 11 | 39792.4852 | 4794.86 | 5311410 | 173.0997 | 97.54% | 85.01% | 2.259% | 9.073% | 0.1988% | 5.918% | 95.81% | 26.5% | 68.04% | 18.45% | 100% | 47.04% | 99.2% | 39.52% | 100% | 73.65% | 100% | 70.19% | Rural Fringe | 169.2904 | New England
6401 | 0.23337 | Bridgeport | 0 | CT | 2006 | 1237 | 242267.6692 | 13319.556 | 15314613 | 1213 | 177227.9886 | 1187 | 58263.8438 | 950 | 42166.6716 | 7428.03 | 8325540 | 14 | 10261.7651 | 14 | 6182.4396 | 14 | 5646.1635 | 735.706 | 867173 | 10 | 54777.9155 | 10 | 46047.3213 | 10 | 44534.8699 | 5155.82 | 6121900 | 195.851 | 98.06% | 73.15% | 1.132% | 4.236% | 0.8084% | 22.61% | 97.86% | 32.88% | 78.32% | 23.79% | 100% | 60.25% | 100% | 55.02% | 100% | 84.06% | 100% | 81.3% | Suburb Large | 2997.5323 | New England
6405 | 0.99965 | NewHaven | 0 | CT | 2013 | 10224 | 2446204.9618 | 129401.2 | 150560900 | 9532 | 1567609.0477 | 9287 | 464976.1494 | 7170 | 332176.0809 | 60145.8 | 68788100 | 622 | 529463.0497 | 622 | 297175.0022 | 622 | 270329.7963 | 37859.8 | 44235600 | 70 | 349132.8644 | 70 | 274592.6085 | 70 | 265605.8099 | 31395.6 | 37537200 | 239.261 | 93.23% | 64.08% | 6.084% | 21.64% | 0.6847% | 14.27% | 97.43% | 29.66% | 75.22% | 21.19% | 100% | 56.13% | 100% | 51.06% | 100% | 78.65% | 100% | 76.08% | Suburb Large | 1102.1772 | New England
6409 | 1 | NewHaven | 0 | CT | 2013 | 473 | 150148.7847 | 9437.81 | 10393490 | 413 | 60659.4992 | 383 | 15395.8378 | 246 | 10829.9042 | 1918.12 | 2074370 | 52 | 55544.0372 | 52 | 36654.833 | 52 | 34454.1807 | 4373.26 | 4807940 | 8 | 33945.2484 | 8 | 28436.5979 | 8 | 27627.221 | 3146.43 | 3511180 | 317.4393 | 87.32% | 40.4% | 10.99% | 36.99% | 1.691% | 22.61% | 92.74% | 25.38% | 59.56% | 17.85% | 100% | 65.99% | 100% | 62.03% | 100% | 83.77% | 100% | 81.39% | #N/A | 563.3429 | New England
6410 | 1 | NewHaven | 0 | CT | 2013 | 10180 | 2982728.8585 | 153735.6 | 177849700 | 9630 | 1865345.671 | 9317 | 520261.7581 | 7329 | 378671.2107 | 70097.4 | 79570600 | 465 | 392243.1399 | 465 | 209770.5698 | 461 | 188762.5164 | 26882.4 | 30936400 | 85 | 725140.0476 | 85 | 504157.2113 | 85 | 479025.9529 | 56755.8 | 67342700 | 292.9989 | 94.6% | 62.54% | 4.568% | 13.15% | 0.835% | 24.31% | 96.75% | 27.89% | 76.11% | 20.3% | 100% | 53.48% | 99.14% | 48.12% | 100% | 69.53% | 100% | 66.06% | Suburb Large | 891.7981 | New England
6412 | 0.38695 | NewHaven | 0 | CT | 2013 | 604 | 137373.1725 | 6836.469 | 7960242 | 590 | 86986.601 | 539 | 19187.3889 | 328 | 13461.5716 | 2481.3 | 2870930 | 7 | 8044.5529 | 7 | 4354.2634 | 7 | 4002.007 | 600.609 | 679842 | 7 | 42342.0187 | 7 | 31376.5624 | 7 | 29732.6448 | 3754.56 | 4409470 | 227.439 | 97.68% | 63.32% | 1.159% | 5.856% | 1.159% | 30.82% | 91.36% | 22.06% | 55.59% | 15.48% | 100% | 54.13% | 100% | 49.75% | 100% | 74.1% | 100% | 70.22% | Rural Fringe | 237.6119 | New England
6413 | 1 | NewHaven | 0 | CT | 2013 | 5985 | 1095887.0863 | 52414.33 | 61221900 | 5838 | 809729.1434 | 5518 | 216090.8533 | 3823 | 151361.4734 | 27858.9 | 31978800 | 125 | 116387.4442 | 125 | 71009.3121 | 123 | 66265.9022 | 8881.43 | 10393800 | 22 | 169770.4987 | 22 | 140193.355 | 22 | 136058.9796 | 15674 | 18849300 | 183.1056 | 97.54% | 73.89% | 2.089% | 10.62% | 0.3676% | 15.49% | 94.52% | 26.69% | 65.48% | 18.69% | 100% | 61.01% | 98.4% | 56.94% | 100% | 82.58% | 100% | 80.14% | Suburb Large | 670.5278 | New England
6416 | 0.017799 | Hartford | 0 | CT | 2013 | 16 | 1931.5309 | 77.2231 | 87018.5 | 16 | 1931.5309 | 15 | 580.6431 | 11 | 423.4212 | 77.2231 | 87018.5 | 0 | 0 | 0 | 0 | 0 | 0 | 0 | 0 | 0 | 0 | 0 | 0 | 0 | 0 | 0 | 0 | 120.7207 | 100% | 100% | 0% | 0% | 0% | 0% | 93.75% | 30.06% | 68.75% | 21.92% | #DIV/0! | #DIV/0! | #DIV/0! | #DIV/0! | #DIV/0! | #DIV/0! | #DIV/0! | #DIV/0! | Suburb Large | 1061.2665 | New England
6417 | 0.99454 | NewHaven | 0 | CT | 2013 | 2186 | 410391.0168 | 16400.69 | 17884810 | 2113 | 297466.0047 | 1937 | 63760.5737 | 1165 | 42727.9155 | 7875.3 | 8470690 | 64 | 51723.67 | 64 | 27914.4709 | 62 | 25395.7841 | 3257.03 | 3578900 | 9 | 61201.3421 | 9 | 45851.3054 | 9 | 43506.6315 | 5268.36 | 5835220 | 187.7361 | 96.66% | 72.48% | 2.928% | 12.6% | 0.4117% | 14.91% | 91.67% | 21.43% | 55.13% | 14.36% | 100% | 53.97% | 96.88% | 49.1% | 100% | 74.92% | 100% | 71.09% | Suburb Large | 328.1693 | New England
6418 | 0.71986 | Bridgeport | 0 | CT | 2013 | 3276 | 650455.5526 | 36204.76 | 41849130 | 3105 | 421049.4053 | 3050 | 143833.4144 | 2525 | 106215.4026 | 18870 | 21436500 | 152 | 121380.9153 | 152 | 61544.655 | 152 | 55523.5623 | 8107.75 | 9331830 | 19 | 108025.232 | 19 | 82290.8793 | 19 | 78981.3083 | 9227.01 | 11080800 | 198.5518 | 94.78% | 64.73% | 4.64% | 18.66% | 0.58% | 16.61% | 98.23% | 34.16% | 81.32% | 25.23% | 100% | 50.7% | 100% | 45.74% | 100% | 76.18% | 100% | 73.11% | Suburb Large | 2372.294 | New England
6419 | 0.87147 | NewHaven | 0 | CT | 2013 | 2871 | 501841.3394 | 17206.88 | 19850730 | 2837 | 464568.3496 | 2697 | 110298.9244 | 1843 | 77199.9065 | 14468.2 | 16653500 | 32 | 22637.2058 | 32 | 9598.67 | 32 | 8269.6036 | 1393.14 | 1592820 | 2 | 14635.7839 | 2 | 11758.1215 | 2 | 11299.3073 | 1345.54 | 1604410 | 174.7967 | 98.82% | 92.57% | 1.115% | 4.511% | 0.06966% | 2.916% | 95.07% | 23.74% | 64.96% | 16.62% | 100% | 42.4% | 100% | 36.53% | 100% | 80.34% | 100% | 77.2% | Rural Fringe | 185.7541 | New England
6422 | 1 | NewHaven | 0 | CT | 2013 | 3254 | 685261.8527 | 37774.95 | 43215480 | 3142 | 535262.5464 | 3052 | 169039.9887 | 2539 | 129470.0283 | 24103.7 | 27367100 | 98 | 90860.2996 | 98 | 63409.4448 | 98 | 60431.7929 | 8176.94 | 9438950 | 14 | 59139.0067 | 14 | 45187.1255 | 14 | 43182.3619 | 5494.31 | 6409430 | 210.5906 | 96.56% | 78.11% | 3.012% | 13.26% | 0.4302% | 8.63% | 97.14% | 31.58% | 80.81% | 24.19% | 100% | 69.79% | 100% | 66.51% | 100% | 76.41% | 100% | 73.02% | Suburb Large | 305.396 | New England
6426 | 1 | NewHaven | 0 | CT | 2013 | 1626 | 362741.6447 | 15315.98 | 16585470 | 1548 | 261134.8381 | 1454 | 62285.953 | 939 | 42012.6759 | 7629.42 | 8191920 | 71 | 49916.0016 | 71 | 24920.2446 | 70 | 21346.7943 | 3107.56 | 3329820 | 7 | 51690.8051 | 7 | 39268.6487 | 7 | 38007.9196 | 4579 | 5063730 | 223.0883 | 95.2% | 71.99% | 4.367% | 13.76% | 0.4305% | 14.25% | 93.93% | 23.85% | 60.66% | 16.09% | 100% | 49.92% | 98.59% | 42.77% | 100% | 75.97% | 100% | 73.53% | Suburb Large | 537.9655 | New England
6437 | 1 | NewHaven | 0 | CT | 2013 | 9664 | 1987247.5967 | 75389.3 | 87392100 | 9402 | 1648973.0271 | 8950 | 387596.9949 | 6123 | 266120.0947 | 50062.5 | 57696600 | 233 | 174036.6981 | 233 | 85198.2898 | 232 | 74501.641 | 11298.4 | 13054100 | 29 | 164237.8716 | 29 | 118851.6305 | 29 | 112721.3064 | 14028.4 | 16641400 | 205.6341 | 97.29% | 82.98% | 2.411% | 8.758% | 0.3001% | 8.265% | 95.19% | 23.51% | 65.12% | 16.14% | 100% | 48.95% | 99.57% | 42.81% | 100% | 72.37% | 100% | 68.63% | Suburb Large | 458.2078 | New England
6441 | 0.22487 | NewHaven | 0 | CT | 2013 | 346 | 63132.4002 | 2229.184 | 2499065 | 341 | 59035.1609 | 335 | 14549.2066 | 241 | 10352.3867 | 1944.45 | 2176070 | 5 | 4097.2393 | 5 | 2290.2682 | 5 | 2108.0075 | 284.734 | 322995 | 0 | 0 | 0 | 0 | 0 | 0 | 0 | 0 | 182.4636 | 98.55% | 93.51% | 1.445% | 6.49% | 0% | 0% | 98.24% | 24.64% | 70.67% | 17.54% | 100% | 55.9% | 100% | 51.45% | #DIV/0! | #DIV/0! | #DIV/0! | #DIV/0! | Rural Fringe | 186.0148 | New England
6442 | 1 | NewHaven | 0 | CT | 2013 | 1154 | 186102.2822 | 5567.979 | 5959963 | 1143 | 166965.8068 | 1075 | 33074.3936 | 636 | 20774.1933 | 4029.58 | 4321740 | 10 | 7124.3966 | 10 | 3362.0542 | 10 | 3016.625 | 457.659 | 485363 | 1 | 12012.0788 | 1 | 8833.5766 | 1 | 8391.5876 | 1080.74 | 1152860 | 161.2671 | 99.05% | 89.72% | 0.8666% | 3.828% | 0.08666% | 6.455% | 94.05% | 19.81% | 55.64% | 12.44% | 100% | 47.19% | 100% | 42.34% | 100% | 73.54% | 100% | 69.86% | Suburb Large | 537.3961 | New England
6443 | 1 | NewHaven | 0 | CT | 2013 | 8215 | 1582138.9182 | 60821.65 | 70358760 | 8022 | 1347132.5059 | 7643 | 326396.7182 | 5314 | 229655.8755 | 43325.8 | 49802700 | 175 | 146074.0912 | 175 | 76505.2378 | 174 | 68332.6704 | 9982.62 | 11610700 | 18 | 88932.321 | 18 | 64549.1329 | 18 | 61059.3744 | 7513.23 | 8945360 | 192.5915 | 97.65% | 85.15% | 2.13% | 9.233% | 0.2191% | 5.621% | 95.28% | 24.23% | 66.24% | 17.05% | 100% | 52.37% | 99.43% | 46.78% | 100% | 72.58% | 100% | 68.66% | Suburb Large | 477.1622 | New England
6450 | 1 | NewHaven | 0 | CT | 2013 | 10252 | 2393884.9495 | 143722.9 | 161709700 | 9748 | 1415839.2771 | 9576 | 464254.0691 | 7814 | 335653.7043 | 60811.3 | 66624800 | 428 | 393033.4786 | 428 | 224274.2756 | 427 | 205660.4409 | 28044.9 | 31622400 | 76 | 585012.1937 | 76 | 481346.4937 | 76 | 467899.9628 | 54866.7 | 63462500 | 233.5042 | 95.08% | 59.14% | 4.175% | 16.42% | 0.7413% | 24.44% | 98.24% | 32.79% | 80.16% | 23.71% | 100% | 57.06% | 99.77% | 52.33% | 100% | 82.28% | 100% | 79.98% | Suburb Large | 2435.4803 | New England
6451 | 1 | NewHaven | 0 | CT | 2013 | 7574 | 1469977.0254 | 76820.3 | 86827700 | 7338 | 1012163.7767 | 7185 | 311997.5176 | 5628 | 220251.4745 | 40022.9 | 44539400 | 202 | 178252.1638 | 202 | 103332.3088 | 202 | 94951.4062 | 12564.9 | 14281300 | 34 | 279561.085 | 34 | 213888.1637 | 34 | 205640.2249 | 24232.5 | 28007000 | 194.082 | 96.88% | 68.86% | 2.667% | 12.13% | 0.4489% | 19.02% | 97.91% | 30.82% | 76.7% | 21.76% | 100% | 57.97% | 100% | 53.27% | 100% | 76.51% | 100% | 73.56% | Suburb Large | 2572.8406 | New England
6455 | 0.83343 | NewHaven | 0 | CT | 2013 | 1086 | 205838.505 | 10918.428 | 12032099 | 1040 | 155237.0791 | 974 | 49986.6068 | 746 | 37768.9821 | 7038.7 | 7636600 | 43 | 40290.1413 | 43 | 24931.6045 | 42 | 23462.2427 | 3126.34 | 3531570 | 3 | 10311.2845 | 3 | 6563.1467 | 3 | 5947.5675 | 753.388 | 863929 | 189.5382 | 95.76% | 75.42% | 3.959% | 19.57% | 0.2762% | 5.009% | 93.65% | 32.2% | 71.73% | 24.33% | 100% | 61.88% | 97.67% | 58.23% | 100% | 63.65% | 100% | 57.68% | Suburb Large | 342.2377 | New England
6457 | 0.21009 | NewHaven | 0 | CT | 2013 | 1052 | 333589.5632 | 22928.31 | 25980210 | 1006 | 188774.66 | 990 | 63342.7997 | 831 | 47640.121 | 8855.66 | 9624530 | 26 | 26784.2846 | 26 | 19758.2286 | 26 | 19119.0392 | 2359.25 | 2698580 | 20 | 118030.6187 | 20 | 104875.979 | 20 | 103511.6475 | 11713.4 | 13657100 | 317.1003 | 95.63% | 56.59% | 2.471% | 8.029% | 1.901% | 35.38% | 98.41% | 33.55% | 82.6% | 25.24% | 100% | 73.77% | 100% | 71.38% | 100% | 88.85% | 100% | 87.7% | City Small | 1128.9819 | New England
6460 | 0.98053 | Bridgeport | 0 | CT | 2006 | 12094 | 2640062.8977 | 167593.2 | 209072100 | 11452 | 1398360.8126 | 11164 | 441539.3557 | 8445 | 323319.2441 | 60180.5 | 73783000 | 545 | 516460.6227 | 545 | 320509.6875 | 544 | 297520.7494 | 37713.9 | 47157700 | 97 | 725241.4624 | 97 | 580796.9904 | 97 | 563540.8872 | 69698.8 | 88131400 | 218.2953 | 94.69% | 52.97% | 4.506% | 19.56% | 0.8021% | 27.47% | 97.49% | 31.58% | 73.74% | 23.12% | 100% | 62.06% | 99.82% | 57.61% | 100% | 80.08% | 100% | 77.7% | City Small | 2618.369 | New England
6461 | 1 | Bridgeport | 0 | CT | 2013 | 6606 | 1328546.0071 | 67273.9 | 82740200 | 6349 | 931736.401 | 6213 | 283087.9059 | 4863 | 203104.0934 | 36782.4 | 44703800 | 226 | 211157.1416 | 226 | 118535.4182 | 224 | 107516.5985 | 14673.7 | 18085300 | 31 | 185652.4645 | 31 | 142890.7371 | 31 | 137022.3919 | 15817.8 | 19951100 | 201.112 | 96.11% | 70.13% | 3.421% | 15.89% | 0.4693% | 13.97% | 97.86% | 30.38% | 76.59% | 21.8% | 100% | 56.14% | 99.12% | 50.92% | 100% | 76.97% | 100% | 73.81% | City Small | 1366.6454 | New England
6467 | 1 | NewHaven | 0 | CT | 2013 | 26 | 8172.6815 | 596.554 | 701011 | 22 | 3308.8922 | 22 | 1299.0224 | 22 | 1114.7212 | 211.767 | 246486 | 4 | 4863.7893 | 4 | 3555.3716 | 4 | 3242.6805 | 384.787 | 454525 | 0 | 0 | 0 | 0 | 0 | 0 | 0 | 0 | 314.3339 | 84.62% | 40.49% | 15.38% | 59.51% | 0% | 0% | 100% | 39.26% | 100% | 33.69% | 100% | 73.1% | 100% | 66.67% | #DIV/0! | #DIV/0! | #DIV/0! | #DIV/0! | Suburb Large | 1307.3858 | New England
6468 | 0.3115 | Bridgeport | 0 | CT | 2013 | 2953 | 614191.5487 | 28341 | 32502720 | 2898 | 516905.9317 | 2834 | 148243.6152 | 2323 | 109941.9761 | 20090.8 | 22818400 | 44 | 42408.9667 | 44 | 24782.9891 | 44 | 22740.8151 | 3227.91 | 3732840 | 11 | 54876.6503 | 11 | 43957.499 | 11 | 42526.5424 | 5022.29 | 5951480 | 207.989 | 98.14% | 84.16% | 1.49% | 6.905% | 0.3725% | 8.935% | 97.79% | 28.68% | 80.16% | 21.27% | 100% | 58.44% | 100% | 53.62% | 100% | 80.1% | 100% | 77.49% | Suburb Large | 740.3187 | New England
6471 | 1 | NewHaven | 0 | CT | 2013 | 2876 | 690982.8092 | 34244.29 | 39801840 | 2741 | 481312.4337 | 2648 | 134749.4094 | 2013 | 99345.9366 | 17861.8 | 20422400 | 112 | 98176.3714 | 111 | 57484.0284 | 111 | 53548.2296 | 7176.33 | 8452940 | 23 | 111494.0042 | 23 | 77014.3708 | 23 | 72899.9265 | 9206.16 | 10926500 | 240.2583 | 95.31% | 69.66% | 3.894% | 14.21% | 0.7997% | 16.14% | 96.61% | 28% | 73.44% | 20.64% | 99.11% | 58.55% | 99.11% | 54.54% | 100% | 69.07% | 100% | 65.38% | Suburb Large | 725.6828 | New England
6472 | 1 | NewHaven | 0 | CT | 2013 | 2625 | 613092.7732 | 29248.69 | 33731420 | 2561 | 488503.0607 | 2492 | 151142.0796 | 2080 | 113889.5539 | 20685.8 | 23545300 | 56 | 47980.2739 | 56 | 27299.9656 | 56 | 25104.6865 | 3558.29 | 4158300 | 8 | 76609.4385 | 8 | 46092.514 | 8 | 42654.1114 | 5004.6 | 6027820 | 233.5592 | 97.56% | 79.68% | 2.133% | 7.826% | 0.3048% | 12.5% | 97.31% | 30.94% | 81.22% | 23.31% | 100% | 56.9% | 100% | 52.32% | 100% | 60.17% | 100% | 55.68% | Suburb Large | 369.6256 | New England
6473 | 1 | NewHaven | 0 | CT | 2013 | 9555 | 2982936.9702 | 188245.5 | 221277400 | 9030 | 1605777.2912 | 8763 | 496354.6042 | 6933 | 365295.7594 | 65497.6 | 74364800 | 407 | 376217.5608 | 407 | 237087.1891 | 405 | 219013.9009 | 28522.4 | 33669600 | 118 | 1000942.1181 | 118 | 847953.4967 | 118 | 824874.9299 | 94225.5 | 113243000 | 312.186 | 94.51% | 53.83% | 4.26% | 12.61% | 1.235% | 33.56% | 97.04% | 30.91% | 76.78% | 22.75% | 100% | 63.02% | 99.51% | 58.21% | 100% | 84.72% | 100% | 82.41% | Suburb Large | 1163.3426 | New England
6475 | 1 | NewHaven | 0 | CT | 2013 | 6029 | 1213692.8784 | 65356.9 | 70833200 | 5773 | 838551.5324 | 5594 | 262632.6412 | 4307 | 192731.5774 | 34380.5 | 36593700 | 230 | 209221.9891 | 230 | 134164.4032 | 227 | 124295.6543 | 15845.8 | 17451600 | 26 | 165919.3568 | 26 | 131615.2222 | 26 | 126885.5388 | 15130.6 | 16787900 | 201.3092 | 95.75% | 69.09% | 3.815% | 17.24% | 0.4312% | 13.67% | 96.9% | 31.32% | 74.61% | 22.98% | 100% | 64.13% | 98.7% | 59.41% | 100% | 79.32% | 100% | 76.47% | Suburb Large | 465.1129 | New England
6477 | 0.9416 | Bridgeport | 0 | CT | 2006 | 5176 | 1383673.9954 | 69831.9 | 81774500 | 4946 | 972583.0513 | 4829 | 273042.2998 | 3782 | 198083.9549 | 34906.8 | 40061900 | 189 | 183972.9523 | 189 | 119582.0961 | 189 | 110990.1444 | 13918.1 | 16481100 | 41 | 227117.9918 | 41 | 187034.7638 | 41 | 182416.4493 | 21007 | 25231500 | 267.325 | 95.56% | 70.29% | 3.651% | 13.3% | 0.7921% | 16.41% | 97.63% | 28.07% | 76.47% | 20.37% | 100% | 65% | 100% | 60.33% | 100% | 82.35% | 100% | 80.32% | City Small | 858.6182 | New England
6479 | 1 | NewHaven | 0 | CT | 2013 | 4107 | 924123.4521 | 50747.2 | 58193300 | 3906 | 652336.2787 | 3817 | 208819.0263 | 3127 | 156149.3109 | 28729.2 | 32397500 | 172 | 144686.3972 | 172 | 84534.0261 | 171 | 77809.2514 | 10770.6 | 12483700 | 29 | 127100.7762 | 29 | 94702.8129 | 29 | 91096.4821 | 11247.4 | 13312100 | 225.0118 | 95.11% | 70.59% | 4.188% | 15.66% | 0.7061% | 13.75% | 97.72% | 32.01% | 80.06% | 23.94% | 100% | 58.43% | 99.42% | 53.78% | 100% | 74.51% | 100% | 71.67% | Suburb Large | 1386.8588 | New England
6480 | 0.032241 | Hartford | 0 | CT | 2013 | 59 | 9920.6042 | 365.98 | 417975 | 59 | 9920.6042 | 57 | 2567.8724 | 50 | 1929.1921 | 365.98 | 417975 | 0 | 0 | 0 | 0 | 0 | 0 | 0 | 0 | 0 | 0 | 0 | 0 | 0 | 0 | 0 | 0 | 168.1458 | 100% | 100% | 0% | 0% | 0% | 0% | 96.61% | 25.88% | 84.75% | 19.45% | #DIV/0! | #DIV/0! | #DIV/0! | #DIV/0! | #DIV/0! | #DIV/0! | #DIV/0! | #DIV/0! | Suburb Large | 398.6011 | New England
6484 | 0.8484 | Bridgeport | 0 | CT | 2013 | 12327 | 2933141.6482 | 155578.8 | 192044100 | 11691 | 1861135.824 | 11368 | 533407.5456 | 8853 | 391989.7857 | 71432.1 | 86755400 | 524 | 411070.448 | 524 | 199646.1933 | 524 | 172791.222 | 25731.9 | 31543700 | 112 | 660935.3762 | 112 | 522862.88 | 112 | 505571.4013 | 58414.8 | 73745000 | 237.9445 | 94.84% | 63.45% | 4.251% | 14.01% | 0.9086% | 22.53% | 97.24% | 28.66% | 75.72% | 21.06% | 100% | 48.57% | 100% | 42.03% | 100% | 79.11% | 100% | 76.49% | Suburb Large | 1226.5856 | New England
6489 | 0.89658 | NewHaven | 0 | CT | 2013 | 11102 | 2559785.7146 | 141791.4 | 158584800 | 10679 | 1865231.5696 | 10431 | 585431.064 | 8748 | 442527.4103 | 81455.1 | 89627900 | 370 | 310800.2874 | 370 | 184118.6741 | 365 | 170034.1348 | 23855.3 | 26716500 | 53 | 383753.8575 | 53 | 322798.5981 | 53 | 313199.1526 | 36481 | 42240400 | 230.5698 | 96.19% | 72.87% | 3.333% | 12.14% | 0.4774% | 14.99% | 97.68% | 31.39% | 81.92% | 23.73% | 100% | 59.24% | 98.65% | 54.71% | 100% | 84.12% | 100% | 81.61% | Suburb Large | 1137.7545 | New England
6492 | 1 | NewHaven | 0 | CT | 2013 | 15948 | 4115471.391 | 243024.7 | 284545200 | 15168 | 2445959.3513 | 14843 | 768613.1635 | 12029 | 558001.3826 | 102172 | 117102000 | 610 | 576601.3188 | 610 | 356239.6209 | 608 | 330066.0067 | 43594.9 | 51291200 | 170 | 1092910.7209 | 170 | 855205.4984 | 170 | 823305.0111 | 97257.8 | 116152000 | 258.0556 | 95.11% | 59.43% | 3.825% | 14.01% | 1.066% | 26.56% | 97.86% | 31.42% | 79.31% | 22.81% | 100% | 61.78% | 99.67% | 57.24% | 100% | 78.25% | 100% | 75.33% | Suburb Large | 1131.5131 | New England
6498 | 1 | NewHaven | 0 | CT | 2013 | 4044 | 762171.7203 | 39562.89 | 42945150 | 3926 | 540105.1275 | 3794 | 160602.3065 | 2832 | 113397.5479 | 20630.1 | 22037000 | 93 | 70496.9703 | 93 | 39328.2288 | 93 | 35433.6411 | 4963.19 | 5381850 | 25 | 151569.6225 | 25 | 122318.3254 | 25 | 117886.1709 | 13969.6 | 15526300 | 188.4698 | 97.08% | 70.86% | 2.3% | 9.249% | 0.6182% | 19.89% | 96.64% | 29.74% | 72.13% | 21% | 100% | 55.79% | 100% | 50.26% | 100% | 80.7% | 100% | 77.78% | Suburb Large | 327.8993 | New England
6510 | 1 | NewHaven | 0 | CT | 2013 | 115 | 329663.6215 | 17067.803 | 20473473 | 36 | 9403.2491 | 36 | 3854.3232 | 33 | 3101.4894 | 407.443 | 487593 | 43 | 56809.8417 | 43 | 26305.5154 | 41 | 22745.1064 | 2804.76 | 3360080 | 36 | 263450.5307 | 36 | 131238.2328 | 36 | 115981.0989 | 13855.6 | 16625800 | 2866.6402 | 31.3% | 2.852% | 37.39% | 17.23% | 31.3% | 79.91% | 100% | 40.99% | 91.67% | 32.98% | 100% | 46.3% | 95.35% | 40.04% | 100% | 49.82% | 100% | 44.02% | City Midsize | 11177.984 | New England
6511 | 1 | NewHaven | 0 | CT | 2013 | 8243 | 2353252.3363 | 131384.1 | 154732200 | 7602 | 1116035.2005 | 7526 | 350196.9826 | 5848 | 241359.0643 | 40539.7 | 46680000 | 527 | 491399.0724 | 527 | 276988.0126 | 527 | 249928.6415 | 32575.1 | 38410600 | 114 | 745818.0634 | 114 | 510744.1037 | 114 | 482314.1402 | 58269.3 | 69641600 | 285.4849 | 92.22% | 47.43% | 6.393% | 20.88% | 1.383% | 31.69% | 99% | 31.38% | 76.93% | 21.63% | 100% | 56.37% | 100% | 50.86% | 100% | 68.48% | 100% | 64.67% | City Midsize | 9402.9641 | New England
6512 | 1 | NewHaven | 0 | CT | 2007 | 10231 | 1768374.5718 | 109795.7 | 127845900 | 9824 | 1167473.3273 | 9670 | 420229.9922 | 7901 | 315510.6442 | 57258.8 | 65290200 | 351 | 321886.3225 | 351 | 213149.9858 | 350 | 199546.7763 | 23790.9 | 28089100 | 56 | 279014.9221 | 56 | 224365.0932 | 56 | 218091.6116 | 28746 | 34466600 | 172.8447 | 96.02% | 66.02% | 3.431% | 18.2% | 0.5474% | 15.78% | 98.43% | 35.99% | 80.43% | 27.03% | 100% | 66.22% | 99.72% | 61.99% | 100% | 80.41% | 100% | 78.16% | Suburb Large | 2505.716 | New England
6513 | 1 | NewHaven | 0 | CT | 2013 | 6738 | 1322825.214 | 75038.5 | 87114500 | 6422 | 871453.2615 | 6340 | 288746.6391 | 5167 | 214894.1854 | 37886.1 | 43203900 | 272 | 230298.3264 | 272 | 141290.9975 | 272 | 132230.6388 | 17526.4 | 20523600 | 44 | 221073.6261 | 44 | 173582.098 | 44 | 166641.2506 | 19626 | 23387000 | 196.3231 | 95.31% | 65.88% | 4.037% | 17.41% | 0.653% | 16.71% | 98.72% | 33.13% | 80.46% | 24.66% | 100% | 61.35% | 100% | 57.42% | 100% | 78.52% | 100% | 75.38% | City Midsize | 4501.7222 | New England
6514 | 1 | NewHaven | 0 | CT | 2013 | 7545 | 1602615.6711 | 91821.1 | 106714300 | 7244 | 1037817.9637 | 7132 | 334190.2047 | 5836 | 244115.9416 | 44094.7 | 49916400 | 245 | 236764.9553 | 245 | 152808.874 | 245 | 143460.2172 | 18326.9 | 21600400 | 56 | 328032.7521 | 56 | 262005.1092 | 56 | 251701.4696 | 29399.5 | 35197500 | 212.4076 | 96.01% | 64.76% | 3.247% | 14.77% | 0.7422% | 20.47% | 98.45% | 32.2% | 80.56% | 23.52% | 100% | 64.54% | 100% | 60.59% | 100% | 79.87% | 100% | 76.73% | Suburb Large | 2105.4535 | New England
6515 | 1 | NewHaven | 0 | CT | 2013 | 3745 | 853151.4943 | 43345.4 | 50634000 | 3544 | 505964.0793 | 3422 | 135694.0226 | 2440 | 95333.8498 | 17104.7 | 19613700 | 168 | 150506.0828 | 168 | 85770.6136 | 167 | 78702.9229 | 10413.6 | 12256500 | 33 | 196681.3322 | 33 | 132580.0732 | 33 | 125162.0053 | 15827.1 | 18763800 | 227.8108 | 94.63% | 59.31% | 4.486% | 17.64% | 0.8812% | 23.05% | 96.56% | 26.82% | 68.85% | 18.84% | 100% | 56.99% | 99.4% | 52.29% | 100% | 67.41% | 100% | 63.64% | City Midsize | 3985.4867 | New England
6516 | 1 | NewHaven | 0 | CT | 2007 | 13874 | 2757187.0443 | 157746.1 | 185844900 | 13190 | 1626425.7813 | 13014 | 520205.1373 | 10393 | 376949.3798 | 67266.9 | 77546200 | 581 | 522088.4367 | 581 | 318432.4587 | 580 | 294308.5159 | 37293.4 | 44291900 | 103 | 608672.8263 | 103 | 477816.0114 | 103 | 459846.0316 | 53185.8 | 64006800 | 198.7305 | 95.07% | 58.99% | 4.188% | 18.94% | 0.7424% | 22.08% | 98.67% | 31.98% | 78.79% | 23.18% | 100% | 60.99% | 99.83% | 56.37% | 100% | 78.5% | 100% | 75.55% | Suburb Large | 4576.5128 | New England
6517 | 1 | NewHaven | 0 | CT | 2013 | 4923 | 1052418.0717 | 59599.9 | 69990200 | 4667 | 605718.1061 | 4566 | 170475.1517 | 3548 | 121186.3344 | 22352.8 | 25749300 | 215 | 206221.9956 | 215 | 131094.6518 | 215 | 122789.8113 | 15685 | 18484000 | 41 | 240477.97 | 41 | 191306.5073 | 41 | 183262.5566 | 21562.1 | 25756900 | 213.7758 | 94.8% | 57.55% | 4.367% | 19.6% | 0.8328% | 22.85% | 97.84% | 28.14% | 76.02% | 20.01% | 100% | 63.57% | 100% | 59.54% | 100% | 79.55% | 100% | 76.21% | Suburb Large | 2817.8528 | New England
6518 | 1 | NewHaven | 0 | CT | 2013 | 4851 | 1070997.0886 | 47945.7 | 55348500 | 4614 | 776803.5539 | 4444 | 206865.9312 | 3339 | 149805.2752 | 27358.3 | 31211700 | 218 | 191726.0763 | 218 | 93429.3706 | 218 | 81143.2212 | 12013.4 | 13929500 | 19 | 102467.4584 | 19 | 75104.0892 | 19 | 71215.466 | 8574 | 10207300 | 220.7786 | 95.11% | 72.53% | 4.494% | 17.9% | 0.3917% | 9.567% | 96.32% | 26.63% | 72.37% | 19.28% | 100% | 48.73% | 100% | 42.32% | 100% | 73.3% | 100% | 69.5% | Suburb Large | 1239.6252 | New England
6519 | 1 | NewHaven | 0 | CT | 2013 | 2627 | 584331.6219 | 32331.66 | 38069520 | 2476 | 301121.1482 | 2451 | 98573.497 | 1842 | 69580.8961 | 11514.1 | 13347300 | 122 | 113590.3427 | 122 | 66536.7467 | 122 | 60639.126 | 7745.86 | 9151320 | 29 | 169620.1309 | 29 | 117420.7276 | 29 | 109510.4501 | 13071.7 | 15570900 | 222.433 | 94.25% | 51.53% | 4.644% | 19.44% | 1.104% | 29.03% | 98.99% | 32.74% | 74.39% | 23.11% | 100% | 58.58% | 100% | 53.38% | 100% | 69.23% | 100% | 64.56% | City Midsize | 8320.3903 | New England
6524 | 0.6497 | NewHaven | 0 | CT | 2013 | 1485 | 336678.6309 | 15330.15 | 17562260 | 1417 | 254801.19 | 1346 | 65635.9898 | 965 | 47145.0993 | 8355.14 | 9511500 | 66 | 58997.3641 | 66 | 35862.5162 | 66 | 33348.0264 | 4687.87 | 5369350 | 2 | 22880.0768 | 2 | 19498.8572 | 2 | 18957.1994 | 2287.14 | 2681410 | 226.7196 | 95.42% | 75.68% | 4.444% | 17.52% | 0.1347% | 6.796% | 94.99% | 25.76% | 68.1% | 18.5% | 100% | 60.79% | 100% | 56.52% | 100% | 85.22% | 100% | 82.85% | Suburb Large | 274.0107 | New England
6525 | 0.35268 | NewHaven | 0 | CT | 2013 | 1218 | 318889.6709 | 15534.13 | 18123460 | 1133 | 210207.3337 | 1090 | 55930.0269 | 808 | 39037.0762 | 6935.15 | 7989350 | 74 | 67662.8317 | 74 | 42815.5696 | 74 | 39854.7129 | 5092.31 | 6033840 | 11 | 41019.5055 | 11 | 28694.1913 | 11 | 26853.3934 | 3506.67 | 4100270 | 261.8142 | 93.02% | 65.92% | 6.076% | 21.22% | 0.9031% | 12.86% | 96.2% | 26.61% | 71.32% | 18.57% | 100% | 63.28% | 100% | 58.9% | 100% | 69.95% | 100% | 65.46% | Suburb Large | 549.9723 | New England
6604 | 1 | Bridgeport | Bridgeport, CT | CT | 2013 | 4348 | 1279978.2474 | 75179.7 | 93965700 | 3955 | 542735.6252 | 3915 | 181660.4603 | 3270 | 132823.3063 | 22634 | 27899200 | 320 | 318398.3658 | 320 | 186635.2317 | 318 | 170956.8115 | 21482.9 | 26908600 | 73 | 418844.2565 | 73 | 278794.4716 | 73 | 262491.5405 | 31062.8 | 39157900 | 294.3832 | 90.96% | 42.4% | 7.36% | 24.88% | 1.679% | 32.72% | 98.99% | 33.47% | 82.68% | 24.47% | 100% | 58.62% | 99.38% | 53.69% | 100% | 66.56% | 100% | 62.67% | City Midsize | 8757.4289 | New England
6605 | 1 | Bridgeport | Bridgeport, CT | CT | 2013 | 4088 | 983486.2744 | 60385.8 | 75366700 | 3800 | 469335.5179 | 3771 | 158867.1299 | 3021 | 112840.9627 | 19420.5 | 23981500 | 239 | 231179.4272 | 239 | 140921.4052 | 238 | 130795.9887 | 16392.8 | 20598100 | 49 | 282971.3293 | 49 | 212321.0198 | 49 | 203941.3221 | 24572.5 | 30787100 | 240.5788 | 92.95% | 47.72% | 5.846% | 23.51% | 1.199% | 28.77% | 99.24% | 33.85% | 79.5% | 24.04% | 100% | 60.96% | 99.58% | 56.58% | 100% | 75.03% | 100% | 72.07% | City Midsize | 8885.3541 | New England
6606 | 1 | Bridgeport | Bridgeport, CT | CT | 2013 | 11479 | 1934552.5409 | 99642.3 | 123098400 | 11129 | 1358916.6784 | 10884 | 420446.942 | 8707 | 305745.3542 | 55437.7 | 67675000 | 311 | 282154.9116 | 311 | 157437.646 | 308 | 143895.0506 | 19353.5 | 24004100 | 39 | 293480.9508 | 39 | 225382.1996 | 39 | 215481.0008 | 24851.1 | 31419300 | 168.5297 | 96.95% | 70.24% | 2.709% | 14.59% | 0.3398% | 15.17% | 97.8% | 30.94% | 78.24% | 22.5% | 100% | 55.8% | 99.04% | 51% | 100% | 76.8% | 100% | 73.42% | City Midsize | 8572.6814 | New England
6607 | 1 | Bridgeport | Bridgeport, CT | CT | 2013 | 1664 | 499143.1285 | 33105.53 | 41240600 | 1501 | 207241.1818 | 1494 | 76114.9985 | 1213 | 55443.6694 | 8772.73 | 10772100 | 129 | 126524.3178 | 129 | 87737.9079 | 129 | 82535.0461 | 10021 | 12512200 | 34 | 165377.6288 | 34 | 122298.1062 | 34 | 117176.9038 | 14311.8 | 17956300 | 299.9658 | 90.2% | 41.52% | 7.752% | 25.35% | 2.043% | 33.13% | 99.53% | 36.73% | 80.81% | 26.75% | 100% | 69.34% | 100% | 65.23% | 100% | 73.95% | 100% | 70.85% | City Midsize | 4636.8499 | New England
6608 | 1 | Bridgeport | Bridgeport, CT | CT | 2013 | 2136 | 503298.5312 | 31344.94 | 38579200 | 1998 | 287567.8327 | 1989 | 112043.1856 | 1707 | 85228.4882 | 14018.7 | 16995500 | 117 | 104784.1358 | 117 | 66837.4399 | 117 | 62675.6655 | 8116.24 | 10011400 | 21 | 110946.5627 | 21 | 79162.48 | 21 | 75618.7009 | 9210 | 11572300 | 235.6267 | 93.54% | 57.14% | 5.478% | 20.82% | 0.9831% | 22.04% | 99.55% | 38.96% | 85.44% | 29.64% | 100% | 63.79% | 100% | 59.81% | 100% | 71.35% | 100% | 68.16% | City Midsize | 11592.9564 | New England
6610 | 1 | Bridgeport | Bridgeport, CT | CT | 2013 | 4627 | 897227.9667 | 51306.5 | 63069400 | 4408 | 560393.4533 | 4335 | 194072.0601 | 3545 | 148072.4026 | 25474.9 | 30818700 | 193 | 171352.9686 | 193 | 97650.7235 | 193 | 90337.3464 | 11877.6 | 14744700 | 26 | 165481.5449 | 26 | 123155.2969 | 26 | 117562.5257 | 13954 | 17506000 | 193.9114 | 95.27% | 62.46% | 4.171% | 19.1% | 0.5619% | 18.44% | 98.34% | 34.63% | 80.42% | 26.42% | 100% | 56.99% | 100% | 52.72% | 100% | 74.42% | 100% | 71.04% | City Midsize | 7748.1718 | New England
6611 | 0.87797 | Bridgeport | 0 | CT | 2013 | 11809 | 2669763.1837 | 126904.8 | 155359800 | 11524 | 2051986.588 | 11157 | 566553.4413 | 8735 | 418380.6948 | 76417.2 | 92031700 | 214 | 185159.1496 | 214 | 98227.3529 | 214 | 88119.2193 | 12482.1 | 15401500 | 71 | 432617.4461 | 71 | 340342.4045 | 71 | 326894.5732 | 38005.5 | 47926600 | 226.0787 | 97.59% | 76.86% | 1.812% | 6.935% | 0.6012% | 16.2% | 96.82% | 27.61% | 75.8% | 20.39% | 100% | 53.05% | 100% | 47.59% | 100% | 78.67% | 100% | 75.56% | Suburb Large | 1476.0031 | New England
6612 | 0.016693 | Bridgeport | 0 | CT | 2013 | 58 | 17097.9833 | 579.776 | 714971 | 53 | 14320.5955 | 51 | 3437.0414 | 38 | 2187.2873 | 427.798 | 531675 | 5 | 2777.3878 | 5 | 981.4353 | 5 | 767.8818 | 151.978 | 183296 | 0 | 0 | 0 | 0 | 0 | 0 | 0 | 0 | 294.7928 | 91.38% | 83.76% | 8.621% | 16.24% | 0% | 0% | 96.23% | 24% | 71.7% | 15.27% | 100% | 35.34% | 100% | 27.65% | #DIV/0! | #DIV/0! | #DIV/0! | #DIV/0! | Suburb Large | 264.2066 | New England
6614 | 1 | Bridgeport | 0 | CT | 2013 | 11788 | 2168564.2845 | 111530.4 | 136600200 | 11616 | 1699911.8569 | 11409 | 518826.9529 | 9299 | 383481.2143 | 70786.2 | 85507000 | 144 | 130149.9742 | 144 | 76237.8037 | 143 | 69575.0462 | 9411.4 | 11589200 | 28 | 338502.4534 | 28 | 280110.2797 | 28 | 271311.1742 | 31332.8 | 39504000 | 183.9637 | 98.54% | 78.39% | 1.222% | 6.002% | 0.2375% | 15.61% | 98.22% | 30.52% | 80.05% | 22.56% | 100% | 58.58% | 99.31% | 53.46% | 100% | 82.75% | 100% | 80.15% | City Small | 2947.2744 | New England
6615 | 1 | Bridgeport | 0 | CT | 2013 | 6286 | 1591771.5463 | 113026.1 | 140065800 | 5890 | 731735.3644 | 5841 | 268672.3958 | 4950 | 205633.7932 | 36567.4 | 43689800 | 316 | 294379.4422 | 316 | 205216.8757 | 316 | 193348.4922 | 23680.1 | 29697100 | 80 | 565656.7397 | 80 | 468537.8411 | 80 | 457905.1654 | 52778.6 | 66678900 | 253.2249 | 93.7% | 45.97% | 5.027% | 18.49% | 1.273% | 35.54% | 99.17% | 36.72% | 84.04% | 28.1% | 100% | 69.71% | 100% | 65.68% | 100% | 82.83% | 100% | 80.95% | City Small | 2426.7148 | New England
6705 | 0.77628 | NewHaven | 0 | CT | 2013 | 3938 | 1063658.2881 | 70534.3 | 82102100 | 3643 | 541600.591 | 3590 | 184187.1938 | 3032 | 143071.9217 | 25131.1 | 28412500 | 250 | 219179.5703 | 250 | 140788.4453 | 249 | 133181.448 | 17105.8 | 20015400 | 45 | 302878.1268 | 45 | 249191.359 | 45 | 242082.1444 | 28297.4 | 33674200 | 270.1011 | 92.51% | 50.92% | 6.348% | 20.61% | 1.143% | 28.48% | 98.55% | 34.01% | 83.23% | 26.42% | 100% | 64.23% | 99.6% | 60.76% | 100% | 82.27% | 100% | 79.93% | Suburb Midsize | 3910.9983 | New England
6706 | 0.058685 | NewHaven | 0 | CT | 2013 | 162 | 26499.8504 | 761.69 | 866080 | 162 | 26499.8504 | 148 | 5892.4519 | 107 | 4232.7189 | 761.69 | 866080 | 0 | 0 | 0 | 0 | 0 | 0 | 0 | 0 | 0 | 0 | 0 | 0 | 0 | 0 | 0 | 0 | 163.5793 | 100% | 100% | 0% | 0% | 0% | 0% | 91.36% | 22.24% | 66.05% | 15.97% | #DIV/0! | #DIV/0! | #DIV/0! | #DIV/0! | #DIV/0! | #DIV/0! | #DIV/0! | #DIV/0! | Suburb Midsize | 4496.2977 | New England
6712 | 0.9173 | NewHaven | 0 | CT | 2013 | 3360 | 716711.7847 | 32075.88 | 37164080 | 3245 | 593305.6206 | 3167 | 167263.2519 | 2547 | 122694.8146 | 22167.2 | 25492300 | 107 | 86034.6965 | 107 | 51826.3031 | 107 | 48089.5034 | 6467.03 | 7587330 | 8 | 37371.4676 | 8 | 30657.0553 | 8 | 29472.2418 | 3441.65 | 4084450 | 213.3071 | 96.58% | 82.78% | 3.185% | 12% | 0.2381% | 5.214% | 97.6% | 28.19% | 78.49% | 20.68% | 100% | 60.24% | 100% | 55.9% | 100% | 82.03% | 100% | 78.86% | Suburb Midsize | 692.1167 | New England
6716 | 0.91301 | NewHaven | 0 | CT | 2013 | 5508 | 1066698.0873 | 49606.34 | 56977370 | 5362 | 909530.5829 | 5211 | 272026.9588 | 4311 | 204511.6129 | 37292.4 | 42497500 | 136 | 106299.3945 | 136 | 61943.7336 | 134 | 57109.4383 | 7866.5 | 9174170 | 10 | 50868.1098 | 10 | 39523.6486 | 10 | 37944.0033 | 4447.44 | 5305700 | 193.6634 | 97.35% | 85.27% | 2.469% | 9.965% | 0.1816% | 4.769% | 97.18% | 29.91% | 80.4% | 22.49% | 100% | 58.27% | 98.53% | 53.73% | 100% | 77.7% | 100% | 74.59% | Suburb Midsize | 783.7841 | New England
6770 | 0.018167 | NewHaven | 0 | CT | 2013 | 73 | 8396.5254 | 297.329 | 357834 | 73 | 8396.5254 | 72 | 2686.1615 | 53 | 1792.3085 | 297.329 | 357834 | 0 | 0 | 0 | 0 | 0 | 0 | 0 | 0 | 0 | 0 | 0 | 0 | 0 | 0 | 0 | 0 | 115.0209 | 100% | 100% | 0% | 0% | 0% | 0% | 98.63% | 31.99% | 72.6% | 21.35% | #DIV/0! | #DIV/0! | #DIV/0! | #DIV/0! | #DIV/0! | #DIV/0! | #DIV/0! | #DIV/0! | Suburb Midsize | 1727.8865 | New England
6786 | 0.054318 | NewHaven | 0 | CT | 2013 | 91 | 15297.8728 | 593.391 | 665584 | 91 | 15297.8728 | 89 | 4194.4432 | 71 | 3202.5833 | 593.391 | 665584 | 0 | 0 | 0 | 0 | 0 | 0 | 0 | 0 | 0 | 0 | 0 | 0 | 0 | 0 | 0 | 0 | 168.1085 | 100% | 100% | 0% | 0% | 0% | 0% | 97.8% | 27.42% | 78.02% | 20.93% | #DIV/0! | #DIV/0! | #DIV/0! | #DIV/0! | #DIV/0! | #DIV/0! | #DIV/0! | #DIV/0! | Suburb Large | 595.5787 | New England
6824 | 0.11927 | Bridgeport | 0 | CT | 2013 | 3411 | 576088.8987 | 27078.13 | 33731700 | 3313 | 413069.276 | 3214 | 113074.5154 | 2343 | 78170.954 | 14248 | 17556800 | 81 | 79423.8249 | 81 | 47472.0166 | 81 | 43197.4515 | 5442.82 | 6837410 | 17 | 83595.7978 | 17 | 65708.3668 | 17 | 63053.177 | 7387.31 | 9337490 | 168.8915 | 97.13% | 71.7% | 2.375% | 13.79% | 0.4984% | 14.51% | 97.01% | 27.37% | 70.72% | 18.92% | 100% | 59.77% | 100% | 54.39% | 100% | 78.6% | 100% | 75.43% | Suburb Large | 1575.707 | New England
6825 | 0.73719 | Bridgeport | 0 | CT | 2013 | 5751 | 1070965.085 | 47198.51 | 58620810 | 5617 | 822499.7667 | 5462 | 214846.7282 | 4042 | 153317.1669 | 27496.6 | 33827200 | 112 | 109953.307 | 112 | 68696.7902 | 110 | 63527.7875 | 7905.21 | 9926210 | 22 | 138512.0113 | 22 | 105396.3198 | 22 | 100162.1899 | 11796.7 | 14867400 | 186.2224 | 97.67% | 76.8% | 1.947% | 10.27% | 0.3825% | 12.93% | 97.24% | 26.12% | 71.96% | 18.64% | 100% | 62.48% | 98.21% | 57.78% | 100% | 76.09% | 100% | 72.31% | Suburb Large | 3064.2896 | New England
7001 | 1 | NewYork | 0 | NY | 2013 | 3795 | 1379900.0364 | 109344.3 | 134676600 | 3412 | 373302.4643 | 3335 | 128905.8257 | 2544 | 96585.6033 | 16205 | 19162300 | 281 | 263638.4143 | 281 | 153630.7058 | 280 | 144044.2244 | 19786.7 | 23916200 | 102 | 742959.1578 | 102 | 650942.4732 | 102 | 642360.576 | 73352.6 | 91598100 | 363.61 | 89.91% | 27.05% | 7.404% | 19.11% | 2.688% | 53.84% | 97.74% | 34.53% | 74.56% | 25.87% | 100% | 58.27% | 99.64% | 54.64% | 100% | 87.61% | 100% | 86.46% | Suburb Large | 4421.9119 | Middle Atlantic
7002 | 1 | NewYork | 0 | NY | 2013 | 10267 | 2830563.4639 | 200975.9 | 249326300 | 9472 | 1102740.1101 | 9323 | 400080.5658 | 7229 | 318883.9665 | 46912.6 | 57649500 | 681 | 670794.7405 | 681 | 409795.8653 | 680 | 385390.5552 | 55600.5 | 68909800 | 114 | 1057028.6133 | 114 | 844394.5579 | 114 | 818515.2283 | 98462.8 | 122767000 | 275.6953 | 92.26% | 38.96% | 6.633% | 23.7% | 1.11% | 37.34% | 98.43% | 36.28% | 76.32% | 28.92% | 100% | 61.09% | 99.85% | 57.45% | 100% | 79.88% | 100% | 77.44% | Suburb Large | 6174.9868 | Middle Atlantic
7003 | 0.99892 | NewYork | 0 | NY | 2013 | 11708 | 1723807.8411 | 86380.6 | 104837100 | 11319 | 1161698.8705 | 11144 | 357393.6791 | 8315 | 251539.2563 | 44592.4 | 53166600 | 347 | 307586.4333 | 347 | 170883.4618 | 346 | 158079.7322 | 20626.5 | 25321700 | 42 | 254522.5373 | 42 | 182814.6698 | 42 | 174625.0125 | 21161.7 | 26348800 | 147.2333 | 96.68% | 67.39% | 2.964% | 17.84% | 0.3587% | 14.77% | 98.45% | 30.76% | 73.46% | 21.65% | 100% | 55.56% | 99.71% | 51.39% | 100% | 71.83% | 100% | 68.61% | Suburb Large | 8848.6285 | Middle Atlantic
7006 | 0.039341 | NewYork | 0 | NY | 2013 | 254 | 87354.3897 | 4795.64 | 5691730 | 228 | 40125.995 | 215 | 9606.1947 | 148 | 7147.8164 | 1253.07 | 1469150 | 20 | 16645.9099 | 20 | 8049.8976 | 20 | 7311.4069 | 1094.54 | 1292270 | 6 | 30582.4848 | 6 | 22363.6381 | 6 | 21554.0507 | 2448.03 | 2930310 | 343.9149 | 89.76% | 45.93% | 7.874% | 19.06% | 2.362% | 35.01% | 94.3% | 23.94% | 64.91% | 17.81% | 100% | 48.36% | 100% | 43.92% | 100% | 73.13% | 100% | 70.48% | Suburb Large | 2673.2455 | Middle Atlantic
7008 | 1 | NewYork | 0 | NY | 2013 | 6234 | 1766020.5939 | 139836.5 | 172574200 | 5930 | 672430.9158 | 5883 | 259026.3022 | 5007 | 198676.0438 | 33750.1 | 40002100 | 226 | 219314.903 | 226 | 143462.4493 | 226 | 137027.2839 | 17066.7 | 21160100 | 78 | 874274.7751 | 78 | 793710.1242 | 78 | 786805.9222 | 89019.7 | 111412000 | 283.2885 | 95.12% | 38.08% | 3.625% | 12.42% | 1.251% | 49.51% | 99.21% | 38.52% | 84.44% | 29.55% | 100% | 65.41% | 100% | 62.48% | 100% | 90.78% | 100% | 90% | Suburb Large | 4887.568 | Middle Atlantic
7009 | 0.095991 | NewYork | 0 | NY | 2013 | 523 | 107245.6751 | 4379.017 | 5090584 | 504 | 78131.9228 | 483 | 20852.24 | 343 | 13427.2551 | 2399.67 | 2761800 | 16 | 10945.3918 | 16 | 5122.2145 | 16 | 4366.8292 | 681.647 | 776534 | 3 | 18168.3606 | 3 | 11738.7457 | 3 | 11429.9087 | 1297.7 | 1552250 | 205.0587 | 96.37% | 72.85% | 3.059% | 10.21% | 0.5736% | 16.94% | 95.83% | 26.69% | 68.06% | 17.19% | 100% | 46.8% | 100% | 39.9% | 100% | 64.61% | 100% | 62.91% | Suburb Large | 2839.8138 | Middle Atlantic
7010 | 1 | NewYork | 0 | NY | 2013 | 3303 | 590018.0545 | 28396.8 | 36351330 | 3155 | 409351.2248 | 3120 | 132891.4483 | 2535 | 101482.5041 | 16460.1 | 20927300 | 135 | 119700.9472 | 135 | 72292.8615 | 135 | 67141.8349 | 7996.36 | 10340400 | 13 | 60965.8825 | 13 | 35668.5757 | 13 | 33665.7924 | 3940.34 | 5083630 | 178.631 | 95.52% | 69.38% | 4.087% | 20.29% | 0.3936% | 10.33% | 98.89% | 32.46% | 80.35% | 24.79% | 100% | 60.39% | 100% | 56.09% | 100% | 58.51% | 100% | 55.22% | Suburb Large | 23783.9554 | Middle Atlantic
7012 | 0.70301 | NewYork | 0 | NY | 2013 | 2468 | 582507.5527 | 39324.32 | 45366980 | 2328 | 251731.2304 | 2261 | 76953.4612 | 1822 | 57948.1184 | 10430.6 | 11765000 | 102 | 104084.8548 | 102 | 67163.5505 | 102 | 63427.9733 | 7774.22 | 9024380 | 38 | 226691.4676 | 38 | 187533.1227 | 38 | 183466.1464 | 21119.5 | 24577600 | 236.0241 | 94.33% | 43.22% | 4.133% | 17.87% | 1.54% | 38.92% | 97.12% | 30.57% | 78.26% | 23.02% | 100% | 64.53% | 100% | 60.94% | 100% | 82.73% | 100% | 80.93% | Suburb Large | 5849.2127 | Middle Atlantic
7013 | 0.0037862 | NewYork | 0 | NY | 2013 | 47 | 5291.412 | 222.715 | 254585 | 47 | 5291.412 | 47 | 1669.3374 | 43 | 1243.2714 | 222.715 | 254585 | 0 | 0 | 0 | 0 | 0 | 0 | 0 | 0 | 0 | 0 | 0 | 0 | 0 | 0 | 0 | 0 | 112.5832 | 100% | 100% | 0% | 0% | 0% | 0% | 100% | 31.55% | 91.49% | 23.5% | #DIV/0! | #DIV/0! | #DIV/0! | #DIV/0! | #DIV/0! | #DIV/0! | #DIV/0! | #DIV/0! | Suburb Large | 5544.1019 | Middle Atlantic
7014 | 1 | NewYork | 0 | NY | 2013 | 1461 | 670356.684 | 52626.61 | 60949960 | 1297 | 150905.4958 | 1286 | 48156.6287 | 1064 | 37557.0668 | 6424.15 | 7342250 | 115 | 107922.3361 | 115 | 64654.8959 | 115 | 59910.1558 | 7837.86 | 8866410 | 49 | 411528.8521 | 49 | 346251.0699 | 49 | 339017.3408 | 38364.6 | 44741300 | 458.8341 | 88.77% | 22.51% | 7.871% | 16.1% | 3.354% | 61.39% | 99.15% | 31.91% | 82.04% | 24.89% | 100% | 59.91% | 100% | 55.51% | 100% | 84.14% | 100% | 82.38% | Suburb Large | 4188.2116 | Middle Atlantic
7016 | 1 | NewYork | 0 | NY | 2013 | 7767 | 1339674.7813 | 62797.95 | 77457200 | 7584 | 912633.558 | 7230 | 222739.0802 | 4981 | 154225.7107 | 27813.6 | 33786100 | 137 | 135682.936 | 137 | 80224.1992 | 137 | 74845.9108 | 9273.85 | 11512700 | 46 | 291358.2873 | 46 | 231117.9463 | 46 | 224106.2567 | 25710.5 | 32158400 | 172.4829 | 97.64% | 68.12% | 1.764% | 10.13% | 0.5922% | 21.75% | 95.33% | 24.41% | 65.68% | 16.9% | 100% | 59.13% | 100% | 55.16% | 100% | 79.32% | 100% | 76.92% | Suburb Large | 4599.5814 | Middle Atlantic
7017 | 1 | Newark | 0 | NJ | 2007 | 5241 | 951753.4526 | 45238.67 | 55689000 | 4922 | 547882.4344 | 4827 | 124291.6729 | 2413 | 75877.5551 | 17362.4 | 21129200 | 293 | 283782.4449 | 293 | 146596.5977 | 292 | 134578.9393 | 18487 | 22858200 | 26 | 120088.5733 | 26 | 78167.4422 | 26 | 73517.4922 | 9389.27 | 11701600 | 181.5977 | 93.91% | 57.57% | 5.591% | 29.82% | 0.4961% | 12.62% | 98.07% | 22.69% | 49.02% | 13.85% | 100% | 51.66% | 99.66% | 47.42% | 100% | 65.09% | 100% | 61.22% | Suburb Large | 15689.456 | Middle Atlantic
7018 | 1 | NewYork | 0 | NY | 2013 | 3761 | 688157.3702 | 29498.89 | 36540130 | 3526 | 388433.4161 | 3475 | 127535.2214 | 2272 | 85124.5641 | 8972.34 | 11020800 | 215 | 212854.4896 | 215 | 126845.6429 | 215 | 117768.1396 | 12972.1 | 16156000 | 20 | 86869.4645 | 20 | 63942.5588 | 20 | 60066.7961 | 7554.45 | 9363330 | 182.9719 | 93.75% | 56.45% | 5.717% | 30.93% | 0.5318% | 12.62% | 98.55% | 32.83% | 64.44% | 21.91% | 100% | 59.59% | 100% | 55.33% | 100% | 73.61% | 100% | 69.15% | Suburb Large | 17089.3195 | Middle Atlantic
7020 | 1 | NewYork | 0 | NY | 2013 | 944 | 444081.3321 | 28468.34 | 36562880 | 763 | 112485.9174 | 760 | 39566.2603 | 598 | 29315.4368 | 3955.03 | 5032480 | 146 | 143598.8786 | 146 | 83940.7103 | 145 | 76134.2923 | 8858.91 | 11312800 | 35 | 187996.5361 | 35 | 123866.5214 | 35 | 116872.976 | 15654.4 | 20217600 | 470.4251 | 80.83% | 25.33% | 15.47% | 32.34% | 3.708% | 42.33% | 99.61% | 35.17% | 78.37% | 26.06% | 100% | 58.45% | 99.32% | 53.02% | 100% | 65.89% | 100% | 62.17% | Suburb Large | 5438.5475 | Middle Atlantic
7021 | 0.97502 | NewYork | 0 | NY | 2013 | 749 | 166960.9061 | 4060.67 | 4754910 | 718 | 143195.9567 | 660 | 24517.8873 | 387 | 16228.1862 | 2944.66 | 3442040 | 31 | 23764.9494 | 31 | 8764.5828 | 30 | 7260.3279 | 1116.01 | 1312870 | 0 | 0 | 0 | 0 | 0 | 0 | 0 | 0 | 222.9118 | 95.86% | 85.77% | 4.139% | 14.23% | 0% | 0% | 91.92% | 17.12% | 53.9% | 11.33% | 100% | 36.88% | 96.77% | 30.55% | #DIV/0! | #DIV/0! | #DIV/0! | #DIV/0! | Suburb Large | 1640.504 | Middle Atlantic
7022 | 1 | NewYork | 0 | NY | 2013 | 2151 | 460232.2886 | 27964.18 | 35886590 | 2012 | 257950.6452 | 1995 | 97406.7823 | 1683 | 78107.1028 | 11555.5 | 14670500 | 125 | 110884.7939 | 125 | 69082.0545 | 125 | 64112.3758 | 7675.32 | 9888490 | 14 | 91396.8495 | 14 | 78646.4825 | 14 | 77171.3885 | 8733.36 | 11327600 | 213.962 | 93.54% | 56.05% | 5.811% | 24.09% | 0.6509% | 19.86% | 99.16% | 37.76% | 83.65% | 30.28% | 100% | 62.3% | 100% | 57.82% | 100% | 86.05% | 100% | 84.44% | Suburb Large | 16210.7954 | Middle Atlantic
7023 | 1 | NewYork | 0 | NY | 2013 | 2573 | 345980.5652 | 10936.6 | 13473350 | 2538 | 299474.7437 | 2365 | 64974.1694 | 1517 | 43243.1613 | 7671.97 | 9413840 | 29 | 23128.6594 | 29 | 12324.527 | 29 | 11227.9749 | 1491.96 | 1849820 | 6 | 23377.1621 | 6 | 15626.0357 | 6 | 14723.1186 | 1772.67 | 2209690 | 134.4658 | 98.64% | 86.56% | 1.127% | 6.685% | 0.2332% | 6.757% | 93.18% | 21.7% | 59.77% | 14.44% | 100% | 53.29% | 100% | 48.55% | 100% | 66.84% | 100% | 62.98% | Suburb Large | 5327.1924 | Middle Atlantic
7024 | 1 | NewYork | 0 | NY | 2013 | 4125 | 1023936.0262 | 51318.7 | 65292500 | 3823 | 603689.5735 | 3771 | 185327.6755 | 3154 | 142924.2166 | 24452.6 | 30881000 | 266 | 265283.0418 | 266 | 135063.976 | 266 | 122982.5438 | 16126.4 | 20544500 | 36 | 154963.411 | 36 | 96922.7095 | 36 | 91371.8605 | 10739.7 | 13867000 | 248.2269 | 92.68% | 58.96% | 6.448% | 25.91% | 0.8727% | 15.13% | 98.64% | 30.7% | 82.5% | 23.68% | 100% | 50.91% | 100% | 46.36% | 100% | 62.55% | 100% | 58.96% | Suburb Large | 13554.5046 | Middle Atlantic
7026 | 0.1004 | NewYork | 0 | NY | 2005 | 354 | 62581.9846 | 3484.526 | 3953928 | 342 | 48313.4922 | 341 | 19852.1507 | 319 | 15653.1638 | 2436.46 | 2735940 | 11 | 9979.9443 | 11 | 5965.7599 | 11 | 5385.1676 | 650.82 | 755724 | 1 | 4288.5481 | 1 | 3645.9807 | 1 | 3421.501 | 397.246 | 462264 | 176.7853 | 96.61% | 77.2% | 3.107% | 15.95% | 0.2825% | 6.853% | 99.71% | 41.09% | 93.27% | 32.4% | 100% | 59.78% | 100% | 53.96% | 100% | 85.02% | 100% | 79.78% | Suburb Large | 13444.474 | Middle Atlantic
7027 | 1 | NewYork | 0 | NY | 2013 | 1520 | 296093.4307 | 18776.82 | 22670800 | 1446 | 156836.2419 | 1413 | 51485.6191 | 1115 | 39472.0382 | 6904.89 | 8109580 | 58 | 54855.4957 | 58 | 36566.0109 | 58 | 34400.3698 | 4321.46 | 5258930 | 16 | 84401.693 | 16 | 61895.1409 | 16 | 59846.5566 | 7550.47 | 9302290 | 194.7983 | 95.13% | 52.97% | 3.816% | 18.53% | 1.053% | 28.51% | 97.72% | 32.83% | 77.11% | 25.17% | 100% | 66.66% | 100% | 62.71% | 100% | 73.33% | 100% | 70.91% | Suburb Large | 6233.3717 | Middle Atlantic
7028 | 1 | NewYork | 0 | NY | 2013 | 2339 | 317708.4274 | 12258.7 | 14719700 | 2314 | 261909.4053 | 2225 | 64995.0211 | 1528 | 42823.2949 | 8269.58 | 9822670 | 20 | 20001.0887 | 20 | 11063.5065 | 20 | 10268.8659 | 1351.15 | 1674980 | 5 | 35797.9333 | 5 | 21828.5448 | 5 | 20530.6272 | 2637.97 | 3222050 | 135.8309 | 98.93% | 82.44% | 0.8551% | 6.295% | 0.2138% | 11.27% | 96.15% | 24.82% | 66.03% | 16.35% | 100% | 55.31% | 100% | 51.34% | 100% | 60.98% | 100% | 57.35% | Suburb Large | 5990.7816 | Middle Atlantic
7029 | 1 | NewYork | 0 | NY | 2013 | 2403 | 684745.1866 | 53785.38 | 65602400 | 2264 | 221193.3318 | 2260 | 102354.0733 | 1950 | 80523.0988 | 11795.6 | 14096300 | 105 | 99757.8876 | 105 | 61046.3421 | 105 | 57493.0258 | 7371.98 | 9031100 | 34 | 363793.9672 | 34 | 286261.4693 | 34 | 280196.8653 | 34617.8 | 42475000 | 284.9543 | 94.22% | 32.3% | 4.37% | 14.57% | 1.415% | 53.13% | 99.82% | 46.27% | 86.13% | 36.4% | 100% | 61.19% | 100% | 57.63% | 100% | 78.69% | 100% | 77.02% | Suburb Large | 11093.0028 | Middle Atlantic
7030 | 1 | NewYork | 0 | NY | 2013 | 791 | 1072897.9083 | 65362.47 | 84176390 | 313 | 60332.4703 | 312 | 27732.7365 | 280 | 23551.7527 | 2984.27 | 3807190 | 328 | 371608.8219 | 328 | 202679.7122 | 328 | 184804.0635 | 22122.7 | 28497700 | 150 | 640956.6161 | 150 | 368641.5085 | 150 | 340741.3881 | 40255.5 | 51871500 | 1356.3817 | 39.57% | 5.623% | 41.47% | 34.64% | 18.96% | 59.74% | 99.68% | 45.97% | 89.46% | 39.04% | 100% | 54.54% | 100% | 49.73% | 100% | 57.51% | 100% | 53.16% | Suburb Large | 35870.7493 | Middle Atlantic
7031 | 1 | NewYork | 0 | NY | 2013 | 4178 | 650421.9284 | 34250.51 | 39435610 | 4029 | 431320.0124 | 4007 | 141186.0254 | 3256 | 104468.3242 | 17405.1 | 19893500 | 131 | 102251.2939 | 131 | 55096.6562 | 130 | 50141.3677 | 6359.21 | 7343710 | 18 | 116850.622 | 18 | 94312.0311 | 18 | 90973.8578 | 10486.2 | 12198400 | 155.6778 | 96.43% | 66.31% | 3.135% | 15.72% | 0.4308% | 17.97% | 99.45% | 32.73% | 80.81% | 24.22% | 100% | 53.88% | 99.24% | 49.04% | 100% | 80.71% | 100% | 77.85% | Suburb Large | 4759.7466 | Middle Atlantic
7032 | 1 | NewYork | 0 | NY | 2013 | 8110 | 2294709.3409 | 162761.8 | 202717400 | 7663 | 817544.8691 | 7605 | 284513.2568 | 5695 | 211293.5341 | 31860.4 | 39202300 | 327 | 322551.4206 | 327 | 210464.8406 | 327 | 199666.8914 | 24078.4 | 29938100 | 120 | 1154613.0512 | 120 | 955044.4688 | 120 | 934552.7708 | 106823 | 133577000 | 282.9481 | 94.49% | 35.63% | 4.032% | 14.06% | 1.48% | 50.32% | 99.24% | 34.8% | 74.32% | 25.84% | 100% | 65.25% | 100% | 61.9% | 100% | 82.72% | 100% | 80.94% | Suburb Large | 4343.6153 | Middle Atlantic
7033 | 1 | NewYork | 0 | NY | 2013 | 2948 | 851292.7285 | 60411.4 | 74170200 | 2745 | 322334.5726 | 2662 | 111206.7282 | 2071 | 84667.7892 | 14548.4 | 17015800 | 155 | 162510.9754 | 155 | 118354.92 | 155 | 112820.1781 | 13257.1 | 16482700 | 48 | 366447.1805 | 48 | 293655.7553 | 48 | 283738.8961 | 32605.9 | 40671700 | 288.7696 | 93.11% | 37.86% | 5.258% | 19.09% | 1.628% | 43.05% | 96.98% | 34.5% | 75.45% | 26.27% | 100% | 72.83% | 100% | 69.42% | 100% | 80.14% | 100% | 77.43% | Suburb Large | 3690.9622 | Middle Atlantic
7036 | 1 | NewYork | 0 | NY | 2013 | 12282 | 3412970.6328 | 222281 | 276538100 | 11317 | 1316464.0986 | 11033 | 420375.2694 | 8885 | 323543.9525 | 54126.5 | 66385600 | 789 | 810190.8508 | 789 | 551287.1853 | 787 | 529032.9445 | 62447.5 | 77921500 | 176 | 1286315.6834 | 176 | 950035.0318 | 176 | 919787.386 | 105707 | 132231000 | 277.8839 | 92.14% | 38.57% | 6.424% | 23.74% | 1.433% | 37.69% | 97.49% | 31.93% | 78.51% | 24.58% | 100% | 68.04% | 99.75% | 65.3% | 100% | 73.86% | 100% | 71.51% | Suburb Large | 3846.1766 | Middle Atlantic
7039 | 1 | NewYork | 0 | NY | 2013 | 9678 | 2295144.1541 | 109748.5 | 127716000 | 9226 | 1547318.0288 | 8871 | 414822.1676 | 6395 | 291071.934 | 52407.5 | 60019600 | 383 | 316835.7131 | 383 | 170415.4555 | 383 | 153009.935 | 21539.5 | 25181700 | 69 | 430990.4121 | 69 | 318122.3616 | 69 | 302427.0967 | 35801.5 | 42514700 | 237.1507 | 95.33% | 67.42% | 3.957% | 13.8% | 0.713% | 18.78% | 96.15% | 26.81% | 69.31% | 18.81% | 100% | 53.79% | 100% | 48.29% | 100% | 73.81% | 100% | 70.17% | Suburb Large | 2075.8439 | Middle Atlantic
7040 | 1 | NewYork | 0 | NY | 2013 | 6844 | 1004999.8714 | 42986.87 | 52744100 | 6675 | 709493.3974 | 6407 | 167160.5293 | 4189 | 114582.9544 | 20409.9 | 24728500 | 142 | 133069.0777 | 142 | 74144.5977 | 142 | 68317.4023 | 8907.27 | 11007200 | 27 | 162437.3963 | 27 | 120811.7837 | 27 | 115831.8188 | 13669.7 | 17008400 | 146.8439 | 97.53% | 70.6% | 2.075% | 13.24% | 0.3945% | 16.16% | 95.99% | 23.56% | 62.76% | 16.15% | 100% | 55.72% | 100% | 51.34% | 100% | 74.37% | 100% | 71.31% | Suburb Large | 7234.67 | Middle Atlantic
7041 | 1 | NewYork | 0 | NY | 2013 | 2117 | 406056.6726 | 20421.9 | 25014060 | 2019 | 238040.6018 | 1938 | 62336.5325 | 1307 | 43695.4428 | 7663.14 | 9203490 | 82 | 78970.9819 | 82 | 44661.1541 | 81 | 40980.636 | 5221.5 | 6450670 | 16 | 89045.0889 | 16 | 66852.5983 | 16 | 63593.2671 | 7537.26 | 9359900 | 191.8076 | 95.37% | 58.62% | 3.873% | 19.45% | 0.7558% | 21.93% | 95.99% | 26.19% | 64.74% | 18.36% | 100% | 56.55% | 98.78% | 51.89% | 100% | 75.08% | 100% | 71.42% | Suburb Large | 3795.2507 | Middle Atlantic
7042 | 1 | NewYork | 0 | NY | 2013 | 5961 | 1129270.9564 | 48875 | 57134400 | 5677 | 756828.2299 | 5521 | 206997.6384 | 3881 | 138228.2066 | 24159.8 | 28005100 | 249 | 226550.2528 | 249 | 115707.3844 | 249 | 104919.1456 | 14072.1 | 16511400 | 35 | 145892.4737 | 35 | 92504.824 | 35 | 86827.1828 | 10643.1 | 12617900 | 189.4432 | 95.24% | 67.02% | 4.177% | 20.06% | 0.5871% | 12.92% | 97.25% | 27.35% | 68.36% | 18.26% | 100% | 51.07% | 100% | 46.31% | 100% | 63.41% | 100% | 59.51% | Suburb Large | 6834.9266 | Middle Atlantic
7043 | 0.54648 | NewYork | 0 | NY | 2013 | 2224 | 362931.143 | 13330.67 | 15366650 | 2177 | 302741.3322 | 2125 | 77232.2354 | 1541 | 50261.9746 | 9576.63 | 10978800 | 41 | 39235.2621 | 41 | 18627.4666 | 41 | 16358.2075 | 2282.87 | 2665200 | 6 | 20954.5487 | 6 | 12070.9195 | 6 | 11125.4077 | 1471.17 | 1722650 | 163.1885 | 97.89% | 83.42% | 1.844% | 10.81% | 0.2698% | 5.774% | 97.61% | 25.51% | 70.79% | 16.6% | 100% | 47.48% | 100% | 41.69% | 100% | 57.61% | 100% | 53.09% | Suburb Large | 4624.007 | Middle Atlantic
7044 | 0.78336 | NewYork | 0 | NY | 2013 | 3315 | 512986.3744 | 19575.23 | 22803210 | 3205 | 392002.07 | 3060 | 98482.4324 | 2027 | 62996.5265 | 11405.6 | 13218700 | 104 | 87709.8733 | 104 | 44187.6667 | 104 | 39858.1363 | 5468.03 | 6379920 | 6 | 33274.4312 | 6 | 23340.5951 | 6 | 22409.0755 | 2701.6 | 3204590 | 154.747 | 96.68% | 76.42% | 3.137% | 17.1% | 0.181% | 6.486% | 95.48% | 25.12% | 63.24% | 16.07% | 100% | 50.38% | 100% | 45.44% | 100% | 70.15% | 100% | 67.35% | Suburb Large | 4659.6895 | Middle Atlantic
7047 | 1 | NewYork | 0 | NY | 2013 | 7704 | 2219729.8864 | 187175.1 | 241995200 | 7190 | 782561.0773 | 7164 | 295943.0509 | 5846 | 229856.3894 | 31552.4 | 40428700 | 408 | 385541.7705 | 408 | 240095.9336 | 408 | 225570.8482 | 31806.7 | 41011500 | 106 | 1051627.0386 | 106 | 902007.278 | 106 | 884243.5418 | 123816 | 160555000 | 288.1269 | 93.33% | 35.25% | 5.296% | 17.37% | 1.376% | 47.38% | 99.64% | 37.82% | 81.31% | 29.37% | 100% | 62.27% | 100% | 58.51% | 100% | 85.77% | 100% | 84.08% | Suburb Large | 11019.891 | Middle Atlantic
7050 | 1 | NewYork | 0 | NY | 2013 | 4345 | 944599.7634 | 49517.3 | 61478500 | 3995 | 461033.6109 | 3931 | 145307.7905 | 2651 | 101409.5147 | 15877.4 | 19573700 | 313 | 310831.1108 | 313 | 177561.2515 | 311 | 164423.7432 | 20497.4 | 25512600 | 37 | 172735.0417 | 37 | 116309.8565 | 37 | 109594.7332 | 13142.5 | 16392200 | 217.3993 | 91.94% | 48.81% | 7.204% | 32.91% | 0.8516% | 18.29% | 98.4% | 31.52% | 66.36% | 22% | 100% | 57.12% | 99.36% | 52.9% | 100% | 67.33% | 100% | 63.45% | Suburb Large | 13927.6936 | Middle Atlantic
7052 | 1 | NewYork | 0 | NY | 2013 | 11768 | 2303359.3617 | 98851.4 | 114872800 | 11135 | 1511187.924 | 10827 | 400993.6187 | 7466 | 263641.4845 | 47026.3 | 54235300 | 571 | 467331.8287 | 571 | 208632.7781 | 568 | 173374.6474 | 26667.2 | 30905800 | 62 | 324839.6089 | 62 | 219288.7129 | 62 | 205120.3271 | 25157.9 | 29731700 | 195.7307 | 94.62% | 65.61% | 4.852% | 20.29% | 0.5269% | 14.1% | 97.23% | 26.53% | 67.05% | 17.45% | 100% | 44.64% | 99.47% | 37.1% | 100% | 67.51% | 100% | 63.15% | Suburb Large | 3766.0835 | Middle Atlantic
7055 | 0.43843 | NewYork | 0 | NY | 2013 | 2861 | 527067.8162 | 25630.56 | 29406350 | 2735 | 329657.8768 | 2694 | 91921.6 | 2014 | 65117.6079 | 11450.3 | 13097200 | 108 | 102454.5422 | 108 | 56761.937 | 108 | 53264.8636 | 6778.97 | 7796660 | 18 | 94955.3973 | 18 | 63872.762 | 18 | 60467.3824 | 7401.29 | 8512490 | 184.225 | 95.6% | 62.55% | 3.775% | 19.44% | 0.6292% | 18.02% | 98.5% | 27.88% | 73.64% | 19.75% | 100% | 55.4% | 100% | 51.99% | 100% | 67.27% | 100% | 63.68% | Suburb Large | 21458.5959 | Middle Atlantic
7057 | 0.90495 | NewYork | 0 | NY | 2013 | 2525 | 455934.5043 | 27059.66 | 30992360 | 2455 | 277520.5823 | 2435 | 89583.1744 | 1965 | 68379.4063 | 11725.2 | 13345300 | 52 | 58963.7881 | 52 | 35998.1351 | 52 | 34061.524 | 4510.46 | 5104160 | 18 | 119450.134 | 18 | 95145.179 | 18 | 92600.422 | 10824 | 12542900 | 180.5681 | 97.23% | 60.87% | 2.059% | 12.93% | 0.7129% | 26.2% | 99.19% | 32.28% | 80.04% | 24.64% | 100% | 61.05% | 100% | 57.77% | 100% | 79.65% | 100% | 77.52% | Suburb Large | 10835.5227 | Middle Atlantic
7060 | 0.55744 | NewYork | 0 | NY | 2013 | 4390 | 914948.821 | 40913.92 | 50281900 | 4187 | 542306.1099 | 3963 | 126220.8389 | 2649 | 84488.8179 | 15265.6 | 18424100 | 168 | 162947.5379 | 168 | 81770.0546 | 168 | 75119.9285 | 9811.92 | 12124800 | 35 | 209695.1732 | 35 | 140620.7651 | 35 | 133212.2919 | 15836.4 | 19733000 | 208.4166 | 95.38% | 59.27% | 3.827% | 17.81% | 0.7973% | 22.92% | 94.65% | 23.27% | 63.27% | 15.58% | 100% | 50.18% | 100% | 46.1% | 100% | 67.06% | 100% | 63.53% | Suburb Large | 7966.1423 | Middle Atlantic
7062 | 1 | NewYork | 0 | NY | 2013 | 3560 | 637607.0314 | 30817.59 | 38185190 | 3431 | 384164.6669 | 3276 | 90364.7525 | 2148 | 62633.2103 | 11105.4 | 13597200 | 106 | 99765.3177 | 106 | 52725.0812 | 106 | 48446.8381 | 6152.59 | 7625090 | 23 | 153677.0468 | 23 | 120239.8565 | 23 | 117048.316 | 13559.6 | 16962900 | 179.1031 | 96.38% | 60.25% | 2.978% | 15.65% | 0.6461% | 24.1% | 95.48% | 23.52% | 62.61% | 16.3% | 100% | 52.85% | 100% | 48.56% | 100% | 78.24% | 100% | 76.17% | Suburb Large | 6331.0723 | Middle Atlantic
7064 | 1 | NewYork | 0 | NY | 2013 | 1120 | 304639.5021 | 23762.03 | 29361350 | 1071 | 126586.942 | 1053 | 49064.1951 | 896 | 36103.2472 | 6090.07 | 7276190 | 21 | 21868.0409 | 21 | 15288.401 | 21 | 14689.8619 | 1768.36 | 2182460 | 28 | 156184.5192 | 28 | 140293.7551 | 28 | 139583.5643 | 15903.6 | 19902700 | 271.9996 | 95.62% | 41.55% | 1.875% | 7.178% | 2.5% | 51.27% | 98.32% | 38.76% | 83.66% | 28.52% | 100% | 69.91% | 100% | 67.18% | 100% | 89.83% | 100% | 89.37% | Suburb Large | 1875.0993 | Middle Atlantic
7065 | 1 | NewYork | 0 | NY | 2013 | 7448 | 1386985.7408 | 76006.8 | 93055500 | 7139 | 780241.0775 | 6914 | 231272.8789 | 5023 | 169011.7657 | 29750.6 | 35740400 | 246 | 234262.6365 | 246 | 142525.4983 | 245 | 132979.7419 | 16701.3 | 20590200 | 63 | 372482.0268 | 63 | 257765.7177 | 63 | 246206.2624 | 29554.9 | 36724900 | 186.2226 | 95.85% | 56.25% | 3.303% | 16.89% | 0.8459% | 26.86% | 96.85% | 29.64% | 70.36% | 21.66% | 100% | 60.84% | 99.59% | 56.77% | 100% | 69.2% | 100% | 66.1% | Suburb Large | 6560.2123 | Middle Atlantic
7066 | 1 | NewYork | 0 | NY | 2013 | 4832 | 1068367.872 | 54387.3 | 66755300 | 4617 | 705964.5112 | 4514 | 205025.8821 | 3707 | 149520.4443 | 26500.1 | 32113500 | 184 | 163365.9705 | 184 | 78280.4686 | 182 | 71942.881 | 10357.2 | 12740200 | 31 | 199037.3903 | 31 | 156983.2947 | 31 | 151756.079 | 17530 | 21901600 | 221.1026 | 95.55% | 66.08% | 3.808% | 15.29% | 0.6416% | 18.63% | 97.77% | 29.04% | 80.29% | 21.18% | 100% | 47.92% | 98.91% | 44.04% | 100% | 78.87% | 100% | 76.25% | Suburb Large | 3378.7146 | Middle Atlantic
7067 | 1 | NewYork | 0 | NY | 2013 | 6234 | 975121.0479 | 47757.72 | 56973450 | 6142 | 850964.6018 | 6000 | 280586.1659 | 5094 | 212781.5806 | 38178 | 45174800 | 81 | 66186.1486 | 81 | 36530.4022 | 81 | 33418.6109 | 4477.18 | 5446060 | 11 | 57970.2976 | 11 | 46034.5121 | 11 | 44373.4001 | 5102.54 | 6352590 | 156.4198 | 98.52% | 87.27% | 1.299% | 6.787% | 0.1765% | 5.945% | 97.69% | 32.97% | 82.94% | 25% | 100% | 55.19% | 100% | 50.49% | 100% | 79.41% | 100% | 76.55% | Suburb Large | 4589.9939 | Middle Atlantic
7068 | 0.85134 | NewYork | 0 | NY | 2013 | 1624 | 492785.4596 | 27175.37 | 31870270 | 1449 | 233221.073 | 1402 | 62153.3227 | 1094 | 45365.4141 | 8121.62 | 9408010 | 152 | 125090.055 | 152 | 56504.5396 | 151 | 47267.4479 | 7334.25 | 8456560 | 23 | 134474.3316 | 23 | 106179.1769 | 23 | 102025.065 | 11719.5 | 14005700 | 303.4393 | 89.22% | 47.33% | 9.36% | 25.38% | 1.416% | 27.29% | 96.76% | 26.65% | 75.5% | 19.45% | 100% | 45.17% | 99.34% | 37.79% | 100% | 78.96% | 100% | 75.87% | Suburb Large | 1653.0185 | Middle Atlantic
7069 | 0.24415 | NewYork | 0 | NY | 2013 | 375 | 111862.8495 | 3926.201 | 4794506 | 351 | 85667.0123 | 328 | 18621.4537 | 250 | 14026.5516 | 2369.71 | 2880270 | 22 | 15032.9248 | 22 | 5652.7411 | 22 | 4764.3522 | 707.056 | 856216 | 2 | 11162.9125 | 2 | 7545.209 | 2 | 7144.194 | 849.435 | 1058020 | 298.3009 | 93.6% | 76.58% | 5.867% | 13.44% | 0.5333% | 9.979% | 93.45% | 21.74% | 71.23% | 16.37% | 100% | 37.6% | 100% | 31.69% | 100% | 67.59% | 100% | 64% | Suburb Large | 979.1561 | Middle Atlantic
7070 | 1 | NewYork | 0 | NY | 2013 | 5065 | 889885.5913 | 44403.23 | 51047300 | 4893 | 550553.34 | 4775 | 148791.2325 | 3261 | 98760.9797 | 17956.8 | 20489700 | 145 | 134547.9456 | 145 | 74173.5865 | 144 | 68422.2545 | 8774.63 | 10129700 | 27 | 204784.3056 | 27 | 155485.8022 | 27 | 149995.7865 | 17671.8 | 20427900 | 175.6931 | 96.6% | 61.87% | 2.863% | 15.12% | 0.5331% | 23.01% | 97.59% | 27.03% | 66.65% | 17.94% | 100% | 55.13% | 99.31% | 50.85% | 100% | 75.93% | 100% | 73.25% | Suburb Large | 4780.2717 | Middle Atlantic
7071 | 1 | NewYork | 0 | NY | 2013 | 5682 | 1107037.0722 | 66890.51 | 77260250 | 5500 | 615726.8344 | 5453 | 192911.0333 | 4433 | 144018.7444 | 24574 | 28095000 | 127 | 116834.8616 | 127 | 68193.4125 | 127 | 63121.2968 | 7952.01 | 9168750 | 55 | 374475.3762 | 55 | 308828.5725 | 55 | 301803.694 | 34364.5 | 39996500 | 194.8323 | 96.8% | 55.62% | 2.235% | 10.55% | 0.968% | 33.83% | 99.15% | 31.33% | 80.6% | 23.39% | 100% | 58.37% | 100% | 54.03% | 100% | 82.47% | 100% | 80.59% | Suburb Large | 4700.8864 | Middle Atlantic
7072 | 1 | NewYork | 0 | NY | 2013 | 1774 | 436388.9327 | 29513.13 | 34227660 | 1675 | 198313.8499 | 1670 | 64973.2268 | 1386 | 49384.0535 | 8476.84 | 9721140 | 72 | 75896.3965 | 72 | 52379.0226 | 72 | 49511.0597 | 5837.09 | 6789220 | 27 | 162178.6863 | 27 | 136250.2783 | 27 | 133649.4133 | 15199.2 | 17717300 | 245.9915 | 94.42% | 45.44% | 4.059% | 17.39% | 1.522% | 37.16% | 99.7% | 32.76% | 82.75% | 24.9% | 100% | 69.01% | 100% | 65.24% | 100% | 84.01% | 100% | 82.41% | Suburb Large | 1535.1841 | Middle Atlantic
7073 | 1 | NewYork | 0 | NY | 2013 | 2158 | 1358709.4592 | 110924.41 | 128613400 | 1864 | 230975.2631 | 1861 | 80366.9584 | 1506 | 61500.8456 | 9833.81 | 11248600 | 177 | 178943.2065 | 177 | 116409.6191 | 176 | 110076.5102 | 13526.3 | 15638800 | 117 | 948790.9896 | 117 | 771194.0079 | 117 | 753535.7499 | 87564.3 | 101726000 | 629.6151 | 86.38% | 17% | 8.202% | 13.17% | 5.422% | 69.83% | 99.84% | 34.79% | 80.79% | 26.63% | 100% | 65.05% | 99.44% | 61.51% | 100% | 81.28% | 100% | 79.42% | Suburb Large | 2155.6263 | Middle Atlantic
7074 | 1 | NewYork | 0 | NY | 2013 | 1430 | 1595030.195 | 147121.73 | 171275910 | 1072 | 112670.3525 | 1042 | 40814.8926 | 733 | 29858.3501 | 4841.93 | 5438310 | 147 | 182977.5939 | 147 | 141772.6726 | 147 | 137597.0425 | 15832.8 | 18393600 | 211 | 1299382.2485 | 211 | 1136963.0416 | 211 | 1121089.0957 | 126447 | 147444000 | 1115.4057 | 74.97% | 7.064% | 10.28% | 11.47% | 14.76% | 81.46% | 97.2% | 36.23% | 68.38% | 26.5% | 100% | 77.48% | 100% | 75.2% | 100% | 87.5% | 100% | 86.28% | Suburb Large | 1596.8737 | Middle Atlantic
7075 | 1 | NewYork | 0 | NY | 2013 | 2506 | 380774.3425 | 39432.38 | 45673750 | 2433 | 262292.2869 | 2397 | 80225.0027 | 1936 | 60668.9502 | 9308.53 | 10654700 | 58 | 43602.1178 | 58 | 23576.8204 | 58 | 21783.3949 | 2712.25 | 3127950 | 15 | 74879.9378 | 15 | 56394.694 | 15 | 54458.3601 | 27411.6 | 31891100 | 151.9451 | 97.09% | 68.88% | 2.314% | 11.45% | 0.5986% | 19.67% | 98.52% | 30.59% | 79.57% | 23.13% | 100% | 54.07% | 100% | 49.96% | 100% | 75.31% | 100% | 72.73% | Suburb Large | 6187.588 | Middle Atlantic
7076 | 1 | NewYork | 0 | NY | 2013 | 7217 | 1367983.5385 | 52184.28 | 64014000 | 7013 | 1095619.3976 | 6694 | 262168.2707 | 4775 | 188737.9469 | 33542.9 | 40905300 | 181 | 138090.5451 | 181 | 63440.2121 | 180 | 57161.7156 | 8186.88 | 10072500 | 23 | 134273.5958 | 23 | 93059.6048 | 23 | 88123.3209 | 10454.5 | 13036200 | 189.5502 | 97.17% | 80.09% | 2.508% | 10.09% | 0.3187% | 9.815% | 95.45% | 23.93% | 68.09% | 17.23% | 100% | 45.94% | 99.45% | 41.39% | 100% | 69.31% | 100% | 65.63% | Suburb Large | 2599.2122 | Middle Atlantic
7077 | 1 | NewYork | 0 | NY | 2013 | 1221 | 242870.9947 | 16232.21 | 19639770 | 1133 | 127660.0352 | 1114 | 50657.0393 | 927 | 40233.172 | 6915.19 | 7995350 | 81 | 82842.3675 | 81 | 61571.7307 | 81 | 59826.0275 | 6931.21 | 8663150 | 7 | 32368.592 | 7 | 21368.5448 | 7 | 20434.2842 | 2385.81 | 2981270 | 198.9115 | 92.79% | 52.56% | 6.634% | 34.11% | 0.5733% | 13.33% | 98.32% | 39.68% | 81.82% | 31.52% | 100% | 74.32% | 100% | 72.22% | 100% | 66.02% | 100% | 63.13% | Suburb Large | 1671.9502 | Middle Atlantic
7078 | 1 | NewYork | 0 | NY | 2013 | 4386 | 1242537.9856 | 49500.53 | 60703100 | 4142 | 871775.7396 | 3979 | 204162.9947 | 2922 | 138509.3835 | 24860.3 | 30201700 | 224 | 167153.1411 | 224 | 68692.9195 | 223 | 56397.873 | 8892.93 | 10841900 | 20 | 203609.1049 | 20 | 144460.7987 | 20 | 135764.3936 | 15747.3 | 19659500 | 283.2964 | 94.44% | 70.16% | 5.107% | 13.45% | 0.456% | 16.39% | 96.06% | 23.42% | 70.55% | 15.89% | 100% | 41.1% | 99.55% | 33.74% | 100% | 70.95% | 100% | 66.68% | Suburb Large | 1646.1292 | Middle Atlantic
7079 | 1 | NewYork | 0 | NY | 2013 | 4284 | 790991.0421 | 31503.78 | 38708170 | 4102 | 568287.088 | 3933 | 136000.1936 | 2611 | 92446.0749 | 16613.3 | 20284000 | 159 | 131402.7638 | 159 | 66941.7771 | 158 | 59534.6493 | 8136.12 | 10015000 | 23 | 91301.1903 | 23 | 58993.3285 | 23 | 55184.6695 | 6754.36 | 8409170 | 184.6384 | 95.75% | 71.84% | 3.711% | 16.61% | 0.5369% | 11.54% | 95.88% | 23.93% | 63.65% | 16.27% | 100% | 50.94% | 99.37% | 45.31% | 100% | 64.61% | 100% | 60.44% | Suburb Large | 4659.8754 | Middle Atlantic
7080 | 0.59692 | NewYork | 0 | NY | 2013 | 4790 | 1283496.1711 | 84941.88 | 104742400 | 4604 | 649371.2769 | 4520 | 206467.0193 | 3638 | 148403.4412 | 26469.4 | 31828600 | 123 | 120921.3841 | 123 | 75336.5532 | 123 | 70337.05 | 8961.08 | 11051100 | 63 | 513203.5101 | 63 | 440976.4832 | 63 | 433300.7217 | 49511.4 | 61862700 | 267.9533 | 96.12% | 50.59% | 2.568% | 9.421% | 1.315% | 39.98% | 98.18% | 31.79% | 79.02% | 22.85% | 100% | 62.3% | 100% | 58.17% | 100% | 85.93% | 100% | 84.43% | Suburb Large | 2852.14 | Middle Atlantic
7081 | 1 | NewYork | 0 | NY | 2013 | 4617 | 1173168.2652 | 65403.7 | 80554800 | 4246 | 623864.5432 | 4116 | 177183.0898 | 3096 | 129049.4237 | 22685.9 | 27574000 | 318 | 288897.0877 | 318 | 153550.5965 | 318 | 139744.8371 | 18924 | 23233500 | 53 | 260406.6343 | 53 | 214576.0228 | 53 | 208241.9653 | 23793.8 | 29747300 | 254.0975 | 91.96% | 53.18% | 6.888% | 24.63% | 1.148% | 22.2% | 96.94% | 28.4% | 72.92% | 20.69% | 100% | 53.15% | 100% | 48.37% | 100% | 82.4% | 100% | 79.97% | Suburb Large | 3095.9055 | Middle Atlantic
7083 | 1 | NewYork | 0 | NY | 2013 | 15313 | 3003988.4649 | 179463.9 | 221461200 | 14656 | 1608060.3648 | 14366 | 487824.347 | 11175 | 353434.7758 | 62270.5 | 75455300 | 509 | 486730.0909 | 509 | 301129.0486 | 507 | 282335.6031 | 35505.8 | 44032900 | 148 | 909198.0091 | 148 | 727396.7031 | 148 | 706289.1636 | 81687.6 | 101973000 | 196.1724 | 95.71% | 53.53% | 3.324% | 16.2% | 0.9665% | 30.27% | 98.02% | 30.34% | 76.25% | 21.98% | 100% | 61.87% | 99.61% | 58.01% | 100% | 80% | 100% | 77.68% | City Small | 5975.5852 | Middle Atlantic
7086 | 1 | NewYork | 0 | NY | 2013 | 1464 | 411865.6191 | 23347.47 | 30108160 | 1333 | 164239.6209 | 1331 | 65008.7809 | 1123 | 50155.4071 | 6912.39 | 8843000 | 105 | 106023.3007 | 105 | 62730.1248 | 105 | 57963.0151 | 6875.79 | 8862160 | 26 | 141602.6975 | 26 | 88946.1077 | 26 | 83767.6606 | 9559.29 | 12403000 | 281.329 | 91.05% | 39.88% | 7.172% | 25.74% | 1.776% | 34.38% | 99.85% | 39.58% | 84.25% | 30.54% | 100% | 59.17% | 100% | 54.67% | 100% | 62.81% | 100% | 59.16% | Suburb Large | 15044.0089 | Middle Atlantic
7087 | 1 | NewYork | 0 | NY | 2013 | 3629 | 1165014.0808 | 65436.4 | 84653700 | 3079 | 434418.9829 | 3075 | 193575.6872 | 2740 | 163273.4853 | 19772.8 | 25564600 | 487 | 465055.785 | 487 | 256545.7908 | 487 | 232996.9741 | 27604.5 | 35717400 | 63 | 265539.3128 | 63 | 164365.447 | 63 | 153395.9503 | 18059.1 | 23371700 | 321.029 | 84.84% | 37.29% | 13.42% | 39.92% | 1.736% | 22.79% | 99.87% | 44.56% | 88.99% | 37.58% | 100% | 55.16% | 100% | 50.1% | 100% | 61.9% | 100% | 57.77% | Suburb Large | 49575.9014 | Middle Atlantic
7088 | 1 | NewYork | 0 | NY | 2013 | 873 | 155353.2048 | 8883.835 | 10993560 | 847 | 95065.3699 | 825 | 30174.9997 | 609 | 23946.8259 | 3749.3 | 4572270 | 20 | 15021.341 | 20 | 8351.2936 | 19 | 7668.5688 | 990.255 | 1230450 | 6 | 45266.494 | 6 | 37553.671 | 6 | 36437.1337 | 4144.28 | 5190840 | 177.9533 | 97.02% | 61.19% | 2.291% | 9.669% | 0.6873% | 29.14% | 97.4% | 31.74% | 71.9% | 25.19% | 100% | 55.6% | 95% | 51.05% | 100% | 82.96% | 100% | 80.49% | City Small | 9591.9808 | Middle Atlantic
7090 | 1 | NewYork | 0 | NY | 2013 | 9625 | 1633867.7136 | 57909.57 | 71044700 | 9416 | 1344826.3207 | 9011 | 301419.1799 | 6205 | 206572.9927 | 37954.5 | 46366600 | 175 | 144651.3538 | 175 | 72700.3754 | 174 | 66700.4952 | 9063.57 | 11173700 | 34 | 144390.0391 | 34 | 93057.8234 | 34 | 87787.114 | 10891.5 | 13504400 | 169.7525 | 97.83% | 82.31% | 1.818% | 8.853% | 0.3532% | 8.837% | 95.7% | 22.41% | 65.9% | 15.36% | 100% | 50.26% | 99.43% | 46.11% | 100% | 64.45% | 100% | 60.8% | Suburb Large | 4433.3866 | Middle Atlantic
7092 | 1 | NewYork | 0 | NY | 2013 | 2660 | 660719.619 | 29621.71 | 36587090 | 2551 | 475747.2171 | 2416 | 113936.1978 | 1791 | 81522.1749 | 14349.6 | 17535200 | 90 | 97060.3461 | 90 | 67898.9605 | 90 | 64605.454 | 7611.31 | 9485660 | 19 | 87912.0558 | 19 | 67429.1984 | 19 | 65290.8356 | 7660.8 | 9566230 | 248.3908 | 95.9% | 72% | 3.383% | 14.69% | 0.7143% | 13.31% | 94.71% | 23.95% | 70.21% | 17.14% | 100% | 69.96% | 100% | 66.56% | 100% | 76.7% | 100% | 74.27% | Suburb Large | 1802.7787 | Middle Atlantic
7093 | 1 | NewYork | 0 | NY | 2013 | 3499 | 976051.2796 | 57648.7 | 74446200 | 3043 | 383477.9794 | 3038 | 183142.9385 | 2766 | 160098.2786 | 19725.2 | 25458600 | 404 | 372090.5724 | 404 | 212093.4558 | 403 | 194720.9856 | 23302.4 | 30118700 | 52 | 220482.7278 | 52 | 130493.9371 | 52 | 121741.4441 | 14621.1 | 18868900 | 278.9515 | 86.97% | 39.29% | 11.55% | 38.12% | 1.486% | 22.59% | 99.84% | 47.76% | 90.9% | 41.75% | 100% | 57% | 99.75% | 52.33% | 100% | 59.19% | 100% | 55.22% | Suburb Large | 45697.1568 | Middle Atlantic
7094 | 1 | NewYork | 0 | NY | 2013 | 3454 | 2699786.4458 | 232740.1 | 270632500 | 3101 | 397659.7681 | 3094 | 137624.7056 | 2741 | 107898.8042 | 17533.1 | 20004700 | 173 | 178605.9534 | 173 | 92974.4238 | 173 | 83473.4431 | 11270 | 12912800 | 180 | 2123520.7244 | 180 | 1829515.5423 | 180 | 1797659.253 | 203937 | 237715000 | 781.6405 | 89.78% | 14.73% | 5.009% | 6.616% | 5.211% | 78.66% | 99.77% | 34.61% | 88.39% | 27.13% | 100% | 52.06% | 100% | 46.74% | 100% | 86.15% | 100% | 84.65% | Suburb Large | 2490.1171 | Middle Atlantic
7095 | 1 | NewYork | 0 | NY | 2013 | 4655 | 1188259.942 | 74706 | 90812400 | 4290 | 512595.1566 | 4221 | 170507.0288 | 3407 | 126132.3598 | 22197.1 | 26209300 | 322 | 311933.9383 | 322 | 158720.0581 | 320 | 144729.3527 | 21177.2 | 25482700 | 43 | 363730.8471 | 43 | 279891.224 | 43 | 269773.4779 | 31331.7 | 39120400 | 255.2653 | 92.16% | 43.14% | 6.917% | 26.25% | 0.9237% | 30.61% | 98.39% | 33.26% | 79.42% | 24.61% | 100% | 50.88% | 99.38% | 46.4% | 100% | 76.95% | 100% | 74.17% | Suburb Large | 4580.6006 | Middle Atlantic
7102 | 1 | Newark | Newark, NJ | NJ | 2007 | 689 | 804957.3391 | 42438.9 | 52748120 | 417 | 76868.2028 | 416 | 27571.8533 | 339 | 22257.5261 | 2875.35 | 3474920 | 179 | 191778.5757 | 179 | 93593.7969 | 177 | 82811.8652 | 9894.95 | 12272800 | 93 | 536310.5606 | 93 | 280622.7623 | 93 | 253350.2496 | 29668.6 | 37000400 | 1168.298 | 60.52% | 9.549% | 25.98% | 23.82% | 13.5% | 66.63% | 99.76% | 35.87% | 81.29% | 28.96% | 100% | 48.8% | 98.88% | 43.18% | 100% | 52.32% | 100% | 47.24% | City Large | 10316.0548 | Middle Atlantic
7103 | 1 | NewYork | Newark, NJ | NY | 2013 | 3865 | 1157891.4535 | 70495.7 | 85944500 | 3389 | 469187.1109 | 3364 | 177560.5114 | 2635 | 139901.6847 | 20694.8 | 24953000 | 418 | 362615.794 | 418 | 201123.2646 | 418 | 181593.3987 | 25045.9 | 30147700 | 58 | 326088.5487 | 58 | 225940.4332 | 58 | 212639.4685 | 24755 | 30843800 | 299.5838 | 87.68% | 40.52% | 10.82% | 31.32% | 1.501% | 28.16% | 99.26% | 37.84% | 77.75% | 29.82% | 100% | 55.46% | 100% | 50.08% | 100% | 69.29% | 100% | 65.21% | City Large | 15600.7723 | Middle Atlantic
7104 | 1 | Newark | Newark, NJ | NJ | 2007 | 5465 | 1181180.7929 | 67076.4 | 82332300 | 5081 | 627562.7167 | 5058 | 191730.5635 | 3082 | 130983.765 | 25888.8 | 31436400 | 343 | 312591.4053 | 343 | 167777.461 | 343 | 150970.9841 | 21380 | 26301500 | 41 | 241026.671 | 41 | 166536.0902 | 40 | 156275.221 | 19807.6 | 24594400 | 216.1356 | 92.97% | 53.13% | 6.276% | 26.46% | 0.7502% | 20.41% | 99.55% | 30.55% | 60.66% | 20.87% | 100% | 53.67% | 100% | 48.3% | 100% | 69.09% | 97.56% | 64.84% | City Large | 18616.8029 | Middle Atlantic
7105 | 1 | NewYork | Newark, NJ | NY | 2013 | 4986 | 2220374.8812 | 153280 | 190392400 | 4216 | 578959.6673 | 4162 | 229504.0353 | 3317 | 183693.183 | 24650.3 | 30401300 | 602 | 593989.4488 | 602 | 360644.3758 | 601 | 332393.2931 | 40731.8 | 50448100 | 168 | 1047425.7651 | 168 | 779057.8842 | 168 | 745725.35 | 87897.9 | 109543000 | 445.3219 | 84.56% | 26.07% | 12.07% | 26.75% | 3.369% | 47.17% | 98.72% | 39.64% | 78.68% | 31.73% | 100% | 60.72% | 99.83% | 55.96% | 100% | 74.38% | 100% | 71.2% | City Large | 9292.2608 | Middle Atlantic
7106 | 1 | NewYork | Newark, NJ | NY | 2013 | 5014 | 615832.9107 | 23446.84 | 28710220 | 4930 | 517149.3958 | 4874 | 165108.1935 | 3278 | 112283.9137 | 16884.5 | 20564700 | 79 | 74643.4529 | 79 | 41064.888 | 79 | 37569.5518 | 4669.56 | 5775460 | 5 | 24040.062 | 5 | 17546.9613 | 5 | 16763.3222 | 1892.78 | 2370060 | 122.8227 | 98.32% | 83.98% | 1.576% | 12.12% | 0.09972% | 3.904% | 98.86% | 31.93% | 66.49% | 21.71% | 100% | 55.01% | 100% | 50.33% | 100% | 72.99% | 100% | 69.73% | City Large | 21988.0667 | Middle Atlantic
7107 | 1 | NewYork | Newark, NJ | NY | 2013 | 4632 | 853100.8412 | 35611.07 | 43813700 | 4398 | 534611.205 | 4388 | 209360.2219 | 3320 | 146610.4657 | 14779.1 | 18131000 | 211 | 199175.9328 | 211 | 117944.4011 | 211 | 106633.584 | 11611.8 | 14349200 | 23 | 119313.7034 | 23 | 77140.8791 | 23 | 71577.148 | 9220.17 | 11333500 | 184.1755 | 94.95% | 62.67% | 4.555% | 23.35% | 0.4965% | 13.99% | 99.77% | 39.16% | 75.49% | 27.42% | 100% | 59.22% | 100% | 53.54% | 100% | 64.65% | 100% | 59.99% | City Large | 22371.8162 | Middle Atlantic
7108 | 1 | NewYork | Newark, NJ | NY | 2013 | 3310 | 695131.324 | 38328.18 | 46222320 | 3089 | 417006.5859 | 3075 | 143703.647 | 2440 | 107813.7417 | 17131.4 | 20515200 | 201 | 180084.2898 | 201 | 104992.7398 | 201 | 97371.2736 | 13240.3 | 15808900 | 20 | 98040.4483 | 20 | 71193.332 | 20 | 67908.5743 | 7956.48 | 9898220 | 210.0095 | 93.32% | 59.99% | 6.073% | 25.91% | 0.6042% | 14.1% | 99.55% | 34.46% | 78.99% | 25.85% | 100% | 58.3% | 100% | 54.07% | 100% | 72.62% | 100% | 69.27% | City Large | 17927.7225 | Middle Atlantic
7109 | 1 | NewYork | 0 | NY | 2013 | 8125 | 1310422.4397 | 71937.3 | 87245100 | 7793 | 830275.7738 | 7728 | 290278.4675 | 6062 | 210414.5958 | 35190.5 | 42068800 | 293 | 249837.4003 | 293 | 141499.4028 | 292 | 130818.9431 | 17124.6 | 20942700 | 39 | 230309.2656 | 39 | 170903.1174 | 39 | 161816.344 | 19622.2 | 24233600 | 161.2828 | 95.91% | 63.36% | 3.606% | 19.07% | 0.48% | 17.58% | 99.17% | 34.96% | 77.79% | 25.34% | 100% | 56.64% | 99.66% | 52.36% | 100% | 74.21% | 100% | 70.26% | Suburb Large | 10614.952 | Middle Atlantic
7110 | 1 | NewYork | 0 | NY | 2013 | 7741 | 1134662.2721 | 49336.65 | 56075280 | 7476 | 853830.3599 | 7299 | 250261.1021 | 5421 | 175008.7743 | 30978.9 | 35063100 | 249 | 208156.526 | 249 | 106280.0895 | 247 | 95352.5375 | 13173.2 | 14981900 | 16 | 72675.3863 | 16 | 47209.4555 | 16 | 43945.1135 | 5184.55 | 6030280 | 146.5783 | 96.58% | 75.25% | 3.217% | 18.35% | 0.2067% | 6.405% | 97.63% | 29.31% | 72.51% | 20.5% | 100% | 51.06% | 99.2% | 45.81% | 100% | 64.96% | 100% | 60.47% | Suburb Large | 8282.0888 | Middle Atlantic
7111 | 1 | Newark | 0 | NJ | 2007 | 8901 | 1586763.2639 | 69171.3 | 85514700 | 8491 | 908375.6302 | 8361 | 219600.783 | 4524 | 154732.7825 | 21493.9 | 26344000 | 335 | 308925.852 | 335 | 162251.6348 | 335 | 149701.9239 | 18534.9 | 23005800 | 75 | 369461.7817 | 75 | 257641.7669 | 75 | 243843.3864 | 29142.5 | 36164900 | 178.268 | 95.39% | 57.25% | 3.764% | 19.47% | 0.8426% | 23.28% | 98.47% | 24.18% | 53.28% | 17.03% | 100% | 52.52% | 100% | 48.46% | 100% | 69.73% | 100% | 66% | Suburb Large | 18496.2618 | Middle Atlantic
7112 | 1 | NewYork | Newark, NJ | NY | 2013 | 4190 | 709710.6964 | 32259.15 | 40037560 | 4060 | 488135.3791 | 4034 | 153997.0786 | 3019 | 110370.0678 | 16589.1 | 20468600 | 110 | 97218.4147 | 110 | 56483.4834 | 110 | 52327.659 | 6247.57 | 7790860 | 20 | 124356.9026 | 20 | 84642.9493 | 20 | 80498.9643 | 9422.48 | 11778100 | 169.382 | 96.9% | 68.78% | 2.625% | 13.7% | 0.4773% | 17.52% | 99.36% | 31.55% | 74.36% | 22.61% | 100% | 58.1% | 100% | 53.82% | 100% | 68.06% | 100% | 64.73% | City Large | 18049.6038 | Middle Atlantic
7114 | 1 | NewYork | Newark, NJ | NY | 2013 | 1829 | 2011125.634 | 156632.09 | 194257000 | 1379 | 194770.3431 | 1315 | 82801.6167 | 1036 | 66620.712 | 8689.99 | 10749700 | 272 | 288940.8955 | 272 | 184284.0259 | 272 | 169817.0628 | 20636.1 | 25675300 | 178 | 1527414.3954 | 178 | 1094056.7948 | 178 | 1043940.9966 | 127306 | 157832000 | 1099.5766 | 75.4% | 9.685% | 14.87% | 14.37% | 9.732% | 75.95% | 95.36% | 42.51% | 75.13% | 34.2% | 100% | 63.78% | 100% | 58.77% | 100% | 71.63% | 100% | 68.35% | City Large | 2105.3956 | Middle Atlantic
7201 | 1 | NewYork | 0 | NY | 2013 | 4058 | 1894601.207 | 148009.3 | 184504500 | 3661 | 407619.7525 | 3617 | 138384.5039 | 2343 | 95677.9727 | 14592.1 | 17925600 | 274 | 279495.7856 | 274 | 172984.677 | 274 | 159700.8925 | 19719.2 | 24464900 | 123 | 1207485.6688 | 123 | 1015463.5783 | 123 | 992035.9556 | 113698 | 142114000 | 466.8805 | 90.22% | 21.51% | 6.752% | 14.75% | 3.031% | 63.73% | 98.8% | 33.95% | 64% | 23.47% | 100% | 61.89% | 100% | 57.14% | 100% | 84.1% | 100% | 82.16% | Suburb Large | 4857.6076 | Middle Atlantic
7202 | 1 | NewYork | 0 | NY | 2013 | 5235 | 1067270.1968 | 64704.1 | 78847500 | 4945 | 585026.9391 | 4916 | 216897.1853 | 3988 | 170502.9922 | 28119.5 | 33672000 | 251 | 224966.3834 | 251 | 125652.0154 | 250 | 116035.0682 | 15456.1 | 18835800 | 39 | 257276.8743 | 39 | 181061.0916 | 39 | 174374.7467 | 21128.5 | 26339700 | 203.8721 | 94.46% | 54.82% | 4.795% | 21.08% | 0.745% | 24.11% | 99.41% | 37.07% | 80.65% | 29.14% | 100% | 55.85% | 99.6% | 51.58% | 100% | 70.38% | 100% | 67.78% | Suburb Large | 15334.4742 | Middle Atlantic
7203 | 1 | NewYork | 0 | NY | 2013 | 5264 | 821318.6624 | 41700.5 | 50858500 | 5052 | 539548.475 | 4876 | 155135.3255 | 3236 | 110695.4674 | 19139 | 22904900 | 187 | 163955.6702 | 187 | 102478.8497 | 186 | 96426.0046 | 12138.6 | 14935900 | 25 | 117814.5172 | 25 | 92503.1775 | 25 | 89303.9412 | 10422.9 | 13017700 | 156.0256 | 95.97% | 65.69% | 3.552% | 19.96% | 0.4749% | 14.34% | 96.52% | 28.75% | 64.05% | 20.52% | 100% | 62.5% | 99.47% | 58.81% | 100% | 78.52% | 100% | 75.8% | Suburb Large | 8146.96 | Middle Atlantic
7204 | 1 | NewYork | 0 | NY | 2013 | 3449 | 466276.1899 | 17230.73 | 20798860 | 3342 | 342174.4839 | 3252 | 100470.852 | 2290 | 70420.7403 | 8017.44 | 9555060 | 96 | 83483.3549 | 96 | 49840.6576 | 96 | 46814.1172 | 5581.89 | 6749240 | 11 | 40618.3511 | 11 | 26827.0695 | 11 | 25398.8202 | 3631.4 | 4494560 | 135.1917 | 96.9% | 73.38% | 2.783% | 17.9% | 0.3189% | 8.711% | 97.31% | 29.36% | 68.52% | 20.58% | 100% | 59.7% | 100% | 56.08% | 100% | 66.05% | 100% | 62.53% | Suburb Large | 10291.3056 | Middle Atlantic
7205 | 1 | Newark | 0 | NJ | 2007 | 5887 | 1132180.9489 | 60199 | 74376200 | 5685 | 601717.889 | 5534 | 140804.1286 | 3310 | 98081.6901 | 16049 | 19348800 | 146 | 146363.2799 | 146 | 93956.7437 | 146 | 88774.7001 | 10466.9 | 13024800 | 56 | 384099.7799 | 56 | 299439.311 | 56 | 289441.3474 | 33683.1 | 42002600 | 192.3188 | 96.57% | 53.15% | 2.48% | 12.93% | 0.9512% | 33.93% | 97.34% | 23.4% | 58.22% | 16.3% | 100% | 64.19% | 100% | 60.65% | 100% | 77.96% | 100% | 75.36% | Suburb Large | 7797.7003 | Middle Atlantic
7206 | 1 | NewYork | 0 | NY | 2013 | 3708 | 713259.1929 | 44083.31 | 54793660 | 3572 | 362183.7452 | 3512 | 127120.3483 | 2501 | 98452.0559 | 15056.6 | 18602900 | 100 | 91983.9205 | 100 | 53927.5947 | 100 | 49500.2561 | 6260.31 | 7788460 | 36 | 259091.5273 | 36 | 199278.6126 | 36 | 192843.7166 | 22766.4 | 28402300 | 192.3568 | 96.33% | 50.78% | 2.697% | 12.9% | 0.9709% | 36.33% | 98.32% | 35.1% | 70.02% | 27.18% | 100% | 58.63% | 100% | 53.81% | 100% | 76.91% | 100% | 74.43% | Suburb Large | 13570.322 | Middle Atlantic
7208 | 1 | Newark | 0 | NJ | 2007 | 4400 | 909187.5171 | 42707.6 | 51987400 | 4130 | 479740.852 | 4059 | 113588.0811 | 2476 | 76607.8722 | 13070.4 | 15596700 | 234 | 213942.7341 | 234 | 111312.7363 | 234 | 103010.2295 | 13633.4 | 16576800 | 36 | 215503.931 | 36 | 135125.6624 | 36 | 125727.4051 | 16003.8 | 19813900 | 206.6335 | 93.86% | 52.77% | 5.318% | 23.53% | 0.8182% | 23.7% | 98.28% | 23.68% | 59.95% | 15.97% | 100% | 52.03% | 100% | 48.15% | 100% | 62.7% | 100% | 58.34% | Suburb Large | 16380.8044 | Middle Atlantic
7302 | 1 | NewYork | 0 | NY | 2013 | 1072 | 1105590.1459 | 66871.13 | 85812340 | 630 | 115438.0615 | 624 | 52871.8788 | 564 | 44802.9066 | 5684.43 | 7228340 | 332 | 334304.1988 | 332 | 179196.9699 | 331 | 161972.1718 | 19719.1 | 25209900 | 110 | 655847.8856 | 110 | 377914.8802 | 110 | 352922.4894 | 41467.6 | 53374100 | 1031.3341 | 58.77% | 10.44% | 30.97% | 30.24% | 10.26% | 59.32% | 99.05% | 45.8% | 89.52% | 38.81% | 100% | 53.6% | 99.7% | 48.45% | 100% | 57.62% | 100% | 53.81% | Suburb Large | 21016.7743 | Middle Atlantic
7304 | 1 | NewYork | 0 | NY | 2013 | 3918 | 1167474.5654 | 69583.3 | 86799200 | 3431 | 478277.4599 | 3421 | 194419.8682 | 2962 | 161669.9136 | 20699.9 | 25764600 | 437 | 404764.1954 | 437 | 228413.4841 | 437 | 210201.3235 | 25458.2 | 31756800 | 50 | 284432.9101 | 50 | 207940.1559 | 50 | 199744.7645 | 23425.2 | 29277800 | 297.9772 | 87.57% | 40.97% | 11.15% | 34.67% | 1.276% | 24.36% | 99.71% | 40.65% | 86.33% | 33.8% | 100% | 56.43% | 100% | 51.93% | 100% | 73.11% | 100% | 70.23% | Suburb Large | 19810.6054 | Middle Atlantic
7305 | 1 | NewYork | 0 | NY | 2013 | 7233 | 2200218.0361 | 153208.9 | 190626300 | 6529 | 826153.5828 | 6494 | 316193.4172 | 5614 | 261025.3505 | 29417.2 | 36446000 | 609 | 548899.0406 | 609 | 297583.1975 | 609 | 271042.9084 | 39769.7 | 49085300 | 95 | 825165.4126 | 95 | 656828.2972 | 95 | 640973.4965 | 84022 | 105095000 | 304.1916 | 90.27% | 37.55% | 8.42% | 24.95% | 1.313% | 37.5% | 99.46% | 38.27% | 85.99% | 31.6% | 100% | 54.21% | 100% | 49.38% | 100% | 79.6% | 100% | 77.68% | Suburb Large | 10676.0218 | Middle Atlantic
7306 | 1 | NewYork | 0 | NY | 2013 | 3620 | 1341610.454 | 81549 | 101516900 | 3041 | 428419.4308 | 3028 | 181746.8628 | 2602 | 151681.2509 | 18730.8 | 23291100 | 499 | 452630.0899 | 499 | 254858.3009 | 499 | 233031.8447 | 27883.1 | 34648700 | 80 | 460560.9333 | 80 | 313880.0148 | 80 | 299077.1241 | 34935.1 | 43577100 | 370.6106 | 84.01% | 31.93% | 13.78% | 33.74% | 2.21% | 34.33% | 99.57% | 42.42% | 85.56% | 35.4% | 100% | 56.31% | 100% | 51.48% | 100% | 68.15% | 100% | 64.94% | Suburb Large | 17481.1127 | Middle Atlantic
7307 | 1 | NewYork | 0 | NY | 2013 | 4002 | 1005432.4261 | 58598 | 75790300 | 3650 | 473532.6156 | 3638 | 196240.5126 | 3087 | 163203.9695 | 20143.6 | 25998100 | 329 | 292578.2782 | 329 | 159005.8476 | 329 | 142992.9945 | 16945.5 | 21909700 | 23 | 239321.5323 | 23 | 193482.8886 | 23 | 188551.8212 | 21508.9 | 27882500 | 251.2325 | 91.2% | 47.1% | 8.221% | 29.1% | 0.5747% | 23.8% | 99.67% | 41.44% | 84.58% | 34.47% | 100% | 54.35% | 100% | 48.87% | 100% | 80.85% | 100% | 78.79% | Suburb Large | 24193.7229 | Middle Atlantic
7310 | 1 | NewYork | 0 | NY | 2005 | 136 | 371047.9736 | 28936.387 | 37297250 | 55 | 11740.6875 | 55 | 6524.1597 | 55 | 5840.6614 | 736.307 | 927340 | 44 | 51811.231 | 44 | 29819.3584 | 44 | 27912.2136 | 3450.28 | 4420710 | 37 | 307496.0552 | 37 | 220428.0969 | 37 | 213595.4663 | 24749.8 | 31949200 | 2728.2939 | 40.44% | 3.164% | 32.35% | 13.96% | 27.21% | 82.87% | 100% | 55.57% | 100% | 49.75% | 100% | 57.55% | 100% | 53.87% | 100% | 71.68% | 100% | 69.46% | Suburb Large | 12468.7036 | Middle Atlantic
7601 | 0.333 | NewYork | 0 | NY | 2005 | 2064 | 715216.2736 | 51389.2 | 58987500 | 1796 | 229165.4396 | 1795 | 96833.2548 | 1525 | 76298.5068 | 11957.1 | 13347600 | 222 | 231653.1753 | 222 | 158329.3691 | 222 | 149228.0237 | 17772.1 | 20480100 | 46 | 254397.6587 | 46 | 194247.5664 | 46 | 186576.5211 | 21660 | 25159800 | 346.5195 | 87.02% | 32.04% | 10.76% | 32.39% | 2.229% | 35.57% | 99.94% | 42.25% | 84.91% | 33.29% | 100% | 68.35% | 100% | 64.42% | 100% | 76.36% | 100% | 73.34% | Suburb Large | 9773.2642 | Middle Atlantic
7603 | 0.57131 | NewYork | 0 | NY | 2005 | 966 | 163780.9311 | 9243.79 | 10415710 | 922 | 93908.7786 | 916 | 29281.4883 | 640 | 19262.2784 | 3428.88 | 3855870 | 38 | 31049.1755 | 38 | 16999.1043 | 38 | 15582.7282 | 2125.56 | 2425530 | 6 | 38822.977 | 6 | 30076.2409 | 6 | 28841.83 | 3689.35 | 4134310 | 169.5455 | 95.45% | 57.34% | 3.934% | 18.96% | 0.6211% | 23.7% | 99.35% | 31.18% | 69.41% | 20.51% | 100% | 54.75% | 100% | 50.19% | 100% | 77.47% | 100% | 74.29% | Suburb Large | 9860.4211 | Middle Atlantic
7604 | 1 | NewYork | 0 | NY | 2005 | 3330 | 474986.5525 | 21831.57 | 25036770 | 3244 | 371640.632 | 3205 | 112517.2366 | 2467 | 78696.3511 | 14527.4 | 16582600 | 79 | 71422.0868 | 79 | 37585.6688 | 79 | 33344.2407 | 4499.87 | 5187130 | 7 | 31923.8337 | 7 | 25428.358 | 7 | 24315.9047 | 2804.3 | 3267040 | 142.6386 | 97.42% | 78.24% | 2.372% | 15.04% | 0.2102% | 6.721% | 98.8% | 30.28% | 76.05% | 21.18% | 100% | 52.62% | 100% | 46.69% | 100% | 79.65% | 100% | 76.17% | Suburb Large | 7724.7459 | Middle Atlantic
7605 | 1 | NewYork | 0 | NY | 2013 | 2228 | 386441.5101 | 15550.47 | 17814340 | 2148 | 279676.9822 | 2088 | 65370.8795 | 1414 | 44793.976 | 8157.65 | 9249370 | 70 | 56983.4167 | 70 | 25453.7834 | 68 | 23131.0392 | 3142.9 | 3612050 | 10 | 49781.1112 | 10 | 38145.6546 | 10 | 37011.3716 | 4249.92 | 4952920 | 173.4477 | 96.41% | 72.37% | 3.142% | 14.75% | 0.4488% | 12.88% | 97.21% | 23.37% | 65.83% | 16.02% | 100% | 44.67% | 97.14% | 40.59% | 100% | 76.63% | 100% | 74.35% | Suburb Large | 5506.2289 | Middle Atlantic
7606 | 1 | NewYork | 0 | NY | 2005 | 202 | 249025.1674 | 22714.96 | 26266170 | 136 | 18341.2234 | 136 | 9156.0692 | 126 | 7404.875 | 1126.86 | 1242670 | 40 | 44896.4828 | 40 | 33614.9265 | 40 | 32275.6262 | 3719.3 | 4316000 | 26 | 185787.4612 | 26 | 157845.2341 | 26 | 154393.2192 | 17868.8 | 20707500 | 1232.7979 | 67.33% | 7.365% | 19.8% | 18.03% | 12.87% | 74.61% | 100% | 49.92% | 92.65% | 40.37% | 100% | 74.87% | 100% | 71.89% | 100% | 84.96% | 100% | 83.1% | Suburb Large | 1573.8156 | Middle Atlantic
7608 | 1 | NewYork | 0 | NY | 2005 | 112 | 608880.8007 | 56965.822 | 66250869 | 24 | 4661.9491 | 24 | 2628.4038 | 24 | 2186.1787 | 283.982 | 329349 | 38 | 46190.0788 | 38 | 32084.7339 | 38 | 29998.7939 | 3534.64 | 4106420 | 50 | 558028.7729 | 50 | 471517.123 | 50 | 457122.3113 | 53147.2 | 61815100 | 5436.4357 | 21.43% | 0.7657% | 33.93% | 7.586% | 44.64% | 91.65% | 100% | 56.38% | 100% | 46.89% | 100% | 69.46% | 100% | 64.95% | 100% | 84.5% | 100% | 81.92% | Suburb Large | 1718.8396 | Middle Atlantic
7631 | 0.19323 | NewYork | 0 | NY | 2013 | 867 | 240035.2637 | 11744.58 | 13456180 | 788 | 132194.4916 | 759 | 32874.4017 | 557 | 23679.172 | 4176.62 | 4710950 | 71 | 60633.1086 | 71 | 29681.9136 | 70 | 26093.867 | 3392.01 | 3877480 | 8 | 47207.6635 | 8 | 37205.2394 | 8 | 35842.2614 | 4175.95 | 4867750 | 276.8573 | 90.89% | 55.07% | 8.189% | 25.26% | 0.9227% | 19.67% | 96.32% | 24.87% | 70.69% | 17.91% | 100% | 48.95% | 98.59% | 43.04% | 100% | 78.81% | 100% | 75.92% | Suburb Large | 5562.5449 | Middle Atlantic
7632 | 0.46101 | NewYork | 0 | NY | 2013 | 1257 | 353058.3556 | 17659.07 | 22629550 | 1186 | 238614.1467 | 1171 | 68904.3451 | 1032 | 51990.8616 | 8807.47 | 11157800 | 58 | 46275.4845 | 58 | 28228.5644 | 58 | 25941.4938 | 3048.51 | 3947220 | 13 | 68168.7245 | 13 | 52402.9502 | 13 | 50736.1446 | 5803.09 | 7524530 | 280.8738 | 94.35% | 67.58% | 4.614% | 13.11% | 1.034% | 19.31% | 98.74% | 28.88% | 87.02% | 21.79% | 100% | 61% | 100% | 56.06% | 100% | 76.87% | 100% | 74.43% | Suburb Large | 1732.9375 | Middle Atlantic
7643 | 1 | NewYork | 0 | NY | 2013 | 2702 | 573729.1011 | 45518.6 | 51733100 | 2509 | 316798.1834 | 2488 | 115754.4348 | 2055 | 89893.2314 | 14290.6 | 15815100 | 172 | 163673.7394 | 172 | 106216.294 | 172 | 100839.1064 | 14912.3 | 16948800 | 21 | 93257.1782 | 21 | 79153.8387 | 21 | 77489.3907 | 16315.7 | 18969200 | 212.335 | 92.86% | 55.22% | 6.366% | 28.53% | 0.7772% | 16.25% | 99.16% | 36.54% | 81.91% | 28.38% | 100% | 64.9% | 100% | 61.61% | 100% | 84.88% | 100% | 83.09% | Suburb Large | 5485.0376 | Middle Atlantic
7644 | 0.66317 | NewYork | 0 | NY | 2005 | 3380 | 581382.1647 | 31759.54 | 36434520 | 3248 | 404089.8439 | 3235 | 138683.7292 | 2876 | 108774.7891 | 18605.3 | 21222000 | 120 | 118557.8007 | 120 | 66163.0121 | 120 | 60825.0901 | 8019.29 | 9247390 | 12 | 58734.5202 | 12 | 44696.9698 | 12 | 42895.3792 | 5134.95 | 5965130 | 172.0066 | 96.09% | 69.51% | 3.55% | 20.39% | 0.355% | 10.1% | 99.6% | 34.32% | 88.55% | 26.92% | 100% | 55.81% | 100% | 51.3% | 100% | 76.1% | 100% | 73.03% | Suburb Large | 10515.2598 | Middle Atlantic
7650 | 1 | NewYork | 0 | NY | 2013 | 2711 | 657188.5721 | 36477.02 | 41975900 | 2558 | 423734.9355 | 2548 | 135180.7764 | 2277 | 111535.2656 | 18857.6 | 21537800 | 131 | 127332.4539 | 131 | 75898.219 | 131 | 70707.3758 | 8675.82 | 10020400 | 22 | 106121.1827 | 22 | 80636.3365 | 22 | 77726.9761 | 8943.6 | 10417700 | 242.4156 | 94.36% | 64.48% | 4.832% | 19.38% | 0.8115% | 16.15% | 99.61% | 31.9% | 89.01% | 26.32% | 100% | 59.61% | 100% | 55.53% | 100% | 75.99% | 100% | 73.24% | Suburb Large | 14215.0354 | Middle Atlantic
7657 | 1 | NewYork | 0 | NY | 2013 | 2786 | 714246.5328 | 46564.3 | 53835260 | 2625 | 342704.5718 | 2569 | 101104.1819 | 1952 | 75464.7816 | 12066 | 13798800 | 127 | 116813.9172 | 127 | 68458.5056 | 127 | 64374.0061 | 7848.3 | 9104260 | 34 | 254728.0439 | 34 | 211477.0473 | 34 | 207132.5381 | 26650 | 30932200 | 256.3699 | 94.22% | 47.98% | 4.559% | 16.35% | 1.22% | 35.66% | 97.87% | 29.5% | 74.36% | 22.02% | 100% | 58.6% | 100% | 55.11% | 100% | 83.02% | 100% | 81.32% | Suburb Large | 4484.2383 | Middle Atlantic
7660 | 1 | NewYork | 0 | NY | 2013 | 3072 | 515782.1072 | 26717.3 | 30274130 | 2952 | 300613.4938 | 2924 | 93877.8187 | 1913 | 60928.4785 | 10446.3 | 11609200 | 101 | 95674.8164 | 101 | 59464.2937 | 101 | 55055.04 | 7128.49 | 8060630 | 19 | 119493.797 | 19 | 82908.3484 | 19 | 79262.5773 | 9142.51 | 10604300 | 167.8978 | 96.09% | 58.28% | 3.288% | 18.55% | 0.6185% | 23.17% | 99.05% | 31.23% | 64.8% | 20.27% | 100% | 62.15% | 100% | 57.54% | 100% | 69.38% | 100% | 66.33% | Suburb Large | 6176.5276 | Middle Atlantic
7666 | 0.14871 | NewYork | 0 | NY | 2013 | 955 | 167280.5767 | 7429.65 | 8352250 | 919 | 94967.4561 | 889 | 24697.4485 | 588 | 15969.8343 | 2949.9 | 3311980 | 35 | 32664.9649 | 35 | 15464.1803 | 35 | 13295.4815 | 2183.7 | 2368610 | 1 | 39648.1557 | 1 | 22624.9351 | 1 | 19699.3047 | 2296.05 | 2671660 | 175.1629 | 96.23% | 56.77% | 3.665% | 19.53% | 0.1047% | 23.7% | 96.74% | 26.01% | 63.98% | 16.82% | 100% | 47.34% | 100% | 40.7% | 100% | 57.06% | 100% | 49.69% | Suburb Large | 6390.5506 | Middle Atlantic
7901 | 1 | NewYork | 0 | NY | 2013 | 6665 | 1445639.8967 | 56532.7 | 69104200 | 6386 | 972755.4186 | 5964 | 202915.4402 | 3777 | 132677.7124 | 23797.9 | 28698000 | 231 | 209061.8797 | 231 | 100932.3677 | 228 | 89362.8897 | 12320.1 | 15083000 | 48 | 263822.5985 | 48 | 179675.5042 | 48 | 169962.0698 | 20414.7 | 25323200 | 216.9002 | 95.81% | 67.29% | 3.466% | 14.46% | 0.7202% | 18.25% | 93.39% | 20.86% | 59.15% | 13.64% | 100% | 48.28% | 98.7% | 42.74% | 100% | 68.1% | 100% | 64.42% | Suburb Large | 3436.5149 | Middle Atlantic
7922 | 0.62944 | NewYork | 0 | NY | 2013 | 1967 | 531829.6647 | 24038.35 | 29641050 | 1877 | 315152.7941 | 1720 | 64645.2286 | 1082 | 44652.7411 | 8011.31 | 9691730 | 66 | 60197.219 | 66 | 35205.5597 | 66 | 32460.9653 | 4160.64 | 5153620 | 24 | 156479.6517 | 24 | 103458.3094 | 24 | 98631.5976 | 11866.4 | 14795700 | 270.376 | 95.42% | 59.26% | 3.355% | 11.32% | 1.22% | 29.42% | 91.64% | 20.51% | 57.65% | 14.17% | 100% | 58.48% | 100% | 53.92% | 100% | 66.12% | 100% | 63.03% | Suburb Large | 2279.0907 | Middle Atlantic
7927 | 0.12246 | NewYork | 0 | NY | 2013 | 50 | 59537.9022 | 4956.721 | 5909008 | 31 | 5891.836 | 30 | 2880.2559 | 27 | 2527.8852 | 334.251 | 396888 | 15 | 15242.3374 | 15 | 9215.1536 | 15 | 8526.6813 | 1086.56 | 1275040 | 4 | 38403.7287 | 4 | 31951.1288 | 4 | 31335.267 | 3535.91 | 4237080 | 1190.758 | 62% | 9.896% | 30% | 25.6% | 8% | 64.5% | 96.77% | 48.89% | 87.1% | 42.9% | 100% | 60.46% | 100% | 55.94% | 100% | 83.2% | 100% | 81.59% | Suburb Large | 1588.2332 | Middle Atlantic
7928 | 0.9603 | NewYork | 0 | NY | 2013 | 5694 | 1153681.0518 | 43148.5 | 52790500 | 5427 | 842431.8902 | 5016 | 179288.9446 | 3203 | 121739.4113 | 21986.4 | 26800800 | 248 | 205881.2109 | 248 | 98681.2869 | 248 | 86330.3285 | 12578.5 | 15362000 | 19 | 105367.9507 | 19 | 74202.8907 | 19 | 70860.5636 | 8583.6 | 10627700 | 202.6135 | 95.31% | 73.02% | 4.355% | 17.85% | 0.3337% | 9.133% | 92.43% | 21.28% | 59.02% | 14.45% | 100% | 47.93% | 100% | 41.93% | 100% | 70.42% | 100% | 67.25% | Suburb Large | 1882.4123 | Middle Atlantic
7932 | 1 | NewYork | 0 | NY | 2013 | 2813 | 970227.8212 | 56443.8 | 66385100 | 2571 | 479733.8843 | 2490 | 128629.854 | 1907 | 90813.7068 | 16547 | 19064400 | 189 | 149599.167 | 189 | 76675.963 | 189 | 67956.062 | 10045.8 | 11684000 | 53 | 340894.7698 | 53 | 262730.7635 | 53 | 255020.7957 | 29851 | 35636700 | 344.9086 | 91.4% | 49.45% | 6.719% | 15.42% | 1.884% | 35.14% | 96.85% | 26.81% | 74.17% | 18.93% | 100% | 51.25% | 100% | 45.43% | 100% | 77.07% | 100% | 74.81% | Suburb Large | 1601.2963 | Middle Atlantic
7935 | 0.74928 | NewYork | 0 | NY | 2013 | 265 | 68406.8885 | 3000.097 | 3498296 | 242 | 34758.9965 | 228 | 8892.3861 | 147 | 6101.3108 | 1084.8 | 1257120 | 21 | 24444.512 | 21 | 9620.4164 | 21 | 8015.5145 | 1320.46 | 1536930 | 2 | 9203.38 | 2 | 5200.7222 | 2 | 4644.9727 | 594.837 | 704246 | 258.1392 | 91.32% | 50.81% | 7.925% | 35.73% | 0.7547% | 13.45% | 94.21% | 25.58% | 60.74% | 17.55% | 100% | 39.36% | 100% | 32.79% | 100% | 56.51% | 100% | 50.47% | Suburb Large | 532.0817 | Middle Atlantic
7936 | 0.55317 | NewYork | 0 | NY | 2013 | 2541 | 1147086.2835 | 78582.2 | 93131400 | 2253 | 426318.7379 | 2226 | 132888.8999 | 1944 | 102496.0923 | 18397.2 | 21354600 | 216 | 205189.4886 | 216 | 121597.3504 | 215 | 110474.8021 | 14593.4 | 17233000 | 72 | 515578.057 | 72 | 412533.1809 | 72 | 399958.6877 | 45591.6 | 54543800 | 451.431 | 88.67% | 37.17% | 8.501% | 17.89% | 2.834% | 44.95% | 98.8% | 31.17% | 86.28% | 24.04% | 100% | 59.26% | 99.54% | 53.84% | 100% | 80.01% | 100% | 77.57% | Suburb Large | 1296.2991 | Middle Atlantic
7940 | 1 | NewYork | 0 | NY | 2013 | 4566 | 947557.3769 | 41095.06 | 47891800 | 4346 | 651420.9928 | 4217 | 168793.4499 | 3154 | 119510.2635 | 21450.3 | 24867900 | 192 | 170178.3712 | 192 | 75542.4525 | 192 | 66933.368 | 9887.97 | 11517900 | 28 | 125958.0129 | 28 | 83591.0104 | 28 | 79281.2973 | 9756.79 | 11506000 | 207.5246 | 95.18% | 68.75% | 4.205% | 17.96% | 0.6132% | 13.29% | 97.03% | 25.91% | 72.57% | 18.35% | 100% | 44.39% | 100% | 39.33% | 100% | 66.36% | 100% | 62.94% | Suburb Large | 3072.1824 | Middle Atlantic
7960 | 0.25896 | NewYork | 0 | NY | 2013 | 4841 | 1558425.5201 | 78506.9 | 92307400 | 4242 | 685324.1756 | 4038 | 169037.5363 | 2862 | 120677.293 | 21144.7 | 24556000 | 511 | 441996.0902 | 511 | 203312.3016 | 503 | 178612.7537 | 25619.3 | 29990600 | 88 | 431105.2543 | 88 | 283193.2618 | 88 | 267230.6901 | 31742.9 | 37760800 | 321.9222 | 87.63% | 43.98% | 10.56% | 28.36% | 1.818% | 27.66% | 95.19% | 24.67% | 67.47% | 17.61% | 100% | 46% | 98.43% | 40.41% | 100% | 65.69% | 100% | 61.99% | Suburb Large | 1325.1169 | Middle Atlantic
7974 | 1 | NewYork | 0 | NY | 2013 | 3818 | 839524.3887 | 38453.93 | 47087380 | 3699 | 554315.6189 | 3479 | 120146.7104 | 2239 | 79729.5148 | 14262.5 | 17162400 | 87 | 71044.5439 | 87 | 35100.0639 | 87 | 31677.2781 | 4550.03 | 5511980 | 32 | 214164.2259 | 32 | 173405.4079 | 32 | 168602.6777 | 19641.4 | 24413000 | 219.8859 | 96.88% | 66.03% | 2.279% | 8.462% | 0.8381% | 25.51% | 94.05% | 21.67% | 60.53% | 14.38% | 100% | 49.41% | 100% | 44.59% | 100% | 80.97% | 100% | 78.73% | Suburb Large | 3027.3653 | Middle Atlantic
7976 | 0.0070065 | NewYork | 0 | NY | 2013 | 3 | 446.1327 | 23.168 | 25592.7 | 3 | 446.1327 | 3 | 157.9875 | 3 | 133.0805 | 23.168 | 25592.7 | 0 | 0 | 0 | 0 | 0 | 0 | 0 | 0 | 0 | 0 | 0 | 0 | 0 | 0 | 0 | 0 | 148.7109 | 100% | 100% | 0% | 0% | 0% | 0% | 100% | 35.41% | 100% | 29.83% | #DIV/0! | #DIV/0! | #DIV/0! | #DIV/0! | #DIV/0! | #DIV/0! | #DIV/0! | #DIV/0! | #N/A | 187.7591 | Middle Atlantic
7981 | 0.38144 | NewYork | 0 | NY | 2013 | 1118 | 269290.9587 | 13661.21 | 16101270 | 1092 | 184256.8352 | 1045 | 47079.9256 | 802 | 34208.0954 | 6098.1 | 7084250 | 17 | 21063.7267 | 17 | 14337.7372 | 17 | 13338.0929 | 1656.18 | 1958800 | 9 | 63970.3967 | 9 | 52049.8038 | 9 | 51103.245 | 5906.93 | 7058220 | 240.8685 | 97.67% | 68.42% | 1.521% | 7.822% | 0.805% | 23.76% | 95.7% | 25.55% | 73.44% | 18.57% | 100% | 68.07% | 100% | 63.32% | 100% | 81.37% | 100% | 79.89% | Suburb Large | 1198.9142 | Middle Atlantic
8002 | 0.99998 | Philadelphia | 0 | PA | 2007 | 6829 | 1913823.6705 | 107950.8 | 129309400 | 6423 | 986096.7184 | 6231 | 254733.3307 | 4472 | 181180.969 | 31045.9 | 36326000 | 323 | 307726.3413 | 323 | 184200.899 | 320 | 171553.4627 | 21880.2 | 26331600 | 83 | 620000.6108 | 83 | 493209.0184 | 83 | 478123.0513 | 55024.7 | 66651800 | 280.2495 | 94.05% | 51.52% | 4.73% | 16.08% | 1.215% | 32.4% | 97.01% | 25.83% | 69.62% | 18.37% | 100% | 59.86% | 99.07% | 55.75% | 100% | 79.55% | 100% | 77.12% | Suburb Large | 3061.2448 | Middle Atlantic
8003 | 1 | Philadelphia | 0 | PA | 2007 | 9255 | 2526803.1372 | 131291.3 | 164729600 | 8718 | 1653422.2817 | 8508 | 452759.9029 | 6651 | 338912.255 | 61205.5 | 75469100 | 462 | 367989.6561 | 462 | 172005.2636 | 451 | 151590.9761 | 22458.9 | 28159400 | 75 | 505391.1994 | 75 | 425286.7376 | 75 | 414800.0866 | 47626.9 | 61101100 | 273.0203 | 94.2% | 65.44% | 4.992% | 14.56% | 0.8104% | 20% | 97.59% | 27.38% | 76.29% | 20.5% | 100% | 46.74% | 97.62% | 41.19% | 100% | 84.15% | 100% | 82.08% | Suburb Large | 2770.6767 | Middle Atlantic
8007 | 1 | Philadelphia | 0 | PA | 2007 | 1870 | 420860.0886 | 27660.33 | 35159190 | 1793 | 210486.9618 | 1764 | 62833.1366 | 1268 | 42973.9252 | 7538.09 | 9421420 | 67 | 58752.1777 | 67 | 34069.8806 | 67 | 32238.4597 | 4272.64 | 5411270 | 10 | 151620.9491 | 10 | 139753.5953 | 10 | 138471.5203 | 15849.6 | 20326500 | 225.0589 | 95.88% | 50.01% | 3.583% | 13.96% | 0.5348% | 36.03% | 98.38% | 29.85% | 70.72% | 20.42% | 100% | 57.99% | 100% | 54.87% | 100% | 92.17% | 100% | 91.33% | Suburb Large | 4602.4686 | Middle Atlantic
8010 | 1 | Philadelphia | 0 | PA | 2007 | 3288 | 743269.6213 | 44186.2 | 52352800 | 3073 | 416787.2881 | 3025 | 138386.2437 | 2418 | 98841.682 | 16997.4 | 19733300 | 196 | 154949.9296 | 196 | 85324.3728 | 196 | 78693.2152 | 10654.3 | 12584700 | 19 | 171532.4036 | 19 | 147202.2596 | 19 | 143985.6237 | 16534.5 | 20034800 | 226.0552 | 93.46% | 56.07% | 5.961% | 20.85% | 0.5779% | 23.08% | 98.44% | 33.2% | 78.69% | 23.72% | 100% | 55.07% | 100% | 50.79% | 100% | 85.82% | 100% | 83.94% | Suburb Large | 2740.8336 | Middle Atlantic
8012 | 0.20864 | Philadelphia | 0 | PA | 2007 | 2113 | 536323.7933 | 29667.47 | 37080530 | 1907 | 296912.1588 | 1877 | 96540.478 | 1578 | 74061.1618 | 13075 | 16045000 | 185 | 146887.5043 | 184 | 67463.0473 | 177 | 60959.6358 | 9188.17 | 11536600 | 21 | 92524.1302 | 21 | 65965.1679 | 21 | 64235.0089 | 7404.3 | 9498930 | 253.821 | 90.25% | 55.36% | 8.755% | 27.39% | 0.9938% | 17.25% | 98.43% | 32.51% | 82.75% | 24.94% | 99.46% | 45.93% | 95.68% | 41.5% | 100% | 71.3% | 100% | 69.43% | Suburb Large | 2531.4762 | Middle Atlantic
8014 | 1 | Philadelphia | 0 | PA | 2007 | 298 | 50984.5691 | 3132.02 | 3896480 | 283 | 37573.0113 | 279 | 15073.4543 | 227 | 11843.7083 | 1962.44 | 2396480 | 15 | 13411.5577 | 15 | 10336.5307 | 15 | 10012.4305 | 1169.58 | 1500000 | 0 | 0 | 0 | 0 | 0 | 0 | 0 | 0 | 171.0892 | 94.97% | 73.69% | 5.034% | 26.31% | 0% | 0% | 98.59% | 40.12% | 80.21% | 31.52% | 100% | 77.07% | 100% | 74.66% | #DIV/0! | #DIV/0! | #DIV/0! | #DIV/0! | #N/A | 224.3628 | Middle Atlantic
8016 | 1 | Philadelphia | 0 | PA | 2007 | 9545 | 3036490.8943 | 219442.9 | 261351000 | 8913 | 1316072.7299 | 8802 | 470342.2691 | 7748 | 356237.3313 | 62457.2 | 72213600 | 516 | 443144.7981 | 516 | 255478.6855 | 514 | 237772.1368 | 32638.7 | 38570400 | 116 | 1277273.3662 | 116 | 1095152.867 | 116 | 1078186.3266 | 124347 | 150567000 | 318.1237 | 93.38% | 43.34% | 5.406% | 14.59% | 1.215% | 42.06% | 98.75% | 35.74% | 86.93% | 27.07% | 100% | 57.65% | 99.61% | 53.66% | 100% | 85.74% | 100% | 84.41% | Suburb Large | 1476.7677 | Middle Atlantic
8020 | 0.74135 | Philadelphia | 0 | PA | 2007 | 727 | 133074.5132 | 6453.204 | 8100389 | 696 | 103984.4744 | 685 | 33872.2503 | 562 | 26144.2874 | 4531.19 | 5676760 | 29 | 20280.6856 | 29 | 11611.1608 | 28 | 10646.6352 | 1372.24 | 1735920 | 2 | 8809.3531 | 2 | 4240.8081 | 2 | 3600.4129 | 549.774 | 687709 | 183.0461 | 95.74% | 78.14% | 3.989% | 15.24% | 0.2751% | 6.62% | 98.42% | 32.57% | 80.75% | 25.14% | 100% | 57.25% | 96.55% | 52.5% | 100% | 48.14% | 100% | 40.87% | Suburb Large | 659.2039 | Middle Atlantic
8021 | 0.13853 | Philadelphia | 0 | PA | 2007 | 1867 | 319000.5004 | 13378.39 | 16824010 | 1826 | 271747.8866 | 1782 | 80761.2674 | 1462 | 57738.1418 | 10268.9 | 12844800 | 39 | 28742.2473 | 38 | 13940.3126 | 38 | 12786.7887 | 1707.12 | 2175020 | 2 | 18510.3665 | 2 | 12653.2036 | 2 | 12311.7867 | 1402.37 | 1804190 | 170.8626 | 97.8% | 85.19% | 2.089% | 9.01% | 0.1071% | 5.803% | 97.59% | 29.72% | 80.07% | 21.25% | 97.44% | 48.5% | 97.44% | 44.49% | 100% | 68.36% | 100% | 66.51% | Suburb Large | 3141.7201 | Middle Atlantic
8022 | 0.53633 | Philadelphia | 0 | PA | 2007 | 2336 | 499470.021 | 31975.61 | 37142370 | 2250 | 403772.9842 | 2231 | 163179.5079 | 2092 | 134780.9809 | 23723.3 | 27367900 | 82 | 69116.3582 | 82 | 41353.4439 | 82 | 38999.6843 | 5648.59 | 6635660 | 4 | 26580.6785 | 4 | 22594.031 | 4 | 22225.7732 | 2603.72 | 3138810 | 213.8142 | 96.32% | 80.84% | 3.51% | 13.84% | 0.1712% | 5.322% | 99.16% | 40.41% | 92.98% | 33.38% | 100% | 59.83% | 100% | 56.43% | 100% | 85% | 100% | 83.62% | Suburb Large | 307.7168 | Middle Atlantic
8026 | 0.79089 | Philadelphia | 0 | PA | 2007 | 828 | 181201.0303 | 8649.17 | 10933330 | 792 | 126124.7733 | 777 | 32846.2703 | 570 | 23312.6124 | 4116.17 | 5151270 | 30 | 24602.0043 | 30 | 14458.8949 | 29 | 13714.6953 | 1759.87 | 2213720 | 6 | 30474.2528 | 6 | 25087.3393 | 6 | 24417.191 | 2773.13 | 3568340 | 218.8418 | 95.65% | 69.6% | 3.623% | 13.58% | 0.7246% | 16.82% | 98.11% | 26.04% | 71.97% | 18.48% | 100% | 58.77% | 96.67% | 55.75% | 100% | 82.32% | 100% | 80.12% | #N/A | 1107.6883 | Middle Atlantic
8027 | 1 | Philadelphia | 0 | PA | 2007 | 2318 | 512440.8872 | 33417.09 | 41941240 | 2237 | 325099.877 | 2225 | 116240.872 | 1901 | 91998.0656 | 15934 | 19580800 | 68 | 62185.4271 | 68 | 41886.284 | 67 | 40274.2447 | 5206.39 | 6555240 | 13 | 125155.583 | 13 | 110437.7539 | 13 | 108599.8083 | 12276.7 | 15805200 | 221.0703 | 96.51% | 63.44% | 2.934% | 12.14% | 0.5608% | 24.42% | 99.46% | 35.76% | 84.98% | 28.3% | 100% | 67.36% | 98.53% | 64.76% | 100% | 88.24% | 100% | 86.77% | Suburb Large | 433.7324 | Middle Atlantic
8029 | 1 | Philadelphia | 0 | PA | 2007 | 1733 | 237925.6443 | 10408.16 | 12812170 | 1702 | 208578.531 | 1681 | 68291.4018 | 1339 | 46923.478 | 8131.19 | 9934800 | 30 | 26445.0308 | 30 | 17372.7948 | 30 | 16413.1504 | 2014.12 | 2538580 | 1 | 2902.0825 | 1 | 2473.2387 | 1 | 2311.8134 | 262.85 | 338790 | 137.2912 | 98.21% | 87.67% | 1.731% | 11.11% | 0.0577% | 1.22% | 98.77% | 32.74% | 78.67% | 22.5% | 100% | 65.69% | 100% | 62.07% | 100% | 85.22% | 100% | 79.66% | Suburb Large | 3702.579 | Middle Atlantic
8030 | 1 | Philadelphia | 0 | PA | 2007 | 3692 | 891508.771 | 59495.21 | 75321700 | 3519 | 441114.252 | 3477 | 162403.5983 | 2752 | 122631.2213 | 19626.8 | 24358500 | 152 | 128562.8003 | 152 | 82588.1936 | 152 | 77931.7845 | 9527.11 | 12139300 | 21 | 321831.7186 | 21 | 265623.8474 | 21 | 260973.5483 | 30341.3 | 38823900 | 241.4704 | 95.31% | 49.48% | 4.117% | 14.42% | 0.5688% | 36.1% | 98.81% | 36.82% | 78.2% | 27.8% | 100% | 64.24% | 100% | 60.62% | 100% | 82.54% | 100% | 81.09% | Suburb Large | 4044.5667 | Middle Atlantic
8031 | 1 | Philadelphia | 0 | PA | 2007 | 3728 | 804140.2635 | 57059.78 | 72259400 | 3575 | 411402.1934 | 3534 | 156763.4457 | 2890 | 114702.0354 | 19714 | 24387500 | 113 | 109064.8103 | 113 | 72984.4603 | 113 | 68850.4209 | 8655.68 | 10954300 | 40 | 283673.2598 | 40 | 257196.3447 | 40 | 254368.2822 | 28690.1 | 36917600 | 215.7029 | 95.9% | 51.16% | 3.031% | 13.56% | 1.073% | 35.28% | 98.85% | 38.1% | 80.84% | 27.88% | 100% | 66.92% | 100% | 63.13% | 100% | 90.67% | 100% | 89.67% | Suburb Large | 3792.1027 | Middle Atlantic
8033 | 1 | Philadelphia | 0 | PA | 2007 | 5396 | 971973.3782 | 30254.81 | 38211970 | 5275 | 803325.2573 | 5069 | 166478.0975 | 3185 | 105431.7431 | 19199.4 | 24113300 | 103 | 93001.9782 | 103 | 47680.8918 | 101 | 43420.7004 | 5668.35 | 7229300 | 18 | 75646.1427 | 18 | 46042.4202 | 18 | 43002.4544 | 5387.06 | 6869370 | 180.1285 | 97.76% | 82.65% | 1.909% | 9.568% | 0.3336% | 7.783% | 96.09% | 20.72% | 60.38% | 13.12% | 100% | 51.27% | 98.06% | 46.69% | 100% | 60.87% | 100% | 56.85% | Suburb Large | 3983.7242 | Middle Atlantic
8034 | 0.99996 | Philadelphia | 0 | PA | 2007 | 5721 | 1369519.1744 | 59444.3 | 70759700 | 5385 | 912912.4478 | 5185 | 200332.9058 | 3497 | 139172.8019 | 24331.2 | 28678400 | 293 | 262715.7376 | 293 | 144642.2352 | 287 | 132974.3498 | 18017.3 | 21485100 | 43 | 193890.9889 | 43 | 147575.4444 | 43 | 142825.5475 | 17095.8 | 20596200 | 239.3846 | 94.13% | 66.66% | 5.121% | 19.18% | 0.7516% | 14.16% | 96.29% | 21.94% | 64.94% | 15.24% | 100% | 55.06% | 97.95% | 50.62% | 100% | 76.11% | 100% | 73.66% | Suburb Large | 3083.2681 | Middle Atlantic
8035 | 1 | Philadelphia | 0 | PA | 2007 | 2825 | 426107.018 | 16726.51 | 21083090 | 2774 | 359255.5759 | 2689 | 97322.2587 | 1932 | 64734.6508 | 11716.8 | 14686700 | 48 | 53662.6009 | 48 | 34758.4803 | 48 | 32851.0162 | 4030.2 | 5154670 | 3 | 13188.8412 | 3 | 8180.7269 | 3 | 7691.8331 | 979.51 | 1241720 | 150.8343 | 98.19% | 84.31% | 1.699% | 12.59% | 0.1062% | 3.095% | 96.94% | 27.09% | 69.65% | 18.02% | 100% | 64.77% | 100% | 61.22% | 100% | 62.03% | 100% | 58.32% | Suburb Large | 4712.8379 | Middle Atlantic
8036 | 1 | Philadelphia | 0 | PA | 2007 | 2029 | 485548.3729 | 28600.6 | 33635970 | 1947 | 342666.2852 | 1872 | 118080.6556 | 1530 | 89733.9401 | 16578.8 | 19263500 | 65 | 65703.5061 | 65 | 36570.2081 | 63 | 33278.9623 | 4863.31 | 5722800 | 17 | 77178.5815 | 17 | 63699.4079 | 17 | 62523.935 | 7158.49 | 8649670 | 239.3043 | 95.96% | 70.57% | 3.204% | 13.53% | 0.8379% | 15.9% | 96.15% | 34.46% | 78.58% | 26.19% | 100% | 55.66% | 96.92% | 50.65% | 100% | 82.54% | 100% | 81.01% | #N/A | 927.855 | Middle Atlantic
8041 | 0.16 | Philadelphia | 0 | PA | 2007 | 148 | 34171.5898 | 2343.962 | 2627377 | 139 | 25639.0581 | 137 | 10858.4888 | 110 | 9042.2364 | 1655.6 | 1859800 | 9 | 8532.5317 | 9 | 4625.5335 | 9 | 4277.4532 | 688.362 | 767577 | 0 | 0 | 0 | 0 | 0 | 0 | 0 | 0 | 230.8891 | 93.92% | 75.03% | 6.081% | 24.97% | 0% | 0% | 98.56% | 42.35% | 79.14% | 35.27% | 100% | 54.21% | 100% | 50.13% | #DIV/0! | #DIV/0! | #DIV/0! | #DIV/0! | #N/A | 126.3089 | Middle Atlantic
8043 | 0.7717 | Philadelphia | 0 | PA | 2007 | 5868 | 1843844.6552 | 98642.9 | 124008700 | 5372 | 1100348.0227 | 5300 | 308692.6722 | 4420 | 229442.1822 | 41701 | 51784100 | 434 | 361840.6056 | 433 | 178737.4304 | 424 | 159118.5273 | 23730.4 | 29682200 | 62 | 381656.0269 | 62 | 293805.189 | 62 | 282769.6858 | 33211.5 | 42542400 | 314.2203 | 91.55% | 59.68% | 7.396% | 19.62% | 1.057% | 20.7% | 98.66% | 28.05% | 82.28% | 20.85% | 99.77% | 49.4% | 97.7% | 43.97% | 100% | 76.98% | 100% | 74.09% | Suburb Large | 2498.3652 | Middle Atlantic
8045 | 0.99996 | Philadelphia | 0 | PA | 2007 | 1031 | 194521.8375 | 10999.64 | 13763520 | 1006 | 138560.8607 | 991 | 44483.7298 | 794 | 33566.1987 | 5791.64 | 7127770 | 22 | 16275.6162 | 22 | 9609.4216 | 22 | 9073.3603 | 1266.1 | 1568960 | 3 | 39685.3606 | 3 | 35239.3805 | 3 | 34738.8124 | 3941.9 | 5066790 | 188.673 | 97.58% | 71.23% | 2.134% | 8.367% | 0.291% | 20.4% | 98.51% | 32.1% | 78.93% | 24.22% | 100% | 59.04% | 100% | 55.75% | 100% | 88.8% | 100% | 87.54% | Suburb Large | 2153.6329 | Middle Atlantic
8046 | 1 | Philadelphia | 0 | PA | 2007 | 10710 | 1959955.9475 | 100292.9 | 117718800 | 10502 | 1581260.4216 | 10414 | 524596.2104 | 9162 | 388156.6432 | 69518.4 | 80714300 | 177 | 151530.1784 | 177 | 85075.0659 | 177 | 77810.5102 | 10749.2 | 12723100 | 31 | 227165.3475 | 31 | 181151.1004 | 31 | 175014.6552 | 20025.3 | 24281400 | 183.0024 | 98.06% | 80.68% | 1.653% | 7.731% | 0.2894% | 11.59% | 99.16% | 33.18% | 87.24% | 24.55% | 100% | 56.14% | 100% | 51.35% | 100% | 79.74% | 100% | 77.04% | Suburb Large | 3781.8965 | Middle Atlantic
8048 | 1 | Philadelphia | 0 | PA | 2007 | 3279 | 1063156.2626 | 74850.1 | 88594700 | 2941 | 541008.9404 | 2926 | 208402.5971 | 2680 | 161614.5798 | 29920.3 | 34722900 | 306 | 227655.0635 | 306 | 115447.5471 | 303 | 105066.0933 | 16389.7 | 19311300 | 32 | 294492.2588 | 32 | 251617.1532 | 32 | 246653.6763 | 28540.1 | 34560500 | 324.2319 | 89.69% | 50.89% | 9.332% | 21.41% | 0.9759% | 27.7% | 99.49% | 38.52% | 91.13% | 29.87% | 100% | 50.71% | 99.02% | 46.15% | 100% | 85.44% | 100% | 83.76% | #N/A | 922.2349 | Middle Atlantic
8049 | 0.99999 | Philadelphia | 0 | PA | 2007 | 1877 | 279877.223 | 15130.48 | 18964780 | 1837 | 210853.483 | 1816 | 70983.707 | 1401 | 51564.356 | 8808.79 | 10935900 | 36 | 29100.3038 | 36 | 18568.5586 | 36 | 17342.8927 | 2254.79 | 2810470 | 4 | 39923.4362 | 4 | 35971.3254 | 4 | 35583.0988 | 4066.9 | 5218410 | 149.1088 | 97.87% | 75.34% | 1.918% | 10.4% | 0.2131% | 14.26% | 98.86% | 33.66% | 76.27% | 24.46% | 100% | 63.81% | 100% | 59.6% | 100% | 90.1% | 100% | 89.13% | #N/A | 4160.936 | Middle Atlantic
8051 | 0.26595 | Philadelphia | 0 | PA | 2007 | 692 | 144255.4564 | 7152.89 | 8926170 | 663 | 110679.0432 | 649 | 33773.7901 | 511 | 25030.2154 | 4511.02 | 5568010 | 28 | 19447.32 | 28 | 9253.3036 | 28 | 8075.7213 | 1229.21 | 1539870 | 1 | 14129.0932 | 1 | 12641.4743 | 1 | 12451.0127 | 1412.66 | 1818290 | 208.4616 | 95.81% | 76.72% | 4.046% | 13.48% | 0.1445% | 9.794% | 97.89% | 30.52% | 77.07% | 22.62% | 100% | 47.58% | 100% | 41.53% | 100% | 89.47% | 100% | 88.12% | Suburb Large | 2048.0947 | Middle Atlantic
8052 | 0.99998 | Philadelphia | 0 | PA | 2007 | 4961 | 1155845.8819 | 68457.3 | 81598300 | 4572 | 561175.4021 | 4455 | 175195.253 | 3378 | 129250.0883 | 21211.2 | 24910000 | 353 | 317664.0664 | 353 | 175963.6514 | 351 | 165289.3952 | 22208.4 | 26390100 | 36 | 277006.4133 | 36 | 221864.8283 | 36 | 215367.1555 | 25037.7 | 30298200 | 232.9865 | 92.16% | 48.55% | 7.116% | 27.48% | 0.7257% | 23.97% | 97.44% | 31.22% | 73.88% | 23.03% | 100% | 55.39% | 99.43% | 52.03% | 100% | 80.09% | 100% | 77.75% | Suburb Large | 4708.4995 | Middle Atlantic
8053 | 0.68391 | Philadelphia | 0 | PA | 2007 | 10507 | 2842321.4806 | 175777.7 | 205949500 | 9501 | 1608225.0598 | 9441 | 572671.3343 | 8562 | 443715.5863 | 81172.6 | 93849500 | 919 | 723669.8539 | 919 | 343972.1489 | 909 | 305370.0501 | 48536.2 | 56505100 | 87 | 510426.567 | 87 | 402851.8896 | 87 | 389823.0201 | 46068.9 | 55594900 | 270.5169 | 90.43% | 56.58% | 8.747% | 25.46% | 0.828% | 17.96% | 99.37% | 35.61% | 90.12% | 27.59% | 100% | 47.53% | 98.91% | 42.2% | 100% | 78.92% | 100% | 76.37% | Suburb Large | 1551.5023 | Middle Atlantic
8054 | 1 | Philadelphia | 0 | PA | 2007 | 11170 | 3547345.3891 | 226316 | 267739000 | 9934 | 1790753.6066 | 9813 | 608066.5998 | 8598 | 466379.9131 | 84167.8 | 97836700 | 1069 | 824589.9682 | 1069 | 409672.7743 | 1065 | 365760.0083 | 56726.6 | 66405300 | 167 | 932001.8143 | 167 | 762430.3345 | 167 | 741592.0248 | 85421.6 | 103497000 | 317.5779 | 88.93% | 50.48% | 9.57% | 23.25% | 1.495% | 26.27% | 98.78% | 33.96% | 86.55% | 26.04% | 100% | 49.68% | 99.63% | 44.36% | 100% | 81.81% | 100% | 79.57% | Suburb Large | 1933.1621 | Middle Atlantic
8055 | 0.59395 | Philadelphia | 0 | PA | 2007 | 6428 | 1732243.69 | 68239.7 | 80530700 | 6006 | 1211179.8755 | 5851 | 251356.5745 | 3710 | 174949.4699 | 31413.2 | 36693100 | 388 | 302071.5802 | 388 | 135374.7229 | 385 | 118384.8539 | 18214 | 21395000 | 34 | 218992.2343 | 34 | 160690.9874 | 34 | 155365.7958 | 18612.5 | 22442600 | 269.4841 | 93.43% | 69.92% | 6.036% | 17.44% | 0.5289% | 12.64% | 97.42% | 20.75% | 61.77% | 14.44% | 100% | 44.82% | 99.23% | 39.19% | 100% | 73.38% | 100% | 70.95% | #N/A | 669.2177 | Middle Atlantic
8056 | 0.50247 | Philadelphia | 0 | PA | 2007 | 1009 | 225525.5664 | 13154.19 | 16397350 | 983 | 178485.4895 | 979 | 64122.1184 | 901 | 51355.9403 | 9342.9 | 11587100 | 21 | 17178.1155 | 21 | 11015.7473 | 21 | 10482.9721 | 1366.82 | 1728310 | 5 | 29861.9614 | 5 | 19439.4044 | 5 | 18611.62 | 2444.47 | 3081940 | 223.5139 | 97.42% | 79.14% | 2.081% | 7.617% | 0.4955% | 13.24% | 99.59% | 35.93% | 91.66% | 28.77% | 100% | 64.13% | 100% | 61.03% | 100% | 65.1% | 100% | 62.33% | #N/A | 608.545 | Middle Atlantic
8057 | 0.99999 | Philadelphia | 0 | PA | 2007 | 7059 | 2400265.5049 | 144751.2 | 173283500 | 6542 | 1264711.3975 | 6397 | 360383.0253 | 4855 | 257877.2468 | 47767 | 56135500 | 387 | 324370.5876 | 387 | 164810.2599 | 383 | 147078.3657 | 20980.8 | 24953800 | 130 | 811183.5197 | 130 | 676311.1014 | 130 | 661017.6058 | 76003.4 | 92194200 | 340.0291 | 92.68% | 52.69% | 5.482% | 13.51% | 1.842% | 33.8% | 97.78% | 28.5% | 74.21% | 20.39% | 100% | 50.81% | 98.97% | 45.34% | 100% | 83.37% | 100% | 81.49% | Suburb Large | 1459.6706 | Middle Atlantic
8059 | 1 | Philadelphia | 0 | PA | 2007 | 2228 | 311297.1636 | 16662.41 | 20798730 | 2173 | 236171.064 | 2138 | 84061.6465 | 1654 | 60958.6501 | 10402.8 | 12869400 | 44 | 36198.7838 | 44 | 25209.0413 | 44 | 23617.2703 | 2954.15 | 3726620 | 11 | 38927.3158 | 11 | 28742.7868 | 11 | 27300.6871 | 3305.46 | 4202710 | 139.7205 | 97.53% | 75.87% | 1.975% | 11.63% | 0.4937% | 12.5% | 98.39% | 35.59% | 76.12% | 25.81% | 100% | 69.64% | 100% | 65.24% | 100% | 73.84% | 100% | 70.13% | Suburb Large | 4347.2134 | Middle Atlantic
8060 | 1 | Philadelphia | 0 | PA | 2007 | 7626 | 2177720.0161 | 145067 | 172508100 | 7064 | 1086961.6433 | 6949 | 378267.7648 | 5778 | 283052.2532 | 50162 | 58293500 | 479 | 397829.6969 | 479 | 215507.0527 | 478 | 196671.3056 | 28605 | 33798000 | 83 | 692928.6759 | 83 | 584366.8252 | 83 | 572865.5535 | 66300 | 80416600 | 285.5652 | 92.63% | 49.91% | 6.281% | 18.27% | 1.088% | 31.82% | 98.37% | 34.8% | 81.8% | 26.04% | 100% | 54.17% | 99.79% | 49.44% | 100% | 84.33% | 100% | 82.67% | Rural Fringe | 999.2664 | Middle Atlantic
8061 | 1 | Philadelphia | 0 | PA | 2007 | 1182 | 492603.3588 | 38525.71 | 49254940 | 1109 | 167396.7572 | 1088 | 54886.4404 | 914 | 39609.2657 | 7179.52 | 8982310 | 53 | 49302.078 | 53 | 27019.5172 | 53 | 25317.5219 | 3567.79 | 4495030 | 20 | 275904.5236 | 20 | 249693.4657 | 20 | 247653.1456 | 27778.4 | 35777600 | 416.7541 | 93.82% | 33.98% | 4.484% | 10.01% | 1.692% | 56.01% | 98.11% | 32.79% | 82.42% | 23.66% | 100% | 54.8% | 100% | 51.35% | 100% | 90.5% | 100% | 89.76% | Suburb Large | 1095.8738 | Middle Atlantic
8063 | 1 | Philadelphia | 0 | PA | 2007 | 1747 | 206162.3066 | 7420.599 | 9337768 | 1736 | 190570.6763 | 1703 | 57634.6236 | 1097 | 34861.0444 | 6174.64 | 7739570 | 9 | 7628.8954 | 9 | 5160.1655 | 9 | 4709.1568 | 578.138 | 740515 | 2 | 7962.7349 | 2 | 6061.211 | 2 | 5825.2365 | 667.821 | 857683 | 118.0093 | 99.37% | 92.44% | 0.5152% | 3.7% | 0.1145% | 3.862% | 98.1% | 30.24% | 63.19% | 18.29% | 100% | 67.64% | 100% | 61.73% | 100% | 76.12% | 100% | 73.16% | Suburb Large | 1327.8578 | Middle Atlantic
8065 | 1 | Philadelphia | 0 | PA | 2007 | 2209 | 382620.0739 | 18057.16 | 21499880 | 2052 | 238019.4912 | 2021 | 66022.1647 | 1378 | 44125.6579 | 7807.82 | 9295440 | 149 | 110073.9632 | 149 | 54930.8185 | 148 | 49309.577 | 7212.49 | 8523030 | 8 | 34526.6195 | 8 | 26531.3009 | 8 | 25877.3635 | 3036.85 | 3681410 | 173.2096 | 92.89% | 62.21% | 6.745% | 28.77% | 0.3622% | 9.024% | 98.49% | 27.74% | 67.15% | 18.54% | 100% | 49.9% | 99.33% | 44.8% | 100% | 76.84% | 100% | 74.95% | Suburb Large | 2893.3854 | Middle Atlantic
8066 | 1 | Philadelphia | 0 | PA | 2007 | 2756 | 603731.552 | 40454.49 | 50863100 | 2517 | 291029.8244 | 2492 | 115974.5517 | 1932 | 87999.1701 | 13757.1 | 16879200 | 211 | 205658.6756 | 211 | 149814.2971 | 209 | 143862.9393 | 17103.9 | 21820800 | 28 | 107043.0519 | 28 | 83217.1137 | 28 | 79951.2851 | 9593.49 | 12163100 | 219.0608 | 91.33% | 48.21% | 7.656% | 34.06% | 1.016% | 17.73% | 99.01% | 39.85% | 76.76% | 30.24% | 100% | 72.85% | 99.05% | 69.95% | 100% | 77.74% | 100% | 74.69% | Suburb Large | 1516.7042 | Middle Atlantic
8068 | 0.097358 | Philadelphia | 0 | PA | 2007 | 160 | 40003.9727 | 2268.994 | 2659752 | 151 | 26024.1153 | 144 | 9172.9289 | 110 | 7500.8246 | 1269.57 | 1471310 | 7 | 6026.1377 | 7 | 2897.6108 | 7 | 2588.6638 | 363.146 | 431513 | 2 | 7953.7197 | 2 | 4725.5999 | 2 | 4461.3987 | 636.278 | 756929 | 250.0248 | 94.38% | 65.05% | 4.375% | 15.06% | 1.25% | 19.88% | 95.36% | 35.25% | 72.85% | 28.82% | 100% | 48.08% | 100% | 42.96% | 100% | 59.41% | 100% | 56.09% | Rural Fringe | 271.7341 | Middle Atlantic
8073 | 1 | Philadelphia | 0 | PA | 2007 | 16 | 1947.3907 | 36.8197 | 40863.4 | 16 | 1947.3907 | 16 | 427.9326 | 10 | 190.8636 | 36.8197 | 40863.4 | 0 | 0 | 0 | 0 | 0 | 0 | 0 | 0 | 0 | 0 | 0 | 0 | 0 | 0 | 0 | 0 | 121.7119 | 100% | 100% | 0% | 0% | 0% | 0% | 100% | 21.97% | 62.5% | 9.801% | #DIV/0! | #DIV/0! | #DIV/0! | #DIV/0! | #DIV/0! | #DIV/0! | #DIV/0! | #DIV/0! | Suburb Large | 790.4734 | Middle Atlantic
8075 | 1 | Philadelphia | 0 | PA | 2007 | 8978 | 1998709.0764 | 112868.6 | 134818200 | 8541 | 1194584.5463 | 8371 | 354631.7359 | 6523 | 254911.5066 | 45371.3 | 53490800 | 374 | 308936.5624 | 374 | 157407.3681 | 372 | 143122.611 | 20391.8 | 24239400 | 63 | 495187.9676 | 63 | 418039.6593 | 63 | 410490.3045 | 47105.5 | 57088000 | 222.623 | 95.13% | 59.77% | 4.166% | 15.46% | 0.7017% | 24.78% | 98.01% | 29.69% | 76.37% | 21.34% | 100% | 50.95% | 99.47% | 46.33% | 100% | 84.42% | 100% | 82.9% | Suburb Large | 2446.4092 | Middle Atlantic
8077 | 1 | Philadelphia | 0 | PA | 2007 | 6629 | 1735929.6746 | 101211.3 | 121490600 | 6326 | 1015732.6227 | 6222 | 292493.5828 | 4899 | 207830.1864 | 37009.1 | 43647300 | 233 | 228153.9789 | 233 | 146092.3765 | 232 | 137921.0373 | 17331.2 | 20924900 | 70 | 492043.073 | 70 | 421250.5245 | 70 | 412757.3674 | 46871 | 56918400 | 261.869 | 95.43% | 58.51% | 3.515% | 13.14% | 1.056% | 28.34% | 98.36% | 28.8% | 77.44% | 20.46% | 100% | 64.03% | 99.57% | 60.45% | 100% | 85.61% | 100% | 83.89% | Suburb Large | 2021.7447 | Middle Atlantic
8078 | 1 | Philadelphia | 0 | PA | 2007 | 2679 | 444392.2829 | 24452.81 | 30768920 | 2597 | 300215.5095 | 2559 | 98571.0243 | 2013 | 69971.2084 | 11849.5 | 14674600 | 68 | 66261.2158 | 68 | 43666.3833 | 68 | 41338.844 | 5240.65 | 6626190 | 14 | 77915.5575 | 14 | 66306.6387 | 14 | 65085.4158 | 7362.66 | 9468130 | 165.8799 | 96.94% | 67.56% | 2.538% | 14.91% | 0.5226% | 17.53% | 98.54% | 32.83% | 77.51% | 23.31% | 100% | 65.9% | 100% | 62.39% | 100% | 85.1% | 100% | 83.53% | Suburb Large | 3964.961 | Middle Atlantic
8080 | 0.0058593 | Philadelphia | 0 | PA | 2007 | 46 | 7811.5476 | 229.9793 | 290028.69 | 45 | 6683.1986 | 44 | 1795.3907 | 33 | 1351.8581 | 227.949 | 287453 | 1 | 1128.3489 | 1 | 44.3744 | 1 | 11.3939 | 2.0303 | 2575.69 | 0 | 0 | 0 | 0 | 0 | 0 | 0 | 0 | 169.8163 | 97.83% | 85.56% | 2.174% | 14.44% | 0% | 0% | 97.78% | 26.86% | 73.33% | 20.23% | 100% | 3.933% | 100% | 1.01% | #DIV/0! | #DIV/0! | #DIV/0! | #DIV/0! | Suburb Large | 1530.6504 | Middle Atlantic
8083 | 1 | Philadelphia | 0 | PA | 2007 | 3067 | 545441.5128 | 26397.66 | 33181760 | 2991 | 426203.049 | 2929 | 127206.7795 | 2400 | 95733.4986 | 16437.7 | 20444300 | 70 | 62978.3567 | 70 | 41063.4768 | 69 | 39202.7253 | 4790.98 | 6124160 | 6 | 56260.1071 | 6 | 46026.57 | 6 | 44473.8171 | 5168.98 | 6613300 | 177.842 | 97.52% | 78.14% | 2.282% | 11.55% | 0.1956% | 10.31% | 97.93% | 29.85% | 80.24% | 22.46% | 100% | 65.2% | 98.57% | 62.25% | 100% | 81.81% | 100% | 79.05% | Suburb Large | 3836.2533 | Middle Atlantic
8084 | 1 | Philadelphia | 0 | PA | 2007 | 1973 | 402383.8124 | 19419.04 | 24410370 | 1866 | 258867.7908 | 1824 | 71934.1171 | 1411 | 49439.947 | 8457.42 | 10488400 | 93 | 72544.2487 | 93 | 37588.9027 | 91 | 35430.6709 | 4805.34 | 6056020 | 14 | 70971.7728 | 14 | 54104.0519 | 14 | 52433.5771 | 6156.28 | 7865950 | 203.9452 | 94.58% | 64.33% | 4.714% | 18.03% | 0.7096% | 17.64% | 97.75% | 27.79% | 75.62% | 19.1% | 100% | 51.82% | 97.85% | 48.84% | 100% | 76.23% | 100% | 73.88% | Suburb Large | 4427.5153 | Middle Atlantic
8085 | 0.30329 | Philadelphia | 0 | PA | 2007 | 636 | 768312.8539 | 72680.85 | 93331140 | 529 | 77864.7564 | 524 | 31046.7973 | 443 | 24021.5749 | 4024.97 | 4965090 | 34 | 40507.4713 | 34 | 29503.1493 | 34 | 28271.0906 | 3337.88 | 4272650 | 73 | 649940.6262 | 73 | 585790.4925 | 73 | 580445.6785 | 65318 | 84093400 | 1208.0391 | 83.18% | 10.13% | 5.346% | 5.272% | 11.48% | 84.59% | 99.05% | 39.87% | 83.74% | 30.85% | 100% | 72.83% | 100% | 69.79% | 100% | 90.13% | 100% | 89.31% | Town Fringe | 394.0351 | Middle Atlantic
8086 | 1 | Philadelphia | 0 | PA | 2007 | 1310 | 534696.4054 | 41779.59 | 53200900 | 1185 | 176532.6496 | 1175 | 65527.0657 | 1011 | 51398.972 | 8850.78 | 10903500 | 82 | 83721.8173 | 82 | 53954.2264 | 82 | 50491.5499 | 6362.21 | 8105100 | 43 | 274441.9385 | 43 | 237725.7077 | 43 | 234630.2324 | 26566.6 | 34192300 | 408.1652 | 90.46% | 33.02% | 6.26% | 15.66% | 3.282% | 51.33% | 99.16% | 37.12% | 85.32% | 29.12% | 100% | 64.44% | 100% | 60.31% | 100% | 86.62% | 100% | 85.49% | Suburb Large | 726.1025 | Middle Atlantic
8088 | 0.18024 | Philadelphia | 0 | PA | 2007 | 4581 | 941863.053 | 52629.1 | 61504000 | 4396 | 739025.2669 | 4330 | 257706.2042 | 3731 | 203962.5183 | 35325.1 | 41110500 | 176 | 152035.1121 | 176 | 93235.665 | 176 | 87789.4342 | 12392.7 | 14489700 | 9 | 50802.6739 | 9 | 41777.3111 | 9 | 40897.5432 | 4911.3 | 5903800 | 205.6021 | 95.96% | 78.46% | 3.842% | 16.14% | 0.1965% | 5.394% | 98.5% | 34.87% | 84.87% | 27.6% | 100% | 61.33% | 100% | 57.74% | 100% | 82.23% | 100% | 80.5% | Rural Fringe | 156.309 | Middle Atlantic
8090 | 0.43964 | Philadelphia | 0 | PA | 2007 | 1891 | 256745.7311 | 12513.836 | 15488907 | 1877 | 220859.9379 | 1844 | 73090.269 | 1497 | 52434.2744 | 9246.07 | 11306900 | 11 | 9389.0823 | 11 | 6225.0633 | 11 | 5834.6629 | 769.396 | 963967 | 3 | 26496.7109 | 3 | 22449.5262 | 3 | 22290.5039 | 2498.37 | 3218040 | 135.7725 | 99.26% | 86.02% | 0.5817% | 3.657% | 0.1586% | 10.32% | 98.24% | 33.09% | 79.75% | 23.74% | 100% | 66.3% | 100% | 62.14% | 100% | 84.73% | 100% | 84.13% | Suburb Large | 2378.727 | Middle Atlantic
8093 | 1 | Philadelphia | 0 | PA | 2007 | 3506 | 739774.7027 | 46299.5 | 58954600 | 3269 | 378226.7334 | 3169 | 126340.8451 | 2269 | 92715.0493 | 15133.6 | 19052700 | 209 | 232090.7785 | 208 | 163933.5843 | 206 | 159013.1143 | 19038.3 | 24328900 | 28 | 129457.1908 | 28 | 108532.2412 | 28 | 106073.3841 | 12127.6 | 15573000 | 211.0025 | 93.24% | 51.13% | 5.961% | 31.37% | 0.7986% | 17.5% | 96.94% | 33.4% | 69.41% | 24.51% | 99.52% | 70.63% | 98.56% | 68.51% | 100% | 83.84% | 100% | 81.94% | Suburb Large | 1872.3901 | Middle Atlantic
8096 | 0.9072 | Philadelphia | 0 | PA | 2007 | 11080 | 2466190.3656 | 137473.1 | 172944700 | 10505 | 1518505.7251 | 10314 | 472639.5873 | 8021 | 346783.4721 | 60425.6 | 74787900 | 502 | 446246.731 | 502 | 248788.9851 | 499 | 230817.6845 | 31453.5 | 39664200 | 73 | 501437.9096 | 73 | 405717.266 | 73 | 394849.9754 | 45594 | 58492600 | 222.5804 | 94.81% | 61.57% | 4.531% | 18.09% | 0.6588% | 20.33% | 98.18% | 31.13% | 76.35% | 22.84% | 100% | 55.75% | 99.4% | 51.72% | 100% | 80.91% | 100% | 78.74% | Suburb Large | 2278.9142 | Middle Atlantic
8097 | 1 | Philadelphia | 0 | PA | 2007 | 1369 | 266269.0522 | 13208.48 | 16394670 | 1304 | 196669.277 | 1270 | 58559.703 | 1017 | 43934.1231 | 7629.87 | 9385680 | 60 | 47366.6618 | 60 | 29195.083 | 60 | 27390.2443 | 3596.93 | 4511580 | 5 | 22233.1134 | 5 | 16450.1382 | 5 | 15855.7494 | 1981.68 | 2497410 | 194.4989 | 95.25% | 73.86% | 4.383% | 17.79% | 0.3652% | 8.35% | 97.39% | 29.78% | 77.99% | 22.34% | 100% | 61.64% | 100% | 57.83% | 100% | 73.99% | 100% | 71.32% | Suburb Large | 2383.1341 | Middle Atlantic
8102 | 1 | Philadelphia | 0 | PA | 2007 | 595 | 411426.4347 | 29733.88 | 37806440 | 389 | 77681.1156 | 389 | 43149.8173 | 363 | 39122.4566 | 4744.88 | 6004640 | 170 | 148868.2438 | 170 | 89468.6844 | 170 | 83165.7492 | 10084.5 | 12815300 | 36 | 184877.0752 | 36 | 131443.6531 | 36 | 126123.8478 | 14904.5 | 18986500 | 691.473 | 65.38% | 18.88% | 28.57% | 36.18% | 6.05% | 44.94% | 100% | 55.55% | 93.32% | 50.36% | 100% | 60.1% | 100% | 55.87% | 100% | 71.1% | 100% | 68.22% | City Small | 5355.7642 | Middle Atlantic
8103 | 1 | Philadelphia | 0 | PA | 2007 | 1700 | 924232.8531 | 68785.8 | 87429200 | 1301 | 239485.4255 | 1300 | 129614.9944 | 1241 | 116559.126 | 14167.6 | 18079400 | 335 | 292427.7025 | 335 | 181626.6921 | 335 | 169158.3256 | 20493.3 | 26050500 | 64 | 392319.7251 | 64 | 296928.4838 | 64 | 287015.0135 | 34124.9 | 43299300 | 543.6664 | 76.53% | 25.91% | 19.71% | 31.64% | 3.765% | 42.45% | 99.92% | 54.12% | 95.39% | 48.67% | 100% | 62.11% | 100% | 57.85% | 100% | 75.69% | 100% | 73.16% | City Small | 6554.7496 | Middle Atlantic
8104 | 1 | Philadelphia | 0 | PA | 2007 | 2377 | 1183805.4865 | 84279.6 | 106825300 | 1865 | 365895.8285 | 1859 | 177512.9484 | 1732 | 155295.3264 | 20383.2 | 25726200 | 451 | 397988.7054 | 451 | 240371.924 | 450 | 224016.0611 | 27993.3 | 35493300 | 61 | 419920.9525 | 61 | 310684.9563 | 61 | 297667.759 | 35903.1 | 45605800 | 498.025 | 78.46% | 30.91% | 18.97% | 33.62% | 2.566% | 35.47% | 99.68% | 48.51% | 92.87% | 42.44% | 100% | 60.4% | 99.78% | 56.29% | 100% | 73.99% | 100% | 70.89% | City Small | 6429.8298 | Middle Atlantic
8105 | 1 | Philadelphia | 0 | PA | 2007 | 3614 | 982938.5395 | 61950.8 | 74402400 | 3196 | 462717.0004 | 3176 | 185319.0318 | 2502 | 149560.8356 | 20930.5 | 25029400 | 388 | 323116.9888 | 388 | 200141.8398 | 387 | 187723.0134 | 22637 | 27220800 | 30 | 197104.5502 | 30 | 159908.4236 | 30 | 156181.9975 | 18383.3 | 22152200 | 271.9808 | 88.43% | 47.07% | 10.74% | 32.87% | 0.8301% | 20.05% | 99.37% | 40.05% | 78.29% | 32.32% | 100% | 61.94% | 99.74% | 58.1% | 100% | 81.13% | 100% | 79.24% | City Small | 7705.5711 | Middle Atlantic
8106 | 1 | Philadelphia | 0 | PA | 2007 | 3511 | 531135.4672 | 24588.45 | 31126500 | 3446 | 420903.8104 | 3361 | 125033.3137 | 2491 | 88198.4983 | 15645 | 19653100 | 57 | 50514.2007 | 56 | 30366.1439 | 56 | 28345.1597 | 3539.28 | 4520920 | 8 | 59717.4561 | 8 | 48990.7329 | 8 | 47409.0249 | 5404.17 | 6952480 | 151.2775 | 98.15% | 79.25% | 1.623% | 9.511% | 0.2279% | 11.24% | 97.53% | 29.71% | 72.29% | 20.95% | 98.25% | 60.11% | 98.25% | 56.11% | 100% | 82.04% | 100% | 79.39% | Suburb Large | 5910.8007 | Middle Atlantic
8107 | 1 | Philadelphia | 0 | PA | 2007 | 3505 | 559343.0645 | 24153.07 | 30566320 | 3391 | 428963.0682 | 3352 | 134142.1548 | 2538 | 90934.3004 | 15390.7 | 19391300 | 103 | 88310.9927 | 103 | 48334.3276 | 103 | 43944.7383 | 5550.05 | 7047700 | 11 | 42069.0036 | 10 | 29041.4988 | 10 | 28112.5467 | 3212.32 | 4127320 | 159.5843 | 96.75% | 76.69% | 2.939% | 15.79% | 0.3138% | 7.521% | 98.85% | 31.27% | 74.85% | 21.2% | 100% | 54.73% | 100% | 49.76% | 90.91% | 69.03% | 90.91% | 66.82% | Suburb Large | 7314.4283 | Middle Atlantic
8108 | 1 | Philadelphia | 0 | PA | 2007 | 5302 | 799666.2827 | 29199.74 | 36868150 | 5142 | 641013.9478 | 5047 | 176347.1889 | 3359 | 109049.494 | 18652.7 | 23464800 | 156 | 140602.6046 | 156 | 81761.6184 | 153 | 74483.3775 | 9199.2 | 11674300 | 4 | 18049.7303 | 4 | 12700.4165 | 4 | 11680.3433 | 1347.84 | 1729050 | 150.8235 | 96.98% | 80.16% | 2.942% | 17.58% | 0.07544% | 2.257% | 98.15% | 27.51% | 65.32% | 17.01% | 100% | 58.15% | 98.08% | 52.97% | 100% | 70.36% | 100% | 64.71% | Suburb Large | 6281.6043 | Middle Atlantic
8109 | 0.99995 | Philadelphia | 0 | PA | 2007 | 6917 | 1348590.0511 | 73453.8 | 87713100 | 6619 | 809915.865 | 6418 | 215627.4133 | 4508 | 152849.9669 | 26300.1 | 30797100 | 238 | 243515.1097 | 238 | 167894.069 | 237 | 160022.6636 | 19286.7 | 23158300 | 60 | 295159.0764 | 60 | 247211.4276 | 60 | 242390.128 | 27867 | 33757700 | 194.9675 | 95.69% | 60.06% | 3.441% | 18.06% | 0.8674% | 21.89% | 96.96% | 26.62% | 68.11% | 18.87% | 100% | 68.95% | 99.58% | 65.71% | 100% | 83.76% | 100% | 82.12% | Suburb Large | 4719.7802 | Middle Atlantic
8110 | 1 | Philadelphia | 0 | PA | 2007 | 5778 | 1892154.4873 | 146704.4 | 177444500 | 5397 | 596770.8004 | 5301 | 190884.8586 | 3950 | 140989.1372 | 22850 | 27165200 | 231 | 241343.6969 | 231 | 184552.2209 | 231 | 177722.9613 | 20622.4 | 24983300 | 150 | 1054039.9899 | 150 | 918605.8065 | 150 | 904638.2755 | 103232 | 125296000 | 327.4757 | 93.41% | 31.54% | 3.998% | 12.75% | 2.596% | 55.71% | 98.22% | 31.99% | 73.19% | 23.63% | 100% | 76.47% | 100% | 73.64% | 100% | 87.15% | 100% | 85.83% | Suburb Large | 2552.2753 | Middle Atlantic
8505 | 0.68285 | Philadelphia | 0 | PA | 2007 | 2348 | 608165.9148 | 36478.06 | 43227570 | 2217 | 387756.4885 | 2202 | 134931.1138 | 1939 | 105537.8097 | 18672.5 | 21779000 | 113 | 102334.5174 | 113 | 56651.7572 | 113 | 52330.9002 | 6991.56 | 8342570 | 18 | 118074.9088 | 18 | 95778.5612 | 18 | 93482.703 | 10814 | 13106000 | 259.0144 | 94.42% | 63.76% | 4.813% | 16.83% | 0.7666% | 19.41% | 99.32% | 34.8% | 87.46% | 27.22% | 100% | 55.36% | 100% | 51.14% | 100% | 81.12% | 100% | 79.17% | Rural Fringe | 1010.3108 | Middle Atlantic
8518 | 1 | Philadelphia | 0 | PA | 2007 | 1346 | 264954.7056 | 15595.21 | 18290090 | 1289 | 169040.7792 | 1275 | 60490.5923 | 1040 | 45258.6386 | 7651.67 | 8886970 | 51 | 43166.6456 | 51 | 24100.8164 | 51 | 21870.0589 | 3285.63 | 3780960 | 6 | 52747.2808 | 6 | 39792.9607 | 6 | 38523.7244 | 4657.91 | 5622160 | 196.846 | 95.77% | 63.8% | 3.789% | 16.29% | 0.4458% | 19.91% | 98.91% | 35.78% | 80.68% | 26.77% | 100% | 55.83% | 100% | 50.66% | 100% | 75.44% | 100% | 73.03% | Suburb Large | 2591.9307 | Middle Atlantic
8534 | 0.13133 | Trenton | 0 | NJ | 2008 | 901 | 323825 | 20868.16 | 25153840 | 793 | 136553 | 774 | 46939.2133 | 689 | 37080.6287 | 6623.23 | 7946090 | 99 | 81894 | 99 | 38275.8993 | 99 | 33595.7691 | 5459.35 | 6536850 | 9 | 105378 | 9 | 67972.7904 | 9 | 63802.817 | 8785.58 | 10670900 | 359.4062 | 88.01% | 42.17% | 10.99% | 25.29% | 0.9989% | 32.54% | 97.6% | 34.37% | 86.89% | 27.15% | 100% | 46.74% | 100% | 41.02% | 100% | 64.5% | 100% | 60.55% | Suburb Large | 474.9316 | Middle Atlantic
8554 | 1 | Philadelphia | 0 | PA | 2007 | 843 | 221893.0155 | 14407.87 | 17123140 | 754 | 110975.2278 | 733 | 39705.5913 | 626 | 31779.2363 | 5295.73 | 6198830 | 83 | 58613.8417 | 83 | 34364.8155 | 83 | 32348.4792 | 4392.02 | 5175570 | 6 | 52303.946 | 6 | 41806.3807 | 6 | 40815.2048 | 4720.12 | 5748740 | 263.2183 | 89.44% | 50.01% | 9.846% | 26.42% | 0.7117% | 23.57% | 97.21% | 35.78% | 83.02% | 28.64% | 100% | 58.63% | 100% | 55.19% | 100% | 79.93% | 100% | 78.03% | Suburb Large | 1610.4543 | Middle Atlantic
8560 | 0.058444 | Trenton | 0 | NJ | 2008 | 105 | 30048 | 1211.332 | 1462481 | 99 | 26591 | 98 | 7807.1391 | 83 | 5946.1594 | 1101.58 | 1326410 | 6 | 3457 | 6 | 1051.6947 | 6 | 814.0345 | 109.752 | 136071 | 0 | 0 | 0 | 0 | 0 | 0 | 0 | 0 | 286.1714 | 94.29% | 88.5% | 5.714% | 11.5% | 0% | 0% | 98.99% | 29.36% | 83.84% | 22.36% | 100% | 30.42% | 100% | 23.55% | #DIV/0! | #DIV/0! | #DIV/0! | #DIV/0! | Suburb Large | 218.3242 | Middle Atlantic
8608 | 1 | Trenton | 0 | NJ | 2008 | 137 | 205809 | 12323.879 | 15178040 | 58 | 15369 | 58 | 6350.9701 | 49 | 5228.5831 | 700.459 | 842420 | 50 | 58806 | 50 | 30154.2125 | 50 | 27163.1913 | 3479.67 | 4240320 | 29 | 131634 | 29 | 74548.6964 | 29 | 68801.9094 | 8143.75 | 10095300 | 1502.2555 | 42.34% | 7.468% | 36.5% | 28.57% | 21.17% | 63.96% | 100% | 41.32% | 84.48% | 34.02% | 100% | 51.28% | 100% | 46.19% | 100% | 56.63% | 100% | 52.27% | City Small | 7291.3734 | Middle Atlantic
8609 | 1 | Trenton | 0 | NJ | 2008 | 1813 | 619002 | 38790.63 | 47710600 | 1599 | 231752 | 1595 | 87596.547 | 1311 | 62061.9184 | 9414.73 | 11473600 | 184 | 163793 | 184 | 92316.2596 | 183 | 83251.5075 | 10959.9 | 13376800 | 30 | 223457 | 30 | 160005.1331 | 30 | 153085.3402 | 18416 | 22860200 | 341.4242 | 88.2% | 37.44% | 10.15% | 26.46% | 1.655% | 36.1% | 99.75% | 37.8% | 81.99% | 26.78% | 100% | 56.36% | 99.46% | 50.83% | 100% | 71.6% | 100% | 68.51% | City Small | 8748.3356 | Middle Atlantic
8610 | 0.83194 | Trenton | 0 | NJ | 2008 | 9442 | 1304400 | 65691.16 | 79811300 | 9180 | 1022896 | 9065 | 360925.9299 | 7145 | 257398.2572 | 44628.1 | 53880000 | 244 | 183062 | 244 | 100627.2743 | 243 | 91654.0162 | 12463.3 | 15206600 | 18 | 98442 | 18 | 77866.0575 | 18 | 74822.9086 | 8599.76 | 10724700 | 138.1487 | 97.23% | 78.42% | 2.584% | 14.03% | 0.1906% | 7.547% | 98.75% | 35.28% | 77.83% | 25.16% | 100% | 54.97% | 99.59% | 50.07% | 100% | 79.1% | 100% | 76.01% | Suburb Large | 3402.0044 | Middle Atlantic
8611 | 0.8636 | Trenton | 0 | NJ | 2008 | 3324 | 900423 | 51646 | 62277400 | 2972 | 434612 | 2953 | 176795.6052 | 2400 | 127983.6378 | 19565.7 | 23333400 | 313 | 262555 | 313 | 139749.2658 | 310 | 121997.0022 | 16324.9 | 19860500 | 39 | 203256 | 39 | 131301.5229 | 39 | 123777.3717 | 15755.4 | 19083500 | 270.8854 | 89.41% | 48.27% | 9.416% | 29.16% | 1.173% | 22.57% | 99.36% | 40.68% | 80.75% | 29.45% | 100% | 53.23% | 99.04% | 46.47% | 100% | 64.6% | 100% | 60.9% | City Small | 8863.8382 | Middle Atlantic
8618 | 1 | Trenton | 0 | NJ | 2008 | 7227 | 1533945 | 80320 | 98800100 | 6840 | 853763 | 6649 | 251412.2959 | 4700 | 171887.326 | 28708.1 | 34810600 | 330 | 296689 | 330 | 165343.6057 | 329 | 151211.0629 | 19495.6 | 24030100 | 57 | 383493 | 57 | 286080.7179 | 57 | 274004.8768 | 32116.3 | 39959400 | 212.252 | 94.65% | 55.66% | 4.566% | 19.34% | 0.7887% | 25% | 97.21% | 29.45% | 68.71% | 20.13% | 100% | 55.73% | 99.7% | 50.97% | 100% | 74.6% | 100% | 71.45% | City Small | 5603.9864 | Middle Atlantic
8619 | 0.83648 | Trenton | 0 | NJ | 2008 | 6297 | 1503407 | 97511.8 | 118669800 | 5961 | 771336 | 5854 | 275894.4884 | 4859 | 206103.0005 | 35751.8 | 42363900 | 279 | 256908 | 279 | 139150.6299 | 277 | 127694.9384 | 17770.7 | 21564000 | 57 | 475163 | 57 | 388017.8349 | 57 | 377635.9012 | 43989.3 | 54741900 | 238.7497 | 94.66% | 51.31% | 4.431% | 17.09% | 0.9052% | 31.61% | 98.2% | 35.77% | 81.51% | 26.72% | 100% | 54.16% | 99.28% | 49.7% | 100% | 81.66% | 100% | 79.48% | Suburb Large | 2357.0766 | Middle Atlantic
8620 | 0.041053 | Trenton | 0 | NJ | 2008 | 253 | 26316 | 1109.9 | 1327120 | 253 | 26316 | 248 | 8389.7671 | 190 | 6160.7493 | 1109.9 | 1327120 | 0 | 0 | 0 | 0 | 0 | 0 | 0 | 0 | 0 | 0 | 0 | 0 | 0 | 0 | 0 | 0 | 104.0158 | 100% | 100% | 0% | 0% | 0% | 0% | 98.02% | 31.88% | 75.1% | 23.41% | #DIV/0! | #DIV/0! | #DIV/0! | #DIV/0! | #DIV/0! | #DIV/0! | #DIV/0! | #DIV/0! | Suburb Large | 1034.9997 | Middle Atlantic
8628 | 0.99994 | Trenton | 0 | NJ | 2008 | 2770 | 898839 | 52340.1 | 64089600 | 2465 | 405982 | 2352 | 113200.3202 | 1775 | 82697.8563 | 14183.5 | 17173000 | 250 | 224093 | 250 | 111708.829 | 250 | 102196.5324 | 15099.2 | 18283600 | 55 | 268764 | 55 | 203203.054 | 55 | 195542.6663 | 23057.4 | 28633000 | 324.4906 | 88.99% | 45.17% | 9.025% | 24.93% | 1.986% | 29.9% | 95.42% | 27.88% | 72.01% | 20.37% | 100% | 49.85% | 100% | 45.6% | 100% | 75.61% | 100% | 72.76% | City Small | 1144.68 | Middle Atlantic
8629 | 1 | Trenton | 0 | NJ | 2008 | 2485 | 308164 | 12533.055 | 15296780 | 2447 | 269529 | 2428 | 87805.0561 | 1803 | 57570.7844 | 9974.33 | 12131100 | 37 | 27678 | 37 | 14464.6595 | 37 | 13083.7438 | 1698.53 | 2091520 | 1 | 10957 | 1 | 7957.8231 | 1 | 7551.9288 | 860.195 | 1074160 | 124.0097 | 98.47% | 87.46% | 1.489% | 8.982% | 0.04024% | 3.556% | 99.22% | 32.58% | 73.68% | 21.36% | 100% | 52.26% | 100% | 47.27% | 100% | 72.63% | 100% | 68.92% | City Small | 11346.0384 | Middle Atlantic
8638 | 1 | Trenton | 0 | NJ | 2008 | 6751 | 1881285 | 118708.5 | 146237900 | 6229 | 842189 | 6086 | 291457.5479 | 4790 | 213911.4091 | 34194 | 41547800 | 416 | 394760 | 416 | 247261.6214 | 415 | 228209.2145 | 28567 | 35233300 | 106 | 644336 | 106 | 491243.4631 | 106 | 473145.775 | 55947.5 | 69456800 | 278.6676 | 92.27% | 44.77% | 6.162% | 20.98% | 1.57% | 34.25% | 97.7% | 34.61% | 76.9% | 25.4% | 100% | 62.64% | 99.76% | 57.81% | 100% | 76.24% | 100% | 73.43% | City Small | 4337.2956 | Middle Atlantic
8648 | 0.38513 | Trenton | 0 | NJ | 2008 | 4695 | 1074431 | 60290.9 | 73615000 | 4384 | 615695 | 4193 | 181214.0815 | 3204 | 133911.0171 | 22947.5 | 27788500 | 271 | 227093 | 271 | 134411.6014 | 270 | 122963.3981 | 16671.5 | 20252800 | 40 | 231643 | 40 | 183160.4715 | 40 | 175499.9395 | 20671.9 | 25573700 | 228.8458 | 93.38% | 57.3% | 5.772% | 21.14% | 0.852% | 21.56% | 95.64% | 29.43% | 73.08% | 21.75% | 100% | 59.19% | 99.63% | 54.15% | 100% | 79.07% | 100% | 75.76% | Suburb Large | 1766.4263 | Middle Atlantic
8690 | 0.76324 | Trenton | 0 | NJ | 2008 | 5340 | 1143084 | 66471.3 | 79906700 | 5050 | 760619 | 4987 | 269571.069 | 4283 | 203589.8938 | 36689.2 | 43813900 | 267 | 250030 | 267 | 130083.5767 | 267 | 115964.8137 | 18190.9 | 21795000 | 23 | 132435 | 23 | 100650.3941 | 23 | 96455.8076 | 11591.2 | 14297800 | 214.0607 | 94.57% | 66.54% | 5% | 21.87% | 0.4307% | 11.59% | 98.75% | 35.44% | 84.81% | 26.77% | 100% | 52.03% | 100% | 46.38% | 100% | 76% | 100% | 72.83% | Suburb Large | 2856.4384 | Middle Atlantic
8691 | 0.017472 | Trenton | 0 | NJ | 2008 | 37 | 23945 | 1805.932 | 2167906 | 23 | 5494 | 23 | 2306.7869 | 19 | 1858.6592 | 330.217 | 376484 | 13 | 9178 | 13 | 4622.6471 | 13 | 3846.6071 | 605.287 | 708862 | 1 | 9273 | 1 | 7844.7819 | 1 | 7503.5265 | 870.428 | 1082560 | 647.1622 | 62.16% | 22.94% | 35.14% | 38.33% | 2.703% | 38.73% | 100% | 41.99% | 82.61% | 33.83% | 100% | 50.37% | 100% | 41.91% | 100% | 84.6% | 100% | 80.92% | Suburb Large | 743.6358 | Middle Atlantic
8816 | 0.099852 | NewYork | 0 | NY | 2013 | 1029 | 382652.7993 | 28504.53 | 34940070 | 930 | 139898.3366 | 907 | 48317.605 | 740 | 37374.6312 | 6305.67 | 7394700 | 68 | 64533.9056 | 68 | 45005.2565 | 68 | 42332.7847 | 5334.86 | 6474170 | 31 | 178220.5571 | 31 | 151272.8321 | 31 | 148196.0314 | 16864 | 21071200 | 371.8686 | 90.38% | 36.56% | 6.608% | 16.86% | 3.013% | 46.58% | 97.53% | 34.54% | 79.57% | 26.72% | 100% | 69.74% | 100% | 65.6% | 100% | 84.88% | 100% | 83.15% | Suburb Large | 2217.6263 | Middle Atlantic
8817 | 0.87301 | NewYork | 0 | NY | 2013 | 8690 | 3775976.0717 | 301603 | 373163300 | 7894 | 976402.9236 | 7750 | 325934.9705 | 6254 | 242346.8754 | 41805.9 | 49282100 | 602 | 559969.0702 | 602 | 291692.3512 | 602 | 268886.3258 | 38778.1 | 47033200 | 194 | 2239604.0779 | 194 | 1980949.7603 | 194 | 1957522.653 | 221019 | 276848000 | 434.5197 | 90.84% | 25.86% | 6.928% | 14.83% | 2.232% | 59.31% | 98.18% | 33.38% | 79.22% | 24.82% | 100% | 52.09% | 100% | 48.02% | 100% | 88.45% | 100% | 87.4% | City Small | 3414.6469 | Middle Atlantic
8820 | 1 | NewYork | 0 | NY | 2013 | 9221 | 2352825.0928 | 128660.3 | 154088600 | 8692 | 1635411.7078 | 8528 | 523033.0877 | 7496 | 403410.4086 | 72655.9 | 85899800 | 484 | 409562.9004 | 484 | 204754.0291 | 482 | 183556.4833 | 28086.4 | 33592700 | 45 | 307850.4846 | 45 | 244061.3421 | 45 | 237062.316 | 27918 | 34596100 | 255.1594 | 94.26% | 69.51% | 5.249% | 17.41% | 0.488% | 13.08% | 98.11% | 31.98% | 86.24% | 24.67% | 100% | 49.99% | 99.59% | 44.82% | 100% | 79.28% | 100% | 77.01% | City Small | 3777.7345 | Middle Atlantic
8830 | 1 | NewYork | 0 | NY | 2013 | 4750 | 950422.6406 | 56244.4 | 69118300 | 4523 | 516923.5273 | 4436 | 166878.0091 | 3742 | 129757.7698 | 23368.8 | 28251200 | 187 | 175806.9763 | 187 | 87617.4969 | 187 | 79657.9606 | 11139.9 | 13662700 | 40 | 257692.1369 | 40 | 195554.7573 | 40 | 189752.9724 | 21735.7 | 27204400 | 200.089 | 95.22% | 54.39% | 3.937% | 18.5% | 0.8421% | 27.11% | 98.08% | 32.28% | 82.73% | 25.1% | 100% | 49.84% | 100% | 45.31% | 100% | 75.89% | 100% | 73.64% | Suburb Large | 6094.1558 | Middle Atlantic
8832 | 1 | NewYork | 0 | NY | 2013 | 315 | 304882.0468 | 28439.63 | 35066610 | 248 | 27522.3812 | 247 | 11653.495 | 206 | 9401.4998 | 1425.36 | 1675340 | 46 | 43457.0354 | 46 | 23600.9242 | 46 | 21773.8672 | 3133.27 | 3762870 | 21 | 233902.6302 | 21 | 206603.1732 | 21 | 204862.2493 | 23881 | 29628400 | 967.8795 | 78.73% | 9.027% | 14.6% | 14.25% | 6.667% | 76.72% | 99.6% | 42.34% | 83.06% | 34.16% | 100% | 54.31% | 100% | 50.1% | 100% | 88.33% | 100% | 87.58% | Suburb Large | 899.7309 | Middle Atlantic
8837 | 1 | NewYork | 0 | NY | 2013 | 3537 | 2535181.4614 | 220038.4 | 273123000 | 3104 | 418752.6407 | 3041 | 145932.1014 | 2547 | 113175.0562 | 18956.9 | 22211600 | 282 | 273127.286 | 282 | 138226.6581 | 282 | 127007.3095 | 18065.5 | 21944400 | 151 | 1843301.5347 | 151 | 1632490.3612 | 151 | 1613417.0213 | 183016 | 228967000 | 716.7604 | 87.76% | 16.52% | 7.973% | 10.77% | 4.269% | 72.71% | 97.97% | 34.85% | 82.06% | 27.03% | 100% | 50.61% | 100% | 46.5% | 100% | 88.56% | 100% | 87.53% | City Small | 2486.4724 | Middle Atlantic
8840 | 1 | NewYork | 0 | NY | 2013 | 4266 | 786985.9417 | 39232.5 | 47541000 | 4087 | 519358.6095 | 3926 | 138759.0174 | 2754 | 98071.8178 | 17340.3 | 20501900 | 160 | 151793.0947 | 160 | 89032.3424 | 160 | 82870.8642 | 11020.8 | 13497000 | 19 | 115834.2374 | 19 | 96299.7915 | 19 | 94329.3895 | 10871.4 | 13542100 | 184.4787 | 95.8% | 65.99% | 3.751% | 19.29% | 0.4454% | 14.72% | 96.06% | 26.72% | 67.38% | 18.88% | 100% | 58.65% | 100% | 54.59% | 100% | 83.14% | 100% | 81.43% | Suburb Large | 4852.0652 | Middle Atlantic
8854 | 0.0071605 | NewYork | 0 | NY | 2013 | 105 | 22102.5998 | 1109.872 | 1312344 | 95 | 13974.3083 | 94 | 4817.1442 | 77 | 3696.8585 | 661.845 | 772671 | 10 | 8128.2915 | 10 | 3417.3942 | 10 | 2761.9495 | 448.027 | 539673 | 0 | 0 | 0 | 0 | 0 | 0 | 0 | 0 | 210.501 | 90.48% | 63.22% | 9.524% | 36.78% | 0% | 0% | 98.95% | 34.47% | 81.05% | 26.45% | 100% | 42.04% | 100% | 33.98% | #DIV/0! | #DIV/0! | #DIV/0! | #DIV/0! | Suburb Large | 2960.2081 | Middle Atlantic
8859 | 0.48039 | NewYork | 0 | NY | 2013 | 2225 | 435791.9173 | 25916.65 | 31209300 | 2130 | 283794.252 | 2098 | 103374.4688 | 1806 | 79218.1798 | 14164.1 | 16781000 | 84 | 68844.4427 | 84 | 35596.2841 | 84 | 32884.6022 | 4886.58 | 5876130 | 11 | 83153.2225 | 11 | 60174.8469 | 11 | 57922.1569 | 6865.97 | 8552170 | 195.8615 | 95.73% | 65.12% | 3.775% | 15.8% | 0.4944% | 19.08% | 98.5% | 36.43% | 84.79% | 27.91% | 100% | 51.71% | 100% | 47.77% | 100% | 72.37% | 100% | 69.66% | Suburb Large | 3123.9094 | Middle Atlantic
8861 | 1 | NewYork | 0 | NY | 2013 | 8699 | 1991938.9077 | 124171.3 | 152670800 | 8149 | 901077.8561 | 8087 | 325361.5547 | 5701 | 235388.3065 | 35732.8 | 43032900 | 462 | 469003.7071 | 461 | 282862.1681 | 460 | 261898.1385 | 33309.5 | 41062800 | 88 | 621857.3445 | 88 | 487217.1681 | 88 | 471374.5808 | 55129 | 68575100 | 228.9848 | 93.68% | 45.24% | 5.311% | 23.55% | 1.012% | 31.22% | 99.24% | 36.11% | 69.96% | 26.12% | 99.78% | 60.31% | 99.57% | 55.84% | 100% | 78.35% | 100% | 75.8% | Suburb Large | 8084.3319 | Middle Atlantic
8863 | 1 | NewYork | 0 | NY | 2013 | 4556 | 628408.6645 | 31326 | 37446740 | 4468 | 519128.009 | 4409 | 178794.578 | 3651 | 133446.0914 | 24294.3 | 28836900 | 83 | 84146.8584 | 83 | 37934.928 | 83 | 34078.6302 | 4963.89 | 6042910 | 5 | 25133.7971 | 5 | 18099.7782 | 5 | 17314.7854 | 2067.81 | 2566930 | 137.9299 | 98.07% | 82.61% | 1.822% | 13.39% | 0.1097% | 4% | 98.68% | 34.44% | 81.71% | 25.71% | 100% | 45.08% | 100% | 40.5% | 100% | 72.01% | 100% | 68.89% | Suburb Large | 6119.7084 | Middle Atlantic
8865 | 0.18126 | Allentown | 0 | PA | 2006 | 6940 | 1322341.8242 | 75770.5 | 90844200 | 6614 | 825486.9327 | 6551 | 295126.8014 | 5085 | 211763.6339 | 36868.1 | 43920900 | 285 | 258267.233 | 285 | 149067.3273 | 285 | 134922.8066 | 18640.8 | 22409300 | 41 | 238587.6585 | 41 | 165391.4337 | 41 | 156877.5745 | 20261.6 | 24514000 | 190.5392 | 95.3% | 62.43% | 4.107% | 19.53% | 0.5908% | 18.04% | 99.05% | 35.75% | 76.88% | 25.65% | 100% | 57.72% | 100% | 52.24% | 100% | 69.32% | 100% | 65.75% | Suburb Large | 663.1916 | Middle Atlantic
8872 | 0.80106 | NewYork | 0 | NY | 2013 | 4729 | 1065562.4347 | 74151.5 | 89049600 | 4509 | 618727.4938 | 4466 | 239037.9236 | 3863 | 185901.7363 | 33214.8 | 38739800 | 187 | 135507.9733 | 187 | 76941.0143 | 187 | 70467.4251 | 10162.2 | 12175700 | 33 | 311326.9676 | 33 | 268279.5996 | 33 | 264342.6395 | 30774.5 | 38134100 | 225.3251 | 95.35% | 58.07% | 3.954% | 12.72% | 0.6978% | 29.22% | 99.05% | 38.63% | 85.67% | 30.05% | 100% | 56.78% | 100% | 52% | 100% | 86.17% | 100% | 84.91% | Suburb Large | 1839.7865 | Middle Atlantic
8879 | 0.44076 | NewYork | 0 | NY | 2013 | 3963 | 663070.02 | 30689.16 | 37489660 | 3824 | 492885.3153 | 3799 | 153202.0534 | 2970 | 107438.3131 | 19018.8 | 23120600 | 122 | 100920.4894 | 122 | 50247.5776 | 122 | 45278.7967 | 6248.09 | 7671160 | 17 | 69264.2154 | 17 | 46748.3714 | 17 | 44706.7888 | 5422.27 | 6697900 | 167.3152 | 96.49% | 74.33% | 3.078% | 15.22% | 0.429% | 10.45% | 99.35% | 31.08% | 77.67% | 21.8% | 100% | 49.79% | 100% | 44.87% | 100% | 67.49% | 100% | 64.55% | Suburb Large | 2395.8449 | Middle Atlantic
8882 | 0.62641 | NewYork | 0 | NY | 2013 | 3107 | 531187.0441 | 33759.08 | 41086430 | 3015 | 337688.6536 | 2976 | 118127.3552 | 2291 | 89493.2411 | 15859.4 | 18808900 | 81 | 69729.927 | 81 | 41958.7276 | 81 | 39027.1901 | 5141.98 | 6285430 | 11 | 123768.4634 | 11 | 113957.3752 | 11 | 113530.2942 | 12757.7 | 15992100 | 170.9646 | 97.04% | 63.57% | 2.607% | 13.13% | 0.354% | 23.3% | 98.71% | 34.98% | 75.99% | 26.5% | 100% | 60.17% | 100% | 55.97% | 100% | 92.07% | 100% | 91.73% | Suburb Large | 4740.4636 | Middle Atlantic
8901 | 0.047848 | NewYork | 0 | NY | 2013 | 230 | 29614.8964 | 1243.72 | 1547425 | 229 | 25452.4846 | 226 | 7106.4684 | 161 | 4959.0183 | 884.956 | 1097660 | 0 | 0 | 0 | 0 | 0 | 0 | 0 | 0 | 1 | 4162.4117 | 1 | 3296.1782 | 1 | 3194.9678 | 358.764 | 449765 | 128.7604 | 99.57% | 85.94% | 0% | 0% | 0.4348% | 14.06% | 98.69% | 27.92% | 70.31% | 19.48% | #DIV/0! | #DIV/0! | #DIV/0! | #DIV/0! | 100% | 79.19% | 100% | 76.76% | Suburb Large | 8834.6337 | Middle Atlantic
10001 | 1 | NewYork | NewYork, NY | NY | 2013 | 161 | 797457.397 | 34427.563 | 44589147 | 32 | 8461.2136 | 31 | 3177.9852 | 27 | 2646.1717 | 437.233 | 565727 | 56 | 67836.5125 | 56 | 23116.939 | 55 | 19867.2654 | 2360.03 | 3052520 | 73 | 721159.6709 | 73 | 256271.9379 | 73 | 225940.964 | 31630.3 | 40970900 | 4953.1515 | 19.88% | 1.061% | 34.78% | 8.507% | 45.34% | 90.43% | 96.88% | 37.56% | 84.38% | 31.27% | 100% | 34.08% | 98.21% | 29.29% | 100% | 35.54% | 100% | 31.33% | City Large | 34513.642 | Middle Atlantic
10002 | 1 | Manhattan | NewYork, NY | NY | 2007 | 358 | 639049.46 | 31994.071 | 41376042 | 65 | 14160.1551 | 63 | 6298.0104 | 52 | 5494.9093 | 560.541 | 728142 | 201 | 217333.1751 | 201 | 104980.4778 | 201 | 94504.0694 | 9572.63 | 12384200 | 92 | 407556.1298 | 92 | 198805.4839 | 92 | 176380.8203 | 21860.9 | 28263700 | 1785.0544 | 18.16% | 2.216% | 56.15% | 34.01% | 25.7% | 63.78% | 96.92% | 44.48% | 80% | 38.81% | 100% | 48.3% | 100% | 43.48% | 100% | 48.78% | 100% | 43.28% | City Large | 68561.0744 | Middle Atlantic
10003 | 1 | NewYork | NewYork, NY | NY | 2013 | 189 | 735426.3901 | 26702.63 | 34558467 | 20 | 3340.543 | 19 | 1012.0357 | 11 | 742.7953 | 123.64 | 160177 | 56 | 72251.42 | 56 | 24651.393 | 55 | 20298.7019 | 2138.99 | 2766790 | 113 | 659834.4272 | 113 | 216355.9993 | 113 | 175118.2951 | 24440 | 31631500 | 3891.1449 | 10.58% | 0.4542% | 29.63% | 9.824% | 59.79% | 89.72% | 95% | 30.3% | 55% | 22.24% | 100% | 34.12% | 98.21% | 28.09% | 100% | 32.79% | 100% | 26.54% | City Large | 100499.9534 | Middle Atlantic
10004 | 1 | NewYork | 0 | NY | 2005 | 198 | 346310.6009 | 18170.974 | 23177379 | 84 | 16505.3852 | 83 | 6000.2918 | 62 | 4419.7441 | 682.554 | 845569 | 84 | 84357.2674 | 84 | 32773.4017 | 82 | 29894.0556 | 4401.92 | 5543310 | 30 | 245447.9483 | 30 | 98072.3846 | 29 | 90548.0725 | 13086.5 | 16788500 | 1749.0434 | 42.42% | 4.766% | 42.42% | 24.36% | 15.15% | 70.88% | 98.81% | 36.35% | 73.81% | 26.78% | 100% | 38.85% | 97.62% | 35.44% | 100% | 39.96% | 96.67% | 36.89% | City Large | 3336.8185 | Middle Atlantic
10005 | 1 | NewYork | NewYork, NY | NY | 2013 | 34 | 112150.9042 | 1045.186 | 1349250 | 1 | 256.0943 | 0 | 0 | 0 | 0 | 0 | 0 | 12 | 18403.7139 | 11 | 1311.7191 | 8 | 821.7273 | 101.191 | 130960 | 21 | 93491.0959 | 21 | 9861.7937 | 21 | 7704.8285 | 943.995 | 1218290 | 3298.556 | 2.941% | 0.2283% | 35.29% | 16.41% | 61.76% | 83.36% | 0% | 0% | 0% | 0% | 91.67% | 7.127% | 66.67% | 4.465% | 100% | 10.55% | 100% | 8.241% | City Large | 44766.5178 | Middle Atlantic
10006 | 1 | Manhattan | NewYork, NY | NY | 2007 | 24 | 101067.2684 | 2846.799 | 3686347.84 | 0 | 0 | 0 | 0 | 0 | 0 | 6.608 | 8579.84 | 9 | 13138.3468 | 9 | 2578.8658 | 8 | 2042.8658 | 180.481 | 232308 | 15 | 87928.9216 | 15 | 24930.3819 | 15 | 21081.7073 | 2659.71 | 3445460 | 4211.1362 | 0% | 0% | 37.5% | 13% | 62.5% | 87% | #DIV/0! | #DIV/0! | #DIV/0! | #DIV/0! | 100% | 19.63% | 88.89% | 15.55% | 100% | 28.35% | 100% | 23.98% | City Large | 34745.845 | Middle Atlantic
10007 | 1 | NewYork | NewYork, NY | NY | 2013 | 68 | 253357.435 | 7594.963 | 9827070 | 13 | 965.8642 | 9 | 126.3429 | 4 | 93.1192 | 0 | 0 | 12 | 19511.6285 | 11 | 4384.5691 | 9 | 3800.4881 | 538.993 | 697100 | 43 | 232879.9423 | 43 | 53218.7048 | 42 | 43766.9548 | 7055.97 | 9129970 | 3725.8446 | 19.12% | 0.3812% | 17.65% | 7.701% | 63.24% | 91.92% | 69.23% | 13.08% | 30.77% | 9.641% | 91.67% | 22.47% | 75% | 19.48% | 100% | 22.85% | 97.67% | 18.79% | City Large | 50040.3937 | Middle Atlantic
10009 | 1 | NewYork | NewYork, NY | NY | 2013 | 285 | 475306.4707 | 20923.107 | 27081413 | 70 | 11792.81 | 68 | 4630.5414 | 48 | 3895.7163 | 476.507 | 614613 | 153 | 165466.4563 | 153 | 76129.4796 | 153 | 68560.7549 | 8059.9 | 10426600 | 62 | 298047.2044 | 62 | 122367.3363 | 62 | 105197.7452 | 12386.7 | 16040200 | 1667.742 | 24.56% | 2.481% | 53.68% | 34.81% | 21.75% | 62.71% | 97.14% | 39.27% | 68.57% | 33.03% | 100% | 46.01% | 100% | 41.43% | 100% | 41.06% | 100% | 35.3% | City Large | 74071.4322 | Middle Atlantic
10010 | 1 | NewYork | NewYork, NY | NY | 2005 | 120 | 513763.0386 | 17440.4146 | 22584383.3 | 6 | 1828.3222 | 6 | 837.0606 | 6 | 751.7289 | 61.4446 | 79703.3 | 53 | 60732.9508 | 53 | 24287.0281 | 52 | 21118.6556 | 2645.27 | 3424380 | 61 | 451201.7656 | 61 | 142893.0003 | 61 | 121742.1202 | 14733.7 | 19080300 | 4281.3587 | 5% | 0.3559% | 44.17% | 11.82% | 50.83% | 87.82% | 100% | 45.78% | 100% | 41.12% | 100% | 39.99% | 98.11% | 34.77% | 100% | 31.67% | 100% | 26.98% | City Large | 69691.5521 | Middle Atlantic
10011 | 1 | NewYork | NewYork, NY | NY | 2013 | 149 | 708010.7883 | 30040.861 | 38863800 | 19 | 5186.2439 | 18 | 1794.9385 | 13 | 1492.042 | 163.151 | 203160 | 54 | 60839.5426 | 54 | 21201.451 | 54 | 17178.178 | 1864.71 | 2408940 | 76 | 641985.0018 | 76 | 232584.734 | 76 | 193195.2808 | 28013 | 36251700 | 4751.7503 | 12.75% | 0.7325% | 36.24% | 8.593% | 51.01% | 90.67% | 94.74% | 34.61% | 68.42% | 28.77% | 100% | 34.85% | 100% | 28.24% | 100% | 36.23% | 100% | 30.09% | City Large | 74865.707 | Middle Atlantic
10012 | 1 | NewYork | NewYork, NY | NY | 2013 | 120 | 406365.1483 | 16259.211 | 21043717 | 11 | 2187.4226 | 11 | 860.3385 | 10 | 708.7939 | 127.821 | 166267 | 40 | 47799.6317 | 40 | 19552.015 | 40 | 16760.4431 | 1597.19 | 2071850 | 69 | 356378.094 | 69 | 127137.2063 | 69 | 103665.4379 | 14534.2 | 18805600 | 3386.3762 | 9.167% | 0.5383% | 33.33% | 11.76% | 57.5% | 87.7% | 100% | 39.33% | 90.91% | 32.4% | 100% | 40.9% | 100% | 35.06% | 100% | 35.67% | 100% | 29.09% | City Large | 69867.9734 | Middle Atlantic
10013 | 1 | Manhattan | NewYork, NY | NY | 2007 | 203 | 647981.4198 | 28035.81 | 36212688 | 40 | 7336.8425 | 36 | 2101.8566 | 20 | 1557.0416 | 147.22 | 178898 | 51 | 69857.0767 | 51 | 23879.8265 | 50 | 19083.9977 | 2062.89 | 2663990 | 112 | 570787.5007 | 112 | 241507.544 | 112 | 209262.9743 | 25825.7 | 33369800 | 3192.0267 | 19.7% | 1.132% | 25.12% | 10.78% | 55.17% | 88.09% | 90% | 28.65% | 50% | 21.22% | 100% | 34.18% | 98.04% | 27.32% | 100% | 42.31% | 100% | 36.66% | City Large | 37111.501 | Middle Atlantic
10014 | 1 | NewYork | NewYork, NY | NY | 2013 | 224 | 472877.4502 | 20145.57 | 25942229 | 49 | 11173.2708 | 49 | 3688.742 | 40 | 2724.0889 | 169.54 | 220769 | 99 | 124148.7908 | 99 | 46786.131 | 98 | 37590.8143 | 2995.23 | 3863560 | 76 | 337555.3886 | 76 | 135122.6751 | 76 | 112683.1134 | 16980.8 | 21857900 | 2111.06 | 21.88% | 2.363% | 44.2% | 26.25% | 33.93% | 71.38% | 100% | 33.01% | 81.63% | 24.38% | 100% | 37.69% | 98.99% | 30.28% | 100% | 40.03% | 100% | 33.38% | City Large | 44391.0434 | Middle Atlantic
10016 | 1 | NewYork | NewYork, NY | NY | 2013 | 176 | 524684.5856 | 15487.82 | 20038370 | 22 | 5718.8283 | 21 | 1821.9048 | 19 | 1602.8176 | 131.28 | 170410 | 73 | 88255.9365 | 73 | 26032.736 | 72 | 21314.0853 | 1709.84 | 2216260 | 81 | 430709.8208 | 81 | 105351.7744 | 81 | 84441.0221 | 13646.7 | 17651700 | 2981.1624 | 12.5% | 1.09% | 41.48% | 16.82% | 46.02% | 82.09% | 95.45% | 31.86% | 86.36% | 28.03% | 100% | 29.5% | 98.63% | 24.15% | 100% | 24.46% | 100% | 19.61% | City Large | 89814.7556 | Middle Atlantic
10017 | 1 | NewYork | NewYork, NY | NY | 2013 | 113 | 535893.0979 | 7457.7184 | 9639473.3 | 5 | 1589.2678 | 5 | 300.5638 | 3 | 208.2757 | 23.3274 | 30288.3 | 37 | 51992.6168 | 35 | 7621.2804 | 32 | 5437.3723 | 682.991 | 883045 | 71 | 482311.2133 | 71 | 68122.4564 | 70 | 55280.741 | 6751.4 | 8726140 | 4742.4168 | 4.425% | 0.2966% | 32.74% | 9.702% | 62.83% | 90% | 100% | 18.91% | 60% | 13.11% | 94.59% | 14.66% | 86.49% | 10.46% | 100% | 14.12% | 98.59% | 11.46% | City Large | 50104.1714 | Middle Atlantic
10018 | 1 | NewYork | NewYork, NY | NY | 2013 | 76 | 373637.3129 | 11789.0703 | 15284317 | 10 | 2252.6049 | 10 | 705.9359 | 8 | 613.0753 | 98.2023 | 126397 | 25 | 28066.2368 | 25 | 9296.3513 | 23 | 7997.0737 | 832.768 | 1079320 | 41 | 343318.4713 | 41 | 96443.997 | 40 | 84671.6077 | 10858.1 | 14078600 | 4916.2804 | 13.16% | 0.6029% | 32.89% | 7.512% | 53.95% | 91.89% | 100% | 31.34% | 80% | 27.22% | 100% | 33.12% | 92% | 28.49% | 100% | 28.09% | 97.56% | 24.66% | City Large | 19157.9087 | Middle Atlantic
10019 | 1 | NewYork | NewYork, NY | NY | 2013 | 184 | 752737.0078 | 24285.329 | 31386863 | 31 | 6241.9747 | 30 | 2192.3057 | 22 | 1840.5727 | 238.109 | 306763 | 67 | 96087.7395 | 67 | 28317.2181 | 63 | 24193.8957 | 2419.62 | 3136600 | 86 | 650407.2937 | 85 | 168306.4821 | 84 | 144780.7769 | 21627.6 | 27943500 | 4090.962 | 16.85% | 0.8292% | 36.41% | 12.77% | 46.74% | 86.41% | 96.77% | 35.12% | 70.97% | 29.49% | 100% | 29.47% | 94.03% | 25.18% | 98.84% | 25.88% | 97.67% | 22.26% | City Large | 49266.3907 | Middle Atlantic
10020 | 1 | Manhattan | NewYork, NY | NY | 2007 | 17 | 123810.1934 | 1552.438 | 2012704.8 | 0 | 0 | 0 | 0 | 0 | 0 | 0 | 0 | 2 | 2647.5685 | 2 | 408 | 2 | 308 | 38.528 | 50024.8 | 15 | 121162.6249 | 15 | 14685.3776 | 15 | 11992.9356 | 1513.91 | 1962680 | 7282.9526 | 0% | 0% | 11.76% | 2.138% | 88.24% | 97.86% | #DIV/0! | #DIV/0! | #DIV/0! | #DIV/0! | 100% | 15.41% | 100% | 11.63% | 100% | 12.12% | 100% | 9.898% | City Large | 18773.2138 | Middle Atlantic
10021 | 1 | NewYork | NewYork, NY | NY | 2013 | 184 | 510395.8732 | 14819.7052 | 19149422.9 | 17 | 3903.069 | 16 | 1163.4121 | 15 | 924.1025 | 65.5052 | 84852.9 | 92 | 129668.5543 | 92 | 32854.4466 | 90 | 23943.4023 | 1597.9 | 2064070 | 75 | 376824.2499 | 75 | 104109.9976 | 75 | 83404.2264 | 13156.3 | 17000500 | 2773.8906 | 9.239% | 0.7647% | 50% | 25.41% | 40.76% | 73.83% | 94.12% | 29.81% | 88.24% | 23.68% | 100% | 25.34% | 97.83% | 18.47% | 100% | 27.63% | 100% | 22.13% | City Large | 87704.4507 | Middle Atlantic
10022 | 1 | NewYork | NewYork, NY | NY | 2013 | 157 | 607426.5803 | 7877.7415 | 10209655.3 | 13 | 2595.4562 | 11 | 552.8453 | 6 | 495.886 | 56.9615 | 73815.3 | 53 | 68498.8347 | 52 | 15706.772 | 50 | 12009.4782 | 1417.42 | 1835960 | 91 | 536332.2894 | 91 | 70664.5061 | 89 | 54479.7384 | 6403.36 | 8299880 | 3868.9591 | 8.28% | 0.4273% | 33.76% | 11.28% | 57.96% | 88.3% | 84.62% | 21.3% | 46.15% | 19.11% | 98.11% | 22.93% | 94.34% | 17.53% | 100% | 13.18% | 97.8% | 10.16% | City Large | 62661.8034 | Middle Atlantic
10023 | 1 | NewYork | NewYork, NY | NY | 2013 | 171 | 526762.6017 | 16837.451 | 21773072 | 28 | 5453.8854 | 24 | 1492.9201 | 17 | 1288.7313 | 167.401 | 214942 | 65 | 78335.5361 | 64 | 22151.3682 | 60 | 18318.8189 | 2160.05 | 2786230 | 78 | 442973.1802 | 78 | 129270.8843 | 78 | 104244.8694 | 14510 | 18771900 | 3080.4831 | 16.37% | 1.035% | 38.01% | 14.87% | 45.61% | 84.09% | 85.71% | 27.37% | 60.71% | 23.63% | 98.46% | 28.28% | 92.31% | 23.39% | 100% | 29.18% | 100% | 23.53% | City Large | 64984.5106 | Middle Atlantic
10024 | 1 | NewYork | NewYork, NY | NY | 2013 | 187 | 554563.4687 | 19320.94 | 24982304 | 13 | 3457.1207 | 11 | 1038.8295 | 9 | 873.3223 | 105.19 | 135934 | 88 | 121018.5268 | 88 | 42766.3784 | 87 | 35200.9311 | 4186.35 | 5414370 | 86 | 430087.8212 | 86 | 149793.3215 | 86 | 122361.3944 | 15029.4 | 19432000 | 2965.58 | 6.952% | 0.6234% | 47.06% | 21.82% | 45.99% | 77.55% | 84.62% | 30.05% | 69.23% | 25.26% | 100% | 35.34% | 98.86% | 29.09% | 100% | 34.83% | 100% | 28.45% | City Large | 59447.5133 | Middle Atlantic
10025 | 1 | NewYork | NewYork, NY | NY | 2013 | 357 | 644425.0507 | 30026.923 | 38880571 | 35 | 9470.5754 | 35 | 3385.0132 | 28 | 2857.4783 | 192.353 | 249471 | 248 | 308806.2294 | 248 | 129345.7525 | 247 | 114052.2965 | 7781.57 | 10079400 | 74 | 326148.2459 | 74 | 127449.6487 | 74 | 112264.5424 | 22053 | 28551700 | 1805.1122 | 9.804% | 1.47% | 69.47% | 47.92% | 20.73% | 50.61% | 100% | 35.74% | 80% | 30.17% | 100% | 41.89% | 99.6% | 36.93% | 100% | 39.08% | 100% | 34.42% | City Large | 61925.6657 | Middle Atlantic
10026 | 1 | NewYork | NewYork, NY | NY | 2013 | 207 | 330513.5314 | 16773.052 | 21735738 | 32 | 8380.1469 | 32 | 3665.982 | 29 | 3313.3767 | 404.942 | 519838 | 136 | 150373.0455 | 136 | 75056.9647 | 136 | 68276.2738 | 7849.65 | 10180400 | 39 | 171760.3389 | 39 | 81740.3324 | 39 | 73375.4404 | 8518.46 | 11035500 | 1596.6837 | 15.46% | 2.535% | 65.7% | 45.5% | 18.84% | 51.97% | 100% | 43.75% | 90.62% | 39.54% | 100% | 49.91% | 100% | 45.4% | 100% | 47.59% | 100% | 42.72% | City Large | 79947.1488 | Middle Atlantic
10027 | 1 | NewYork | NewYork, NY | NY | 2013 | 441 | 788930.4224 | 42446.076 | 54916980 | 97 | 21497.0409 | 97 | 9690.0541 | 81 | 8640.4338 | 790.576 | 1024580 | 249 | 279169.3845 | 249 | 138523.4024 | 248 | 125092.4552 | 10296.8 | 13315700 | 95 | 488263.9969 | 95 | 231964.8137 | 94 | 208436.8113 | 31358.7 | 40576700 | 1788.9579 | 22% | 2.725% | 56.46% | 35.39% | 21.54% | 61.89% | 100% | 45.08% | 83.51% | 40.19% | 100% | 49.62% | 99.6% | 44.81% | 100% | 47.51% | 98.95% | 42.69% | City Large | 53219.0123 | Middle Atlantic
10028 | 1 | NewYork | NewYork, NY | NY | 2013 | 176 | 451068.7938 | 16939.3035 | 21907675.5 | 12 | 2978.4977 | 12 | 612.8836 | 8 | 409.7973 | 57.0735 | 73215.5 | 99 | 129356.064 | 99 | 42536.0229 | 99 | 34686.6472 | 2126.13 | 2757160 | 65 | 318734.2321 | 65 | 110221.09 | 65 | 92431.1083 | 14756.1 | 19077300 | 2562.8909 | 6.818% | 0.6603% | 56.25% | 28.68% | 36.93% | 70.66% | 100% | 20.58% | 66.67% | 13.76% | 100% | 32.88% | 100% | 26.81% | 100% | 34.58% | 100% | 29% | City Large | 78743.8262 | Middle Atlantic
10029 | 1 | NewYork | NewYork, NY | NY | 2013 | 406 | 658407.8553 | 33783.35 | 43790950 | 81 | 19029.8886 | 78 | 8890.2034 | 77 | 8058.474 | 913.75 | 1185550 | 248 | 264150.6811 | 248 | 131393.1199 | 247 | 119089.0946 | 13670.9 | 17731000 | 77 | 375227.2856 | 77 | 180486.1562 | 77 | 164629.722 | 19198.7 | 24874400 | 1621.6942 | 19.95% | 2.89% | 61.08% | 40.12% | 18.97% | 56.99% | 96.3% | 46.72% | 95.06% | 42.35% | 100% | 49.74% | 99.6% | 45.08% | 100% | 48.1% | 100% | 43.87% | City Large | 68682.8452 | Middle Atlantic
10030 | 1 | NewYork | NewYork, NY | NY | 2013 | 194 | 251136.4595 | 14706.522 | 19057048 | 38 | 10043.747 | 38 | 4983.5114 | 38 | 4486.9828 | 310.332 | 402728 | 125 | 133860.8577 | 125 | 72059.5283 | 125 | 65895.4577 | 5382.78 | 6976520 | 31 | 107231.8547 | 31 | 57334.6795 | 31 | 52426.535 | 9013.41 | 11677800 | 1294.5178 | 19.59% | 3.999% | 64.43% | 53.3% | 15.98% | 42.7% | 100% | 49.62% | 100% | 44.67% | 100% | 53.83% | 100% | 49.23% | 100% | 53.47% | 100% | 48.89% | City Large | 86778.9885 | Middle Atlantic
10031 | 1 | NewYork | NewYork, NY | NY | 2013 | 303 | 431299.076 | 24210.323 | 31373873 | 65 | 11176.4319 | 52 | 4739.5699 | 43 | 3976.0303 | 330.223 | 426903 | 193 | 241255.9921 | 193 | 129444.6808 | 193 | 118798.4891 | 7230.9 | 9375270 | 45 | 178866.652 | 45 | 98002.3607 | 45 | 90383.4765 | 16649.2 | 21571700 | 1423.4293 | 21.45% | 2.591% | 63.7% | 55.94% | 14.85% | 41.47% | 80% | 42.41% | 66.15% | 35.58% | 100% | 53.65% | 100% | 49.24% | 100% | 54.79% | 100% | 50.53% | City Large | 56361.7926 | Middle Atlantic
10032 | 0.98502 | Manhattan | NewYork, NY | NY | 2007 | 295 | 479994.735 | 27302.099 | 35365178 | 53 | 12797.1177 | 53 | 6370.8177 | 50 | 5655.4718 | 419.599 | 543378 | 193 | 247489.3937 | 193 | 139686.4611 | 193 | 130035.0997 | 13173 | 17072700 | 49 | 219708.2236 | 49 | 112351.5959 | 49 | 103648.2076 | 13709.5 | 17749100 | 1627.1008 | 17.97% | 2.666% | 65.42% | 51.56% | 16.61% | 45.77% | 100% | 49.78% | 94.34% | 44.19% | 100% | 56.44% | 100% | 52.54% | 100% | 51.14% | 100% | 47.18% | City Large | 72550.7261 | Middle Atlantic
10033 | 1 | NewYork | NewYork, NY | NY | 2013 | 298 | 437848.282 | 26861.937 | 34790624 | 44 | 10521.4524 | 43 | 4693.1577 | 38 | 4180.0199 | 470.037 | 609824 | 208 | 258074.381 | 208 | 139963.1464 | 208 | 131194.563 | 13629.1 | 17658400 | 46 | 169252.4486 | 46 | 92695.8508 | 46 | 85980.0515 | 12762.8 | 16522400 | 1469.2895 | 14.77% | 2.403% | 69.8% | 58.94% | 15.44% | 38.66% | 97.73% | 44.61% | 86.36% | 39.73% | 100% | 54.23% | 100% | 50.84% | 100% | 54.77% | 100% | 50.8% | City Large | 97930.7218 | Middle Atlantic
10034 | 1 | NewYork | NewYork, NY | NY | 2013 | 445 | 526327.4079 | 33911.69 | 43901960 | 229 | 36241.5191 | 226 | 14835.7043 | 168 | 12285.0704 | 1526.19 | 1969660 | 152 | 176322.1125 | 152 | 103053.1849 | 152 | 96575.4922 | 11136.5 | 14433600 | 64 | 313763.7763 | 64 | 190134.3693 | 64 | 179024.0586 | 21249 | 27498700 | 1182.7582 | 51.46% | 6.886% | 34.16% | 33.5% | 14.38% | 59.61% | 98.69% | 40.94% | 73.36% | 33.9% | 100% | 58.45% | 100% | 54.77% | 100% | 60.6% | 100% | 57.06% | City Large | 35072.4609 | Middle Atlantic
10035 | 1 | NewYork | NewYork, NY | NY | 2013 | 395 | 472342.886 | 26849.56 | 34726410 | 156 | 33961.3838 | 150 | 16051.9559 | 134 | 14213.9864 | 1679.26 | 2171210 | 179 | 187118.4997 | 179 | 94726.2794 | 178 | 85673.217 | 10167.5 | 13148800 | 60 | 251263.0025 | 60 | 138550.5711 | 60 | 126998.2386 | 15002.8 | 19406400 | 1195.8048 | 39.49% | 7.19% | 45.32% | 39.61% | 15.19% | 53.2% | 96.15% | 47.27% | 85.9% | 41.85% | 100% | 50.62% | 99.44% | 45.79% | 100% | 55.14% | 100% | 50.54% | City Large | 22720.3675 | Middle Atlantic
10036 | 1 | NewYork | NewYork, NY | NY | 2013 | 124 | 473524.4785 | 10194.1493 | 13211183 | 27 | 3916.0202 | 21 | 859.5379 | 14 | 636.4561 | 83.9193 | 108123 | 43 | 50326.8043 | 43 | 18156.2673 | 40 | 15672.1679 | 1833.95 | 2374560 | 54 | 419281.654 | 54 | 85235.0509 | 52 | 70975.2919 | 8276.28 | 10728500 | 3818.7458 | 21.77% | 0.827% | 34.68% | 10.63% | 43.55% | 88.54% | 77.78% | 21.95% | 51.85% | 16.25% | 100% | 36.08% | 93.02% | 31.14% | 100% | 20.33% | 96.3% | 16.93% | City Large | 40600.1166 | Middle Atlantic
10037 | 1 | NewYork | NewYork, NY | NY | 2013 | 112 | 157674.2808 | 8777.839 | 11368863 | 28 | 7154.9362 | 28 | 2951.5562 | 27 | 2582.0763 | 295.139 | 382893 | 65 | 65834.7396 | 65 | 35728.7079 | 65 | 32986.8133 | 3775.95 | 4898090 | 19 | 84684.6049 | 19 | 43471.4012 | 19 | 39995.0632 | 4706.75 | 6087880 | 1407.8061 | 25% | 4.538% | 58.04% | 41.75% | 16.96% | 53.71% | 100% | 41.25% | 96.43% | 36.09% | 100% | 54.27% | 100% | 50.11% | 100% | 51.33% | 100% | 47.23% | City Large | 57173.0447 | Middle Atlantic
10038 | 1 | Manhattan | NewYork, NY | NY | 2007 | 82 | 243251.9798 | 10224.6973 | 13110128.2 | 8 | 1232.7117 | 7 | 264.0608 | 6 | 145.7538 | 21.8973 | 28358.2 | 37 | 44352.9156 | 37 | 17148.5555 | 37 | 15157.7678 | 1807 | 2338970 | 37 | 197666.3526 | 37 | 69868.6974 | 36 | 62411.0189 | 8395.8 | 10742800 | 2966.4876 | 9.756% | 0.5068% | 45.12% | 18.23% | 45.12% | 81.26% | 87.5% | 21.42% | 75% | 11.82% | 100% | 38.66% | 100% | 34.18% | 100% | 35.35% | 97.3% | 31.57% | City Large | 45210.8006 | Middle Atlantic
10039 | 1 | NewYork | NewYork, NY | NY | 2013 | 128 | 166654.3519 | 9870.927 | 12804266 | 32 | 7896.7939 | 31 | 3919.8573 | 29 | 3497.4845 | 196.277 | 254376 | 78 | 81502.5893 | 78 | 43564.3294 | 78 | 40115.3651 | 3711.6 | 4813090 | 18 | 77254.9686 | 18 | 42689.5816 | 18 | 38960.9309 | 5963.05 | 7736800 | 1301.9871 | 25% | 4.738% | 60.94% | 48.91% | 14.06% | 46.36% | 96.88% | 49.64% | 90.62% | 44.29% | 100% | 53.45% | 100% | 49.22% | 100% | 55.26% | 100% | 50.43% | City Large | 57971.7512 | Middle Atlantic
10040 | 1 | NewYork | NewYork, NY | NY | 2013 | 197 | 315506.4408 | 19540.266 | 25303627 | 40 | 5915.8666 | 37 | 2557.392 | 30 | 2141.0304 | 255.056 | 328427 | 115 | 148324.1322 | 115 | 85125.0216 | 115 | 80297.1028 | 9156.91 | 11855900 | 42 | 161266.442 | 42 | 94047.0282 | 42 | 87889.6256 | 10128.3 | 13119300 | 1601.5555 | 20.3% | 1.875% | 58.38% | 47.01% | 21.32% | 51.11% | 92.5% | 43.23% | 75% | 36.19% | 100% | 57.39% | 100% | 54.14% | 100% | 58.32% | 100% | 54.5% | City Large | 83978.7024 | Middle Atlantic
10044 | 1 | Manhattan | NewYork, NY | NY | 2007 | 49 | 105642.0327 | 6149.0133 | 7959876.2 | 20 | 3218.9417 | 17 | 1437.7945 | 15 | 1235.6438 | 66.2033 | 84686.2 | 16 | 18216.7809 | 15 | 7064.6528 | 15 | 6339.9887 | 1318.05 | 1704600 | 13 | 84206.3101 | 13 | 47117.7926 | 13 | 43895.0703 | 4764.76 | 6170590 | 2155.9599 | 40.82% | 3.047% | 32.65% | 17.24% | 26.53% | 79.71% | 85% | 44.67% | 75% | 38.39% | 93.75% | 38.78% | 93.75% | 34.8% | 100% | 55.96% | 100% | 52.13% | City Large | 21674.7689 | Middle Atlantic
10065 | 1 | Manhattan | NewYork, NY | NY | 2007 | 144 | 348922.658 | 10084.7421 | 13037180 | 27 | 3487.1238 | 24 | 1094.8691 | 13 | 914.2046 | 98.1921 | 127230 | 63 | 83524.682 | 63 | 25197.7419 | 61 | 19659.9502 | 1748.94 | 2263050 | 54 | 261910.8522 | 54 | 76935.1402 | 54 | 61298.3791 | 8237.61 | 10646900 | 2423.074 | 18.75% | 0.9994% | 43.75% | 23.94% | 37.5% | 75.06% | 88.89% | 31.4% | 48.15% | 26.22% | 100% | 30.17% | 96.83% | 23.54% | 100% | 29.37% | 100% | 23.4% | City Large | 64899.6083 | Middle Atlantic
10069 | 1 | NewYork | NewYork, NY | NY | 2013 | 13 | 42140.2727 | 909.218 | 1177784 | 1 | 31.0428 | 1 | 4 | 0 | 0 | 0 | 0 | 3 | 6390.2939 | 3 | 2184.9361 | 3 | 1927.9486 | 228.249 | 295735 | 9 | 35718.9361 | 9 | 7150.3677 | 9 | 5756.5021 | 680.969 | 882049 | 3241.5594 | 7.692% | 0.07367% | 23.08% | 15.16% | 69.23% | 84.76% | 100% | 12.89% | 0% | 0% | 100% | 34.19% | 100% | 30.17% | 100% | 20.02% | 100% | 16.12% | City Large | 59339.4988 | Middle Atlantic
10075 | 1 | NewYork | NewYork, NY | NY | 2013 | 82 | 179707.8707 | 5698.401 | 7375908 | 12 | 2721.5669 | 12 | 620.2404 | 9 | 418.2859 | 57.114 | 73078 | 42 | 54966.5135 | 42 | 18433.1431 | 41 | 15370.1171 | 809.427 | 1044500 | 28 | 122019.7903 | 28 | 37899.3646 | 28 | 30047.2092 | 4831.86 | 6258330 | 2191.5594 | 14.63% | 1.514% | 51.22% | 30.59% | 34.15% | 67.9% | 100% | 22.79% | 75% | 15.37% | 100% | 33.54% | 97.62% | 27.96% | 100% | 31.06% | 100% | 24.62% | City Large | 72572.2329 | Middle Atlantic
10105 | 1 | NewYork | NewYork, NY | NY | 2013 | 2 | 4861.2493 | 129.825 | 168553 | 0 | 0 | 0 | 0 | 0 | 0 | 0 | 0 | 1 | 1470.5447 | 1 | 178 | 1 | 150 | 0 | 0 | 1 | 3390.7046 | 1 | 727 | 1 | 621 | 129.825 | 168553 | 2430.6246 | 0% | 0% | 50% | 30.25% | 50% | 69.75% | #DIV/0! | #DIV/0! | #DIV/0! | #DIV/0! | 100% | 12.1% | 100% | 10.2% | 100% | 21.44% | 100% | 18.31% | City Large | 73271.5282 | Middle Atlantic
10123 | 1 | Manhattan | NewYork, NY | NY | 2007 | 1 | 14123.7167 | 147.512 | 191403 | 0 | 0 | 0 | 0 | 0 | 0 | 0 | 0 | 0 | 0 | 0 | 0 | 0 | 0 | 0 | 0 | 1 | 14123.7167 | 1 | 1578.8784 | 1 | 1280 | 147.512 | 191403 | 14123.7167 | 0% | 0% | 0% | 0% | 100% | 100% | #DIV/0! | #DIV/0! | #DIV/0! | #DIV/0! | #DIV/0! | #DIV/0! | #DIV/0! | #DIV/0! | 100% | 11.18% | 100% | 9.063% | City Large | 3239.6053 | Middle Atlantic
10128 | 1 | NewYork | NewYork, NY | NY | 2013 | 199 | 393484.896 | 15288.069 | 19782915 | 27 | 5494.2082 | 26 | 1804.7148 | 19 | 1532.2731 | 149.569 | 193905 | 115 | 159640.5982 | 115 | 52655.2173 | 114 | 42925.3006 | 4230.9 | 5477610 | 57 | 228350.0895 | 57 | 85263.4255 | 57 | 72357.6047 | 10907.6 | 14111400 | 1977.311 | 13.57% | 1.396% | 57.79% | 40.57% | 28.64% | 58.03% | 96.3% | 32.85% | 70.37% | 27.89% | 100% | 32.98% | 99.13% | 26.89% | 100% | 37.34% | 100% | 31.69% | City Large | 116597.5758 | Middle Atlantic
10280 | 1 | NewYork | 0 | NY | 2013 | 22 | 44818.3583 | 1630.9601 | 2113323.2 | 7 | 1547.594 | 7 | 492.8129 | 7 | 405.9685 | 56.0551 | 72151.2 | 7 | 6272.7225 | 7 | 2707.48 | 7 | 2344.421 | 282.945 | 365392 | 8 | 36998.0418 | 8 | 12979.5971 | 8 | 11251.3566 | 1291.96 | 1675780 | 2037.1981 | 31.82% | 3.453% | 31.82% | 14% | 36.36% | 82.55% | 100% | 31.84% | 100% | 26.23% | 100% | 43.16% | 100% | 37.37% | 100% | 35.08% | 100% | 30.41% | City Large | 15353.5779 | Middle Atlantic
10281 | 1 | NewYork | NewYork, NY | NY | 2013 | 1 | 2441.3666 | 48.9095 | 63373.1 | 0 | 0 | 0 | 0 | 0 | 0 | 0 | 0 | 0 | 0 | 0 | 0 | 0 | 0 | 0 | 0 | 1 | 2441.3666 | 1 | 508.912 | 1 | 412.912 | 48.9095 | 63373.1 | 2441.3666 | 0% | 0% | 0% | 0% | 100% | 100% | #DIV/0! | #DIV/0! | #DIV/0! | #DIV/0! | #DIV/0! | #DIV/0! | #DIV/0! | #DIV/0! | 100% | 20.85% | 100% | 16.91% | City Large | 26283.1873 | Middle Atlantic
10282 | 1 | Manhattan | NewYork, NY | NY | 2007 | 11 | 24959.0452 | 660.9289 | 851535.5 | 2 | 221.7965 | 2 | 85.233 | 2 | 61.9841 | 9.0619 | 10721.5 | 5 | 7861.6055 | 5 | 1912.7825 | 5 | 1493.7831 | 172.637 | 223844 | 4 | 16875.6431 | 4 | 4710.7793 | 4 | 4091.7518 | 479.23 | 616970 | 2269.0041 | 18.18% | 0.8886% | 45.45% | 31.5% | 36.36% | 67.61% | 100% | 38.43% | 100% | 27.95% | 100% | 24.33% | 100% | 19% | 100% | 27.91% | 100% | 24.25% | City Large | 27557.406 | Middle Atlantic
10285 | 1 | NewYork | NewYork, NY | NY | 2013 | 7 | 66665.1442 | 772.2875 | 990849.9 | 1 | 225.0478 | 1 | 3.7466 | 0 | 0 | 0 | 0 | 2 | 1890.5023 | 2 | 427.542 | 2 | 322.9538 | 39.8675 | 51365.9 | 4 | 64549.5941 | 4 | 6779.3528 | 3 | 5782.2033 | 732.42 | 939484 | 9523.592 | 14.29% | 0.3376% | 28.57% | 2.836% | 57.14% | 96.83% | 100% | 1.665% | 0% | 0% | 100% | 22.62% | 100% | 17.08% | 100% | 10.5% | 75% | 8.958% | City Large | 30366.3219 | Middle Atlantic
10301 | 1 | NewYork | NewYork, NY | NY | 2013 | 6100 | 1129743.3606 | 52043.45 | 63124100 | 5805 | 748081.1216 | 5676 | 229598.0435 | 4150 | 164638.7614 | 27130.7 | 32423400 | 264 | 247694.8623 | 264 | 131112.4971 | 263 | 119413.5648 | 14935.3 | 18400800 | 31 | 133967.3768 | 31 | 87393.4254 | 31 | 82090.2938 | 9977.45 | 12299900 | 185.2038 | 95.16% | 66.22% | 4.328% | 21.92% | 0.5082% | 11.86% | 97.78% | 30.69% | 71.49% | 22.01% | 100% | 52.93% | 99.62% | 48.21% | 100% | 65.23% | 100% | 61.28% | City Large | 9509.6076 | Middle Atlantic
10302 | 1 | NewYork | NewYork, NY | NY | 2013 | 3629 | 547760.3842 | 28095.46 | 34083360 | 3494 | 352789.9295 | 3430 | 111217.5928 | 2231 | 79059.5433 | 13323.6 | 15862500 | 122 | 112868.6153 | 122 | 67410.8973 | 122 | 62248.9556 | 7957.7 | 9749540 | 13 | 82101.8394 | 13 | 60979.7053 | 13 | 58165.6355 | 6814.16 | 8471320 | 150.9398 | 96.28% | 64.41% | 3.362% | 20.61% | 0.3582% | 14.99% | 98.17% | 31.53% | 63.85% | 22.41% | 100% | 59.73% | 100% | 55.15% | 100% | 74.27% | 100% | 70.85% | City Large | 14057.3804 | Middle Atlantic
10303 | 1 | NewYork | NewYork, NY | NY | 2013 | 3682 | 810244.8186 | 54592.7 | 66026300 | 3433 | 423825.792 | 3388 | 166854.318 | 2651 | 130147.562 | 21198.8 | 25107900 | 218 | 176589.9234 | 218 | 107434.1663 | 218 | 99695.4226 | 13435.8 | 16238100 | 31 | 209829.1032 | 31 | 173497.2074 | 31 | 169273.9895 | 19958.1 | 24680300 | 220.0556 | 93.24% | 52.31% | 5.921% | 21.79% | 0.8419% | 25.9% | 98.69% | 39.37% | 77.22% | 30.71% | 100% | 60.84% | 100% | 56.46% | 100% | 82.69% | 100% | 80.67% | City Large | 6531.2511 | Middle Atlantic
10304 | 1 | NewYork | NewYork, NY | NY | 2013 | 6276 | 1233010.6125 | 56219.44 | 68776100 | 5907 | 842181.8082 | 5828 | 261222.9949 | 4574 | 185904.7442 | 31809.7 | 38767800 | 344 | 297686.1122 | 344 | 147422.4147 | 344 | 129364.5372 | 17612.5 | 21594700 | 25 | 93142.6921 | 25 | 60318.2062 | 25 | 56446.0145 | 6797.24 | 8413600 | 196.4644 | 94.12% | 68.3% | 5.481% | 24.14% | 0.3983% | 7.554% | 98.66% | 31.02% | 77.43% | 22.07% | 100% | 49.52% | 100% | 43.46% | 100% | 64.76% | 100% | 60.6% | City Large | 10627.388 | Middle Atlantic
10305 | 1 | NewYork | NewYork, NY | NY | 2013 | 7150 | 1329522.9518 | 60194.59 | 73884200 | 6798 | 909925.197 | 6763 | 286678.5197 | 5534 | 206948.6384 | 33688.7 | 41175300 | 325 | 287505.6577 | 325 | 145912.1342 | 324 | 130358.9338 | 17468.3 | 21457300 | 27 | 132092.0971 | 27 | 81020.3575 | 27 | 75097.352 | 9037.59 | 11251600 | 185.9473 | 95.08% | 68.44% | 4.545% | 21.62% | 0.3776% | 9.935% | 99.49% | 31.51% | 81.41% | 22.74% | 100% | 50.75% | 99.69% | 45.34% | 100% | 61.34% | 100% | 56.85% | City Large | 9154.4877 | Middle Atlantic
10306 | 1 | NewYork | NewYork, NY | NY | 2013 | 11810 | 1894900.9161 | 90878.6 | 111326000 | 11514 | 1501518.5461 | 11375 | 476980.259 | 9588 | 363597.5232 | 63368.9 | 77200800 | 274 | 238127.8096 | 274 | 121014.4124 | 272 | 108343.0686 | 14354.3 | 17732400 | 22 | 155254.5604 | 22 | 116373.3873 | 22 | 111967.5869 | 13155.4 | 16392800 | 160.4488 | 97.49% | 79.24% | 2.32% | 12.57% | 0.1863% | 8.193% | 98.79% | 31.77% | 83.27% | 24.22% | 100% | 50.82% | 99.27% | 45.5% | 100% | 74.96% | 100% | 72.12% | City Large | 6853.8502 | Middle Atlantic
10307 | 1 | NewYork | NewYork, NY | NY | 2013 | 3422 | 536441.3687 | 25595.51 | 30452430 | 3370 | 473634.4381 | 3347 | 158753.7281 | 2814 | 118467.7446 | 21226.9 | 25080800 | 47 | 42497.0023 | 47 | 22788.7738 | 47 | 19397.6718 | 2638.51 | 3206090 | 5 | 20309.9283 | 5 | 15445.2097 | 5 | 14917.7564 | 1730.1 | 2165540 | 156.7625 | 98.48% | 88.29% | 1.373% | 7.922% | 0.1461% | 3.786% | 99.32% | 33.52% | 83.5% | 25.01% | 100% | 53.62% | 100% | 45.64% | 100% | 76.05% | 100% | 73.45% | City Large | 4814.7821 | Middle Atlantic
10308 | 1 | NewYork | NewYork, NY | NY | 2013 | 5862 | 918154.3967 | 42118.6 | 50988750 | 5740 | 788658.5132 | 5672 | 261999.9624 | 4885 | 193074.1034 | 33916.3 | 40846000 | 110 | 83947.7359 | 110 | 39520.8296 | 110 | 34082.2449 | 4711.48 | 5776900 | 12 | 45548.1475 | 12 | 31351.2273 | 12 | 29579.3213 | 3490.82 | 4365850 | 156.6282 | 97.92% | 85.9% | 1.876% | 9.143% | 0.2047% | 4.961% | 98.82% | 33.22% | 85.1% | 24.48% | 100% | 47.08% | 100% | 40.6% | 100% | 68.83% | 100% | 64.94% | City Large | 10569.151 | Middle Atlantic
10309 | 1 | NewYork | NewYork, NY | NY | 2013 | 6316 | 1542982.8237 | 88893.4 | 106490600 | 5842 | 965866.409 | 5809 | 356255.3904 | 5270 | 264180.0745 | 46054.1 | 53962400 | 438 | 357181.9584 | 438 | 199768.6671 | 438 | 179356.4041 | 24508.8 | 29752100 | 36 | 219934.4563 | 36 | 159892.109 | 36 | 153547.3238 | 18330.5 | 22776100 | 244.2975 | 92.5% | 62.6% | 6.935% | 23.15% | 0.57% | 14.25% | 99.44% | 36.88% | 90.21% | 27.35% | 100% | 55.93% | 100% | 50.21% | 100% | 72.7% | 100% | 69.82% | City Large | 3680.8355 | Middle Atlantic
10310 | 1 | NewYork | NewYork, NY | NY | 2013 | 5030 | 744704.6952 | 38968.62 | 47053920 | 4848 | 531710.3297 | 4730 | 171076.4257 | 3450 | 123946.4241 | 20871.1 | 24811500 | 171 | 144881.1392 | 171 | 82839.5357 | 171 | 75669.8647 | 10328.6 | 12571700 | 11 | 68113.2263 | 11 | 51198.9692 | 11 | 49205.5896 | 7768.92 | 9670720 | 148.0526 | 96.38% | 71.4% | 3.4% | 19.45% | 0.2187% | 9.146% | 97.57% | 32.17% | 71.16% | 23.31% | 100% | 57.18% | 100% | 52.23% | 100% | 75.17% | 100% | 72.24% | City Large | 12658.8732 | Middle Atlantic
10311 | 1 | Newark | NewYork, NY | NJ | 2007 | 8 | 10347.0604 | 761.0577 | 954031.1 | 6 | 831.7945 | 6 | 322.8844 | 4 | 287.8892 | 32.2437 | 40428.1 | 0 | 0 | 0 | 0 | 0 | 0 | 0 | 0 | 2 | 9515.2658 | 2 | 6725.8953 | 2 | 6460.7908 | 728.814 | 913603 | 1293.3825 | 75% | 8.039% | 0% | 0% | 25% | 91.96% | 100% | 38.82% | 66.67% | 34.61% | #DIV/0! | #DIV/0! | #DIV/0! | #DIV/0! | 100% | 70.69% | 100% | 67.9% | City Large | 9231.2348 | Middle Atlantic
10312 | 1 | NewYork | NewYork, NY | NY | 2013 | 12218 | 2138568.2112 | 105432.6 | 126460500 | 11834 | 1779483.677 | 11766 | 620521.6908 | 10697 | 468787.6854 | 82478.3 | 98405800 | 362 | 258246.7575 | 362 | 111978.9793 | 361 | 95337.3083 | 14675.6 | 17727000 | 22 | 100837.7766 | 22 | 73995.6204 | 22 | 70795.6186 | 8278.7 | 10327700 | 175.0342 | 96.86% | 83.21% | 2.963% | 12.08% | 0.1801% | 4.715% | 99.43% | 34.87% | 90.39% | 26.34% | 100% | 43.36% | 99.72% | 36.92% | 100% | 73.38% | 100% | 70.21% | City Large | 7382.1332 | Middle Atlantic
10314 | 1 | NewYork | NewYork, NY | NY | 2013 | 15471 | 3149427.2699 | 188371 | 226946100 | 14737 | 2055927.1424 | 14603 | 769515.1163 | 13054 | 604736.9253 | 104426 | 123743000 | 653 | 537580.4932 | 653 | 279254.4481 | 650 | 252890.5051 | 36258.7 | 43926700 | 81 | 555919.6343 | 81 | 422239.0053 | 81 | 407372.7158 | 47686.3 | 59276400 | 203.5697 | 95.26% | 65.28% | 4.221% | 17.07% | 0.5236% | 17.65% | 99.09% | 37.43% | 88.58% | 29.41% | 100% | 51.95% | 99.54% | 47.04% | 100% | 75.95% | 100% | 73.28% | City Large | 6143.8138 | Middle Atlantic
10451 | 1 | NewYork | NewYork, NY | NY | 2013 | 454 | 759679.796 | 50878.11 | 65878860 | 149 | 31502.6454 | 148 | 15872.2294 | 136 | 14167.1946 | 1651.31 | 2135160 | 214 | 237941.8615 | 214 | 140523.1801 | 213 | 131676.8692 | 15121.6 | 19585700 | 91 | 490235.2892 | 91 | 313608.7973 | 91 | 296282.4334 | 34105.2 | 44158000 | 1673.3035 | 32.82% | 4.147% | 47.14% | 31.32% | 20.04% | 64.53% | 99.33% | 50.38% | 91.28% | 44.97% | 100% | 59.06% | 99.53% | 55.34% | 100% | 63.97% | 100% | 60.44% | City Large | 43341.413 | Middle Atlantic
10452 | 1 | NewYork | NewYork, NY | NY | 2013 | 675 | 790531.7505 | 49477.41 | 64075110 | 283 | 48274.3597 | 281 | 21398.5437 | 250 | 18488.5962 | 2176.51 | 2814510 | 299 | 339084.5266 | 299 | 194862.776 | 299 | 183284.5954 | 21011.5 | 27222600 | 93 | 403172.8643 | 93 | 241507.7171 | 93 | 226815.6524 | 26289.4 | 34038000 | 1171.1581 | 41.93% | 6.107% | 44.3% | 42.89% | 13.78% | 51% | 99.29% | 44.33% | 88.34% | 38.3% | 100% | 57.47% | 100% | 54.05% | 100% | 59.9% | 100% | 56.26% | City Large | 78247.8442 | Middle Atlantic
10453 | 1 | NewYork | NewYork, NY | NY | 2013 | 1051 | 743309.3296 | 45077.26 | 57199790 | 657 | 112939.44 | 654 | 49325.7265 | 526 | 42943.2995 | 5234.36 | 6622190 | 316 | 338012.4256 | 316 | 194082.0526 | 316 | 183186.7391 | 20957.8 | 26615000 | 78 | 292357.464 | 78 | 174347.614 | 78 | 163463.8479 | 18885.1 | 23962600 | 707.2401 | 62.51% | 15.19% | 30.07% | 45.47% | 7.422% | 39.33% | 99.54% | 43.67% | 80.06% | 38.02% | 100% | 57.42% | 100% | 54.2% | 100% | 59.64% | 100% | 55.91% | City Large | 87344.5146 | Middle Atlantic
10454 | 1 | NewYork | NewYork, NY | NY | 2013 | 498 | 748240.1299 | 55136.42 | 70004680 | 185 | 41587.7576 | 184 | 20917.6712 | 172 | 18831.1355 | 2212.62 | 2802680 | 225 | 235818.288 | 225 | 139386.6997 | 225 | 130348.6085 | 15076.3 | 19136100 | 88 | 470834.0843 | 88 | 342675.2281 | 88 | 329470.5361 | 37847.5 | 48065900 | 1502.4902 | 37.15% | 5.558% | 45.18% | 31.52% | 17.67% | 62.93% | 99.46% | 50.3% | 92.97% | 45.28% | 100% | 59.11% | 100% | 55.28% | 100% | 72.78% | 100% | 69.98% | City Large | 35188.1414 | Middle Atlantic
10455 | 1 | NewYork | NewYork, NY | NY | 2013 | 543 | 514853.1721 | 35957.05 | 45477920 | 299 | 64730.1979 | 299 | 33161.7937 | 292 | 29652.5302 | 3526.05 | 4416820 | 192 | 187181.8413 | 192 | 112520.398 | 192 | 105187.79 | 12192 | 15392600 | 52 | 262941.1329 | 52 | 185182.29 | 52 | 177128.6111 | 20239 | 25668500 | 948.1642 | 55.06% | 12.57% | 35.36% | 36.36% | 9.576% | 51.07% | 100% | 51.23% | 97.66% | 45.81% | 100% | 60.11% | 100% | 56.2% | 100% | 70.43% | 100% | 67.36% | City Large | 49528.5514 | Middle Atlantic
10456 | 1 | NewYork | NewYork, NY | NY | 2013 | 956 | 737282.9381 | 44753.42 | 56572610 | 534 | 108008.4558 | 533 | 52746.7351 | 504 | 46933.6845 | 5667.92 | 7086810 | 355 | 357491.5592 | 355 | 197542.5374 | 355 | 183532.6603 | 21387.5 | 27037800 | 67 | 271782.9231 | 67 | 163602.4485 | 67 | 153635.3137 | 17698 | 22448000 | 771.2165 | 55.86% | 14.65% | 37.13% | 48.49% | 7.008% | 36.86% | 99.81% | 48.84% | 94.38% | 43.45% | 100% | 55.26% | 100% | 51.34% | 100% | 60.2% | 100% | 56.53% | City Large | 81784.5857 | Middle Atlantic
10457 | 1 | NewYork | NewYork, NY | NY | 2013 | 1214 | 884570.603 | 55356.51 | 70216760 | 737 | 128643.3173 | 734 | 60359.3659 | 651 | 53507.8562 | 6263.21 | 7943960 | 397 | 426521.6907 | 397 | 247861.0765 | 397 | 230941.224 | 26698.5 | 33870800 | 80 | 329405.5949 | 80 | 207937.7289 | 80 | 193592.0296 | 22394.8 | 28402000 | 728.6414 | 60.71% | 14.54% | 32.7% | 48.22% | 6.59% | 37.24% | 99.59% | 46.92% | 88.33% | 41.59% | 100% | 58.11% | 100% | 54.15% | 100% | 63.13% | 100% | 58.77% | City Large | 55564.5256 | Middle Atlantic
10458 | 1 | NewYork | NewYork, NY | NY | 2013 | 1193 | 860166.6623 | 50806.91 | 64368680 | 702 | 111836.574 | 694 | 47505.5602 | 582 | 40266.2491 | 4920.41 | 6228080 | 408 | 409353.4674 | 408 | 220285.2426 | 408 | 203135.3877 | 23789 | 30160000 | 83 | 338976.6209 | 83 | 202763.3718 | 83 | 188891.2068 | 22097.5 | 27980600 | 721.0115 | 58.84% | 13% | 34.2% | 47.59% | 6.957% | 39.41% | 98.86% | 42.48% | 82.91% | 36% | 100% | 53.81% | 100% | 49.62% | 100% | 59.82% | 100% | 55.72% | City Large | 68590.7917 | Middle Atlantic
10459 | 1 | NewYork | NewYork, NY | NY | 2013 | 770 | 577345.3394 | 37721.49 | 47649510 | 434 | 87466.1337 | 433 | 45288.1043 | 414 | 40894.4172 | 4390.09 | 5527910 | 289 | 295006.4784 | 289 | 181526.8601 | 289 | 169923.9187 | 19977.8 | 25190900 | 47 | 194872.7273 | 47 | 122517.539 | 47 | 114661.0898 | 13353.6 | 16930700 | 749.7991 | 56.36% | 15.15% | 37.53% | 51.1% | 6.104% | 33.75% | 99.77% | 51.78% | 95.39% | 46.75% | 100% | 61.53% | 100% | 57.6% | 100% | 62.87% | 100% | 58.84% | City Large | 60281.1083 | Middle Atlantic
10460 | 1 | NewYork | NewYork, NY | NY | 2013 | 1568 | 725794.5523 | 45988.77 | 58233900 | 1218 | 171611.8109 | 1207 | 76776.6816 | 1029 | 65857.771 | 8073.77 | 10188400 | 287 | 296300.1982 | 287 | 173247.0476 | 286 | 161185.0824 | 18899.6 | 23941000 | 63 | 257882.5433 | 63 | 173784.5278 | 63 | 164469.3761 | 19015.4 | 24104500 | 462.8792 | 77.68% | 23.64% | 18.3% | 40.82% | 4.018% | 35.53% | 99.1% | 44.74% | 84.48% | 38.38% | 100% | 58.47% | 99.65% | 54.4% | 100% | 67.39% | 100% | 63.78% | City Large | 37951.0643 | Middle Atlantic
10461 | 1 | NewYork | NewYork, NY | NY | 2013 | 5150 | 1286121.2492 | 75875.6 | 95302400 | 4758 | 585299.6613 | 4730 | 233992.0549 | 3767 | 191078.1106 | 26267.4 | 32633700 | 341 | 356429.7531 | 341 | 220982.4314 | 341 | 205680.3438 | 24130.1 | 30525300 | 51 | 344391.8348 | 51 | 229554.9112 | 51 | 216751.7143 | 25478.1 | 32143400 | 249.7323 | 92.39% | 45.51% | 6.621% | 27.71% | 0.9903% | 26.78% | 99.41% | 39.98% | 79.17% | 32.65% | 100% | 62% | 100% | 57.71% | 100% | 66.66% | 100% | 62.94% | City Large | 20815.0045 | Middle Atlantic
10462 | 1 | NewYork | NewYork, NY | NY | 2013 | 2783 | 998976.6482 | 65143.5 | 82257700 | 2433 | 312549.3388 | 2423 | 148041.0929 | 2109 | 128479.1808 | 15373 | 19246800 | 255 | 278681.1669 | 255 | 174227.1817 | 255 | 162778.5062 | 18288.2 | 23112100 | 95 | 407746.1425 | 95 | 280297.0725 | 95 | 265511.7136 | 31482.3 | 39898800 | 358.9568 | 87.42% | 31.29% | 9.163% | 27.9% | 3.414% | 40.82% | 99.59% | 47.37% | 86.68% | 41.11% | 100% | 62.52% | 100% | 58.41% | 100% | 68.74% | 100% | 65.12% | City Large | 45421.2565 | Middle Atlantic
10463 | 0.99925 | NewYork | NewYork, NY | NY | 2013 | 1414 | 772012.2726 | 46307.07 | 58640060 | 1028 | 146188.4975 | 1007 | 50864.0181 | 727 | 39982.9443 | 5303.77 | 6675560 | 323 | 362507.0265 | 323 | 208944.2458 | 323 | 194300.4435 | 22496.8 | 28505100 | 63 | 263316.7486 | 63 | 169140.637 | 63 | 160008.5362 | 18506.5 | 23459400 | 545.9776 | 72.7% | 18.94% | 22.84% | 46.96% | 4.455% | 34.11% | 97.96% | 34.79% | 70.72% | 27.35% | 100% | 57.64% | 100% | 53.6% | 100% | 64.23% | 100% | 60.77% | City Large | 32227.5851 | Middle Atlantic
10464 | 1 | NewYork | NewYork, NY | NY | 2013 | 1363 | 214115.5923 | 10101.754 | 12293321 | 1298 | 157720.9924 | 1291 | 57701.4904 | 999 | 40587.1309 | 6595.39 | 7940820 | 63 | 51640.017 | 63 | 27934.5394 | 63 | 24435.4576 | 3208.32 | 3977580 | 2 | 4754.5828 | 2 | 2835.0609 | 2 | 2431.6677 | 298.044 | 374921 | 157.0914 | 95.23% | 73.66% | 4.622% | 24.12% | 0.1467% | 2.221% | 99.46% | 36.58% | 76.96% | 25.73% | 100% | 54.09% | 100% | 47.32% | 100% | 59.63% | 100% | 51.14% | City Large | 510.5655 | Middle Atlantic
10465 | 1 | NewYork | NewYork, NY | NY | 2013 | 6217 | 1059960.4571 | 54828.2 | 68538400 | 5915 | 701198.9453 | 5872 | 261235.6745 | 4313 | 199914.8098 | 29078.6 | 36009200 | 273 | 221891.9499 | 273 | 130202.1091 | 273 | 117609.8383 | 14377.4 | 18114300 | 29 | 136869.5619 | 29 | 102558.8271 | 29 | 98643.8076 | 11372.2 | 14414900 | 170.4939 | 95.14% | 66.15% | 4.391% | 20.93% | 0.4665% | 12.91% | 99.27% | 37.26% | 72.92% | 28.51% | 100% | 58.68% | 100% | 53% | 100% | 74.93% | 100% | 72.07% | City Large | 8009.5243 | Middle Atlantic
10466 | 0.79675 | NewYork | NewYork, NY | NY | 2013 | 4057 | 918866.1541 | 49275.13 | 61999040 | 3637 | 483551.6633 | 3599 | 198558.261 | 2653 | 156651.3784 | 20035.6 | 25015900 | 397 | 337520.2187 | 397 | 202708.6752 | 397 | 186204.654 | 21697.7 | 27438600 | 23 | 97794.2721 | 23 | 69214.829 | 23 | 65786.6318 | 7541.83 | 9544540 | 226.4891 | 89.65% | 52.62% | 9.786% | 36.73% | 0.5669% | 10.64% | 98.96% | 41.06% | 72.94% | 32.4% | 100% | 60.06% | 100% | 55.17% | 100% | 70.78% | 100% | 67.27% | City Large | 33367.0284 | Middle Atlantic
10467 | 1 | NewYork | NewYork, NY | NY | 2013 | 2779 | 1100661.2044 | 65382.3 | 82657100 | 2203 | 328152.426 | 2183 | 148778.3922 | 1800 | 127004.5987 | 15625.5 | 19633500 | 513 | 513872.2319 | 513 | 309117.7921 | 512 | 288423.8977 | 33387.4 | 42290100 | 63 | 258636.5466 | 63 | 151748.2861 | 63 | 140992.6225 | 16369.4 | 20733500 | 396.0638 | 79.27% | 29.81% | 18.46% | 46.69% | 2.267% | 23.5% | 99.09% | 45.34% | 81.71% | 38.7% | 100% | 60.15% | 99.81% | 56.13% | 100% | 58.67% | 100% | 54.51% | City Large | 39270.3004 | Middle Atlantic
10468 | 1 | NewYork | NewYork, NY | NY | 2013 | 763 | 669698.5258 | 41760.39 | 52912620 | 485 | 73855.4533 | 479 | 28947.5003 | 386 | 23839.9236 | 3115.89 | 3935420 | 208 | 241907.1342 | 208 | 135968.9299 | 208 | 127528.8438 | 14816.8 | 18805100 | 70 | 353935.9384 | 70 | 212503.5196 | 70 | 200139.1138 | 23827.7 | 30172100 | 877.7176 | 63.56% | 11.03% | 27.26% | 36.12% | 9.174% | 52.85% | 98.76% | 39.19% | 79.59% | 32.28% | 100% | 56.21% | 100% | 52.72% | 100% | 60.04% | 100% | 56.55% | City Large | 63161.2031 | Middle Atlantic
10469 | 1 | NewYork | NewYork, NY | NY | 2013 | 5837 | 1227875.2794 | 69296.13 | 86659110 | 5376 | 767290.4312 | 5342 | 335909.8602 | 4462 | 276607.1004 | 37434.8 | 46365800 | 437 | 360391.961 | 437 | 229595.0579 | 437 | 210554.5304 | 24462.8 | 30958900 | 24 | 100192.8873 | 24 | 67526.944 | 24 | 62907.6197 | 7398.53 | 9334410 | 210.3607 | 92.1% | 62.49% | 7.487% | 29.35% | 0.4112% | 8.16% | 99.37% | 43.78% | 83% | 36.05% | 100% | 63.71% | 100% | 58.42% | 100% | 67.4% | 100% | 62.79% | City Large | 27762.0527 | Middle Atlantic
10470 | 0.41958 | NewYork | NewYork, NY | NY | 2013 | 138 | 49472.5784 | 3182.703 | 3978011 | 110 | 14102.2822 | 108 | 5979.0635 | 87 | 4990.212 | 675.976 | 821881 | 25 | 23053.9019 | 25 | 14013.0658 | 25 | 13072.8952 | 1530.23 | 1923300 | 3 | 12316.3943 | 3 | 8880.4653 | 3 | 8235.0354 | 976.497 | 1232830 | 358.4969 | 79.71% | 28.51% | 18.12% | 46.6% | 2.174% | 24.9% | 98.18% | 42.4% | 79.09% | 35.39% | 100% | 60.78% | 100% | 56.71% | 100% | 72.1% | 100% | 66.86% | City Large | 10447.3237 | Middle Atlantic
10471 | 0.13258 | NewYork | NewYork, NY | NY | 2005 | 105 | 37309.8067 | 1882.983 | 2353731 | 88 | 16601.1928 | 80 | 4203.6483 | 46 | 2959.3521 | 170.713 | 213931 | 17 | 20708.6139 | 17 | 11853.6009 | 17 | 10970.0421 | 1712.27 | 2139800 | 0 | 0 | 0 | 0 | 0 | 0 | 0 | 0 | 355.3315 | 83.81% | 44.5% | 16.19% | 55.5% | 0% | 0% | 90.91% | 25.32% | 52.27% | 17.83% | 100% | 57.24% | 100% | 52.97% | #DIV/0! | #DIV/0! | #DIV/0! | #DIV/0! | City Large | 9223.5868 | Middle Atlantic
10472 | 1 | NewYork | NewYork, NY | NY | 2013 | 2167 | 778680.1595 | 51667 | 65333100 | 1837 | 338207.2868 | 1834 | 181886.3588 | 1683 | 168332.6114 | 19902.1 | 25092200 | 300 | 299027.0549 | 300 | 192295.0072 | 300 | 182195.1898 | 20928.5 | 26514200 | 30 | 141445.8178 | 30 | 98327.3025 | 30 | 94287.6144 | 10836.4 | 13726700 | 359.3356 | 84.77% | 43.43% | 13.84% | 38.4% | 1.384% | 18.16% | 99.84% | 53.78% | 91.62% | 49.77% | 100% | 64.31% | 100% | 60.93% | 100% | 69.52% | 100% | 66.66% | City Large | 60021.6578 | Middle Atlantic
10473 | 1 | NewYork | NewYork, NY | NY | 2013 | 2847 | 843340.5376 | 55363.9 | 69442400 | 2475 | 320486.3275 | 2460 | 133810.963 | 1931 | 108185.4256 | 15160 | 18583700 | 336 | 303551.9711 | 336 | 189487.192 | 336 | 177381.4186 | 20760.4 | 26228900 | 36 | 219302.2389 | 36 | 175159.2483 | 36 | 170341.7433 | 19443.5 | 24629800 | 296.2208 | 86.93% | 38% | 11.8% | 35.99% | 1.264% | 26% | 99.39% | 41.75% | 78.02% | 33.76% | 100% | 62.42% | 100% | 58.44% | 100% | 79.87% | 100% | 77.67% | City Large | 23232.987 | Middle Atlantic
10474 | 1 | LaGuardiaJFK | NewYork, NY | NY | 2007 | 722 | 1315677.2429 | 115273.21 | 145250600 | 443 | 74184.1676 | 441 | 41658.7598 | 397 | 36592.5445 | 4409.51 | 5567000 | 173 | 191136.0825 | 173 | 128284.8422 | 173 | 120858.4962 | 15128.1 | 19015600 | 106 | 1050356.9928 | 106 | 822671.5663 | 106 | 792198.5919 | 95735.6 | 120668000 | 1822.2676 | 61.36% | 5.638% | 23.96% | 14.53% | 14.68% | 79.83% | 99.55% | 56.16% | 89.62% | 49.33% | 100% | 67.12% | 100% | 63.23% | 100% | 78.32% | 100% | 75.42% | City Large | 7319.4723 | Middle Atlantic
10475 | 0.99964 | NewYork | NewYork, NY | NY | 2013 | 542 | 530632.1308 | 37764.73 | 47893970 | 371 | 56481.5316 | 368 | 22909.6461 | 291 | 17595.0401 | 2415.53 | 3025270 | 125 | 138207.7664 | 125 | 83932.5179 | 125 | 78615.4024 | 9097.2 | 11536800 | 46 | 335942.8328 | 46 | 241573.7441 | 46 | 230094.3049 | 26252 | 33331900 | 979.0261 | 68.45% | 10.64% | 23.06% | 26.05% | 8.487% | 63.31% | 99.19% | 40.56% | 78.44% | 31.15% | 100% | 60.73% | 100% | 56.88% | 100% | 71.91% | 100% | 68.49% | City Large | 25764.8553 | Middle Atlantic
10512 | 0.018408 | Poughkeepsie | 0 | NY | 2012 | 29 | 4343.6873 | 120.462 | 147759 | 29 | 4343.6873 | 27 | 1077.2289 | 15 | 756.5131 | 120.462 | 147759 | 0 | 0 | 0 | 0 | 0 | 0 | 0 | 0 | 0 | 0 | 0 | 0 | 0 | 0 | 0 | 0 | 149.7823 | 100% | 100% | 0% | 0% | 0% | 0% | 93.1% | 24.8% | 51.72% | 17.42% | #DIV/0! | #DIV/0! | #DIV/0! | #DIV/0! | #DIV/0! | #DIV/0! | #DIV/0! | #DIV/0! | Suburb Large | 430.3812 | Middle Atlantic
10516 | 0.38215 | Poughkeepsie | 0 | NY | 2012 | 1534 | 235725.7641 | 8539.252 | 9757847 | 1494 | 201813.919 | 1385 | 52483.5925 | 934 | 36028.3591 | 6391.74 | 7272850 | 38 | 26067.1793 | 38 | 12597.992 | 38 | 10899.3672 | 1537.39 | 1772360 | 2 | 7844.6659 | 2 | 5687.4784 | 2 | 5379.329 | 610.122 | 712637 | 153.6674 | 97.39% | 85.61% | 2.477% | 11.06% | 0.1304% | 3.328% | 92.7% | 26.01% | 62.52% | 17.85% | 100% | 48.33% | 100% | 41.81% | 100% | 72.5% | 100% | 68.57% | Town Fringe | 193.867 | Middle Atlantic
10524 | 0.45993 | Poughkeepsie | 0 | NY | 2012 | 868 | 178508.3048 | 7085.717 | 7921562 | 816 | 133007.153 | 754 | 35753.643 | 513 | 25061.6065 | 4384.65 | 4893180 | 48 | 33348.4112 | 48 | 13608.516 | 48 | 11114.5367 | 1846.05 | 2040640 | 4 | 12152.7407 | 4 | 7027.874 | 4 | 6344.9328 | 855.017 | 987742 | 205.6547 | 94.01% | 74.51% | 5.53% | 18.68% | 0.4608% | 6.808% | 92.4% | 26.88% | 62.87% | 18.84% | 100% | 40.81% | 100% | 33.33% | 100% | 57.83% | 100% | 52.21% | Rural Fringe | 183.1074 | Middle Atlantic
10550 | 0.014497 | NewYork | 0 | NY | 2013 | 48 | 14992.5156 | 1117.107 | 1406695 | 44 | 6072.8205 | 43 | 2678.8013 | 34 | 2288.3135 | 309.261 | 381097 | 3 | 4710.3709 | 3 | 3625.6454 | 3 | 3495.7783 | 408.228 | 518421 | 1 | 4209.3241 | 1 | 3668.9032 | 1 | 3535.8449 | 399.618 | 507177 | 312.3441 | 91.67% | 40.51% | 6.25% | 31.42% | 2.083% | 28.08% | 97.73% | 44.11% | 77.27% | 37.68% | 100% | 76.97% | 100% | 74.21% | 100% | 87.16% | 100% | 84% | Suburb Large | 18326.4339 | Middle Atlantic
10567 | 0.03189 | Poughkeepsie | 0 | NY | 2012 | 15 | 4910.0813 | 373.6942 | 398528.1 | 12 | 1660.8752 | 12 | 463.5839 | 9 | 327.823 | 52.5142 | 58039.1 | 3 | 3249.2061 | 3 | 2085.3323 | 3 | 1968.0424 | 321.18 | 340489 | 0 | 0 | 0 | 0 | 0 | 0 | 0 | 0 | 327.3388 | 80% | 33.83% | 20% | 66.17% | 0% | 0% | 100% | 27.91% | 75% | 19.74% | 100% | 64.18% | 100% | 60.57% | #DIV/0! | #DIV/0! | #DIV/0! | #DIV/0! | Suburb Large | 823.1985 | Middle Atlantic
10803 | 0.055002 | NewYork | 0 | NY | 2013 | 124 | 22871.5458 | 787.184 | 970117 | 121 | 21012.1539 | 114 | 5613.7715 | 80 | 3844.5601 | 671.293 | 822709 | 3 | 1859.3918 | 3 | 1006.3978 | 3 | 883.8059 | 115.891 | 147408 | 0 | 0 | 0 | 0 | 0 | 0 | 0 | 0 | 184.4479 | 97.58% | 91.87% | 2.419% | 8.13% | 0% | 0% | 94.21% | 26.72% | 66.12% | 18.3% | 100% | 54.13% | 100% | 47.53% | #DIV/0! | #DIV/0! | #DIV/0! | #DIV/0! | Suburb Large | 5761.7041 | Middle Atlantic
10805 | 0.028908 | NewYork | 0 | NY | 2013 | 3 | 2195.8767 | 124.9665 | 156005.96 | 1 | 106.1338 | 1 | 28.128 | 1 | 25.5001 | 4.5454 | 5683.96 | 2 | 2089.7428 | 2 | 1014.5802 | 2 | 881.6484 | 120.421 | 150322 | 0 | 0 | 0 | 0 | 0 | 0 | 0 | 0 | 731.9589 | 33.33% | 4.833% | 66.67% | 95.17% | 0% | 0% | 100% | 26.5% | 100% | 24.03% | 100% | 48.55% | 100% | 42.19% | #DIV/0! | #DIV/0! | #DIV/0! | #DIV/0! | Suburb Large | 8591.9055 | Middle Atlantic
10917 | 0.76243 | Poughkeepsie | 0 | NY | 2012 | 756 | 188306.4381 | 10838.23 | 12326760 | 723 | 113064.1082 | 696 | 33696.1663 | 524 | 24528.9956 | 4367.57 | 4916920 | 27 | 19496.8148 | 27 | 9736.5778 | 27 | 8526.0865 | 1296.93 | 1476890 | 6 | 55745.5151 | 6 | 43656.0709 | 6 | 42373.5142 | 5173.73 | 5932950 | 249.0826 | 95.63% | 60.04% | 3.571% | 10.35% | 0.7937% | 29.6% | 96.27% | 29.8% | 72.48% | 21.69% | 100% | 49.94% | 100% | 43.73% | 100% | 78.31% | 100% | 76.01% | Rural Fringe | 183.739 | Middle Atlantic
10922 | 1 | Poughkeepsie | 0 | NY | 2012 | 173 | 25776.7218 | 721.548 | 817522 | 173 | 25776.7218 | 164 | 5991.2473 | 115 | 3923.7085 | 721.548 | 817522 | 0 | 0 | 0 | 0 | 0 | 0 | 0 | 0 | 0 | 0 | 0 | 0 | 0 | 0 | 0 | 0 | 148.9984 | 100% | 100% | 0% | 0% | 0% | 0% | 94.8% | 23.24% | 66.47% | 15.22% | #DIV/0! | #DIV/0! | #DIV/0! | #DIV/0! | #DIV/0! | #DIV/0! | #DIV/0! | #DIV/0! | Suburb Large | 345.9327 | Middle Atlantic
10926 | 0.00036717 | Poughkeepsie | 0 | NY | 2012 | 1 | 138.7173 | 4.0321 | 4863.11 | 1 | 138.7173 | 1 | 32.2038 | 1 | 22.6187 | 4.0321 | 4863.11 | 0 | 0 | 0 | 0 | 0 | 0 | 0 | 0 | 0 | 0 | 0 | 0 | 0 | 0 | 0 | 0 | 138.7173 | 100% | 100% | 0% | 0% | 0% | 0% | 100% | 23.22% | 100% | 16.31% | #DIV/0! | #DIV/0! | #DIV/0! | #DIV/0! | #DIV/0! | #DIV/0! | #DIV/0! | #DIV/0! | Rural Fringe | 314.7755 | Middle Atlantic
10928 | 0.59942 | Poughkeepsie | 0 | NY | 2012 | 1934 | 292702.4957 | 12964.08 | 14549550 | 1873 | 225985.0502 | 1816 | 68319.0237 | 1236 | 47455.5829 | 8383.72 | 9356030 | 58 | 52930.458 | 58 | 28795.1231 | 58 | 25424.3428 | 3524.63 | 3996600 | 3 | 13786.9875 | 3 | 8808.1372 | 3 | 8131.9487 | 1055.73 | 1196920 | 151.3457 | 96.85% | 77.21% | 2.999% | 18.08% | 0.1551% | 4.71% | 96.96% | 30.23% | 65.99% | 21% | 100% | 54.4% | 100% | 48.03% | 100% | 63.89% | 100% | 58.98% | Suburb Large | 430.7432 | Middle Atlantic
10930 | 0.81953 | Poughkeepsie | 0 | NY | 2012 | 3264 | 563092.275 | 27108.93 | 30251070 | 3210 | 503607.257 | 3132 | 164245.1023 | 2550 | 122907.334 | 22335.8 | 24776900 | 52 | 39271.2323 | 52 | 19377.2493 | 50 | 17490.6475 | 2705.17 | 3057280 | 2 | 20213.7857 | 2 | 18144.7473 | 2 | 18008.0309 | 2067.96 | 2416890 | 172.516 | 98.35% | 89.44% | 1.593% | 6.974% | 0.06127% | 3.59% | 97.57% | 32.61% | 79.44% | 24.41% | 100% | 49.34% | 96.15% | 44.54% | 100% | 89.76% | 100% | 89.09% | Rural Fringe | 373.8493 | Middle Atlantic
10950 | 0.11038 | Poughkeepsie | 0 | NY | 2012 | 721 | 284023.1328 | 17208.6 | 19351360 | 470 | 97234.5155 | 464 | 36127.1768 | 393 | 28931.7287 | 4881.51 | 5504800 | 245 | 165774.2283 | 245 | 73887.7764 | 243 | 65037.1879 | 10602 | 11830200 | 6 | 21014.389 | 6 | 15717.4974 | 6 | 14982.2502 | 1725.09 | 2016360 | 393.9294 | 65.19% | 34.23% | 33.98% | 58.37% | 0.8322% | 7.399% | 98.72% | 37.15% | 83.62% | 29.75% | 100% | 44.57% | 99.18% | 39.23% | 100% | 74.79% | 100% | 71.3% | Rural Fringe | 1164.8471 | Middle Atlantic
10953 | 1 | Poughkeepsie | 0 | NY | 2012 | 5 | 1354.9652 | 47.1824 | 54579.14 | 4 | 839.2813 | 4 | 82.4887 | 1 | 41.9758 | 8.7351 | 9961.54 | 1 | 515.6839 | 1 | 233.7248 | 1 | 203.8053 | 38.4473 | 44617.6 | 0 | 0 | 0 | 0 | 0 | 0 | 0 | 0 | 270.993 | 80% | 61.94% | 20% | 38.06% | 0% | 0% | 100% | 9.828% | 25% | 5.001% | 100% | 45.32% | 100% | 39.52% | #DIV/0! | #DIV/0! | #DIV/0! | #DIV/0! | Suburb Large | 193.7615 | Middle Atlantic
10992 | 0.51756 | Poughkeepsie | 0 | NY | 2012 | 2541 | 430570.8454 | 23124.41 | 25943940 | 2457 | 348902.4216 | 2353 | 123253.4898 | 1951 | 94753.7072 | 16883 | 18873200 | 79 | 60885.8771 | 79 | 30467.9117 | 79 | 27369.682 | 4423.22 | 4979540 | 5 | 20782.5467 | 5 | 15659.8233 | 5 | 14801.5226 | 1818.19 | 2091200 | 169.4494 | 96.69% | 81.03% | 3.109% | 14.14% | 0.1968% | 4.827% | 95.77% | 35.33% | 79.41% | 27.16% | 100% | 50.04% | 100% | 44.95% | 100% | 75.35% | 100% | 71.22% | Suburb Large | 585.3602 | Middle Atlantic
10996 | 1 | Poughkeepsie | 0 | NY | 2012 | 668 | 396121.6743 | 26922.55 | 30319350 | 535 | 118477.6293 | 527 | 42862.9404 | 471 | 35011.3317 | 6379.09 | 7054580 | 102 | 86591.0116 | 102 | 42024.0944 | 100 | 37297.6852 | 5610.46 | 6324870 | 31 | 191053.0333 | 31 | 123037.5547 | 31 | 116889.3513 | 14933 | 16939900 | 592.9965 | 80.09% | 29.91% | 15.27% | 21.86% | 4.641% | 48.23% | 98.5% | 36.18% | 88.04% | 29.55% | 100% | 48.53% | 98.04% | 43.07% | 100% | 64.4% | 100% | 61.18% | Suburb Large | 255.9075 | Middle Atlantic
11001 | 1 | LaGuardiaJFK | 0 | NY | 2007 | 7691 | 942527.8657 | 46838.52 | 56895360 | 7518 | 718539.8288 | 7467 | 240251.8534 | 5616 | 160632.8241 | 29930.1 | 35792600 | 156 | 159028.9031 | 156 | 100987.42 | 156 | 93716.5958 | 11745.7 | 14628800 | 17 | 64959.1338 | 17 | 46604.7616 | 17 | 43763.2024 | 5162.72 | 6473960 | 122.5495 | 97.75% | 76.24% | 2.028% | 16.87% | 0.221% | 6.892% | 99.32% | 33.44% | 74.7% | 22.36% | 100% | 63.5% | 100% | 58.93% | 100% | 71.74% | 100% | 67.37% | City Large | 10593.2841 | Middle Atlantic
11003 | 1 | LaGuardiaJFK | 0 | NY | 2007 | 10215 | 1248811.91 | 67896.3 | 81980200 | 10054 | 988598.0271 | 9961 | 367129.3343 | 7865 | 261627.359 | 46563.2 | 55242200 | 142 | 143402.716 | 142 | 89283.0464 | 142 | 83290.5942 | 10795 | 13493400 | 19 | 116811.1669 | 19 | 91863.3156 | 19 | 88912.9252 | 10538.1 | 13244600 | 122.2528 | 98.42% | 79.16% | 1.39% | 11.48% | 0.186% | 9.354% | 99.07% | 37.14% | 78.23% | 26.46% | 100% | 62.26% | 100% | 58.08% | 100% | 78.64% | 100% | 76.12% | City Large | 10587.6277 | Middle Atlantic
11004 | 1 | LaGuardiaJFK | NewYork, NY | NY | 2007 | 2605 | 444894.6341 | 24092.25 | 29607560 | 2469 | 258217.3232 | 2466 | 98814.8096 | 2160 | 73403.9113 | 13407.9 | 16462300 | 123 | 112071.9639 | 123 | 44644.5698 | 123 | 38488.9627 | 5437.68 | 6572440 | 13 | 74605.347 | 13 | 43355.1548 | 13 | 39841.4263 | 5246.67 | 6572820 | 170.7849 | 94.78% | 58.04% | 4.722% | 25.19% | 0.499% | 16.77% | 99.88% | 38.27% | 87.48% | 28.43% | 100% | 39.84% | 100% | 34.34% | 100% | 58.11% | 100% | 53.4% | City Large | 13514.1425 | Middle Atlantic
11005 | 1 | NewYork | NewYork, NY | NY | 2013 | 2 | 533.3344 | 20.8128 | 25265.6 | 2 | 533.3344 | 2 | 163.7352 | 1 | 127.7198 | 20.8128 | 25265.6 | 0 | 0 | 0 | 0 | 0 | 0 | 0 | 0 | 0 | 0 | 0 | 0 | 0 | 0 | 0 | 0 | 266.6672 | 100% | 100% | 0% | 0% | 0% | 0% | 100% | 30.7% | 50% | 23.95% | #DIV/0! | #DIV/0! | #DIV/0! | #DIV/0! | #DIV/0! | #DIV/0! | #DIV/0! | #DIV/0! | City Large | 9897.7245 | Middle Atlantic
11010 | 0.94614 | NewYork | 0 | NY | 2013 | 7082 | 910402.798 | 54169.51 | 64985440 | 6990 | 763650.6898 | 6933 | 305235.4855 | 6199 | 235930.8659 | 41968.7 | 49783000 | 78 | 82473.3865 | 78 | 58041.418 | 78 | 54411.8688 | 6593.39 | 8205870 | 14 | 64278.7218 | 14 | 49666.8689 | 14 | 47985.5803 | 5607.42 | 6996570 | 128.5517 | 98.7% | 83.88% | 1.101% | 9.059% | 0.1977% | 7.06% | 99.18% | 39.97% | 88.68% | 30.9% | 100% | 70.38% | 100% | 65.98% | 100% | 77.27% | 100% | 74.65% | Suburb Large | 9880.6605 | Middle Atlantic
11020 | 1 | NewYork | 0 | NY | 2013 | 1955 | 487617.8543 | 20301.13 | 25269080 | 1874 | 311611.3158 | 1798 | 71742.3559 | 1228 | 49472.1484 | 8759.04 | 10746100 | 63 | 50873.9034 | 63 | 24630.5477 | 60 | 22145.2582 | 2931.02 | 3632180 | 18 | 125132.6351 | 18 | 78828.2887 | 18 | 73207.2446 | 8611.07 | 10890800 | 249.4209 | 95.86% | 63.9% | 3.223% | 10.43% | 0.9207% | 25.66% | 95.94% | 23.02% | 65.53% | 15.88% | 100% | 48.41% | 95.24% | 43.53% | 100% | 63% | 100% | 58.5% | Suburb Large | 2697.1505 | Middle Atlantic
11021 | 1 | NewYork | 0 | NY | 2013 | 3158 | 840391.6046 | 38199.33 | 47868190 | 2874 | 473792.2515 | 2695 | 109551.0394 | 1769 | 77165.5475 | 13287.7 | 16455000 | 254 | 267350.2202 | 254 | 160368.7477 | 254 | 148160.2756 | 17924.9 | 22558300 | 30 | 99249.1329 | 30 | 64335.6327 | 30 | 59955.2315 | 6986.73 | 8854890 | 266.1151 | 91.01% | 56.38% | 8.043% | 31.81% | 0.95% | 11.81% | 93.77% | 23.12% | 61.55% | 16.29% | 100% | 59.98% | 100% | 55.42% | 100% | 64.82% | 100% | 60.41% | Suburb Large | 7086.6315 | Middle Atlantic
11023 | 1 | NewYork | 0 | NY | 2013 | 2664 | 505745.2778 | 20151.26 | 24656310 | 2607 | 406687.2713 | 2506 | 109973.5866 | 1809 | 77617.9513 | 13191 | 15894500 | 47 | 48347.4402 | 47 | 28606.6495 | 47 | 26098.0535 | 3173.86 | 4001970 | 10 | 50710.5662 | 10 | 33870.3337 | 10 | 31461.8092 | 3786.4 | 4759840 | 189.8443 | 97.86% | 80.41% | 1.764% | 9.56% | 0.3754% | 10.03% | 96.13% | 27.04% | 69.39% | 19.09% | 100% | 59.17% | 100% | 53.98% | 100% | 66.79% | 100% | 62.04% | Suburb Large | 5395.585 | Middle Atlantic
11024 | 1 | NewYork | 0 | NY | 2013 | 2251 | 659298.169 | 27888.26 | 34263480 | 1937 | 427904.7174 | 1863 | 124002.9777 | 1474 | 91665.3921 | 15316 | 18703600 | 307 | 193301.6286 | 307 | 81701.3437 | 300 | 66859.7609 | 9820.99 | 12100300 | 7 | 38091.823 | 7 | 23214.4333 | 7 | 21676.2456 | 2751.27 | 3459580 | 292.8912 | 86.05% | 64.9% | 13.64% | 29.32% | 0.311% | 5.778% | 96.18% | 28.98% | 76.1% | 21.42% | 100% | 42.27% | 97.72% | 34.59% | 100% | 60.94% | 100% | 56.91% | Suburb Large | 1535.3457 | Middle Atlantic
11030 | 0.9362 | NewYork | 0 | NY | 2013 | 5416 | 1226680.6948 | 52347.97 | 64305500 | 5164 | 900996.8314 | 4948 | 241193.0331 | 3728 | 169334.7852 | 31138.3 | 37926100 | 231 | 209517.0165 | 231 | 97026.9104 | 230 | 82331.9611 | 11868 | 14640400 | 21 | 116166.8469 | 21 | 83054.1603 | 21 | 78197.0632 | 9341.67 | 11739000 | 226.492 | 95.35% | 73.45% | 4.265% | 17.08% | 0.3877% | 9.47% | 95.82% | 26.77% | 72.19% | 18.79% | 100% | 46.31% | 99.57% | 39.3% | 100% | 71.5% | 100% | 67.31% | Suburb Large | 2873.1679 | Middle Atlantic
11040 | 0.80492 | NewYork | 0 | NY | 2013 | 10807 | 1716514.0315 | 98459.2 | 120254700 | 10561 | 1171448.6583 | 10468 | 401651.8352 | 8692 | 291855.01 | 52658 | 62687500 | 196 | 208597.971 | 196 | 140385.7101 | 196 | 132254.6965 | 16041.4 | 19996900 | 50 | 336467.4022 | 50 | 257796.3317 | 50 | 249604.6789 | 29759.8 | 37570300 | 158.8335 | 97.72% | 68.25% | 1.814% | 12.15% | 0.4627% | 19.6% | 99.12% | 34.29% | 82.3% | 24.91% | 100% | 67.3% | 100% | 63.4% | 100% | 76.62% | 100% | 74.18% | Suburb Large | 8151.838 | Middle Atlantic
11042 | 1 | NewYork | 0 | NY | 2013 | 44 | 114722.3743 | 9969.9132 | 12549796 | 13 | 2350.8666 | 13 | 834.3718 | 9 | 600.7097 | 86.2012 | 108262 | 7 | 9379.265 | 7 | 6799.1462 | 7 | 6512.8277 | 765.222 | 968434 | 24 | 102992.2427 | 24 | 82246.561 | 24 | 79729.7622 | 9118.49 | 11473100 | 2607.3267 | 29.55% | 2.049% | 15.91% | 8.176% | 54.55% | 89.78% | 100% | 35.49% | 69.23% | 25.55% | 100% | 72.49% | 100% | 69.44% | 100% | 79.86% | 100% | 77.41% | Suburb Large | 2713.6735 | Middle Atlantic
11050 | 0.81032 | NewYork | 0 | NY | 2013 | 8142 | 1651579.1665 | 75369.1 | 92443100 | 7603 | 1100878.1419 | 7370 | 311430.8448 | 5622 | 221457.9138 | 38404.6 | 46553100 | 511 | 379447.8022 | 511 | 188977.9463 | 503 | 165687.6665 | 22862.7 | 28162100 | 28 | 171253.2225 | 28 | 122140.4581 | 28 | 116183.8791 | 14101.8 | 17727900 | 202.8469 | 93.38% | 66.66% | 6.276% | 22.97% | 0.3439% | 10.37% | 96.94% | 28.29% | 73.94% | 20.12% | 100% | 49.8% | 98.43% | 43.67% | 100% | 71.32% | 100% | 67.84% | Suburb Large | 2289.7414 | Middle Atlantic
11096 | 1 | LaGuardiaJFK | 0 | NY | 2007 | 1842 | 414628.3445 | 31623.34 | 38856590 | 1719 | 190888.3781 | 1716 | 85453.2595 | 1495 | 66234.7889 | 10982 | 13025100 | 96 | 88746.829 | 96 | 63117.0163 | 96 | 60096.7249 | 7413.34 | 9224890 | 27 | 134993.1374 | 27 | 119405.467 | 27 | 117408.8502 | 13228 | 16606600 | 225.0968 | 93.32% | 46.04% | 5.212% | 21.4% | 1.466% | 32.56% | 99.83% | 44.77% | 86.97% | 34.7% | 100% | 71.12% | 100% | 67.72% | 100% | 88.45% | 100% | 86.97% | Suburb Large | 5423.0758 | Middle Atlantic
11101 | 1 | NewYork | NewYork, NY | NY | 2013 | 1122 | 2272715.5435 | 171768.97 | 221806630 | 486 | 83368.5019 | 473 | 42041.4304 | 447 | 36955.0732 | 2845.27 | 3679630 | 353 | 420198.178 | 353 | 247747.0926 | 352 | 229177.5707 | 21067.7 | 27235000 | 283 | 1769148.8636 | 283 | 1231917.8394 | 282 | 1171277.9152 | 147856 | 190892000 | 2025.5932 | 43.32% | 3.668% | 31.46% | 18.49% | 25.22% | 77.84% | 97.33% | 50.43% | 91.98% | 44.33% | 100% | 58.96% | 99.72% | 54.54% | 100% | 69.63% | 99.65% | 66.21% | City Large | 12253.1394 | Middle Atlantic
11102 | 1 | NewYork | NewYork, NY | NY | 2013 | 1234 | 513216.7954 | 30983.23 | 39979010 | 960 | 160447.9214 | 959 | 84405.2549 | 879 | 73750.5587 | 6783.33 | 8772210 | 242 | 226982.5267 | 242 | 124908.9195 | 242 | 113017.3248 | 12904.6 | 16707000 | 32 | 125786.3472 | 32 | 82391.5205 | 32 | 76882.3883 | 11295.3 | 14499800 | 415.8969 | 77.8% | 31.26% | 19.61% | 44.23% | 2.593% | 24.51% | 99.9% | 52.61% | 91.56% | 45.97% | 100% | 55.03% | 100% | 49.79% | 100% | 65.5% | 100% | 61.12% | City Large | 45477.6146 | Middle Atlantic
11103 | 1 | NewYork | NewYork, NY | NY | 2013 | 1474 | 605475.4315 | 36585.6 | 46467900 | 1187 | 213438.9538 | 1186 | 112421.016 | 1121 | 101696.7637 | 11772.1 | 14954900 | 254 | 232693.1344 | 254 | 134868.8185 | 254 | 124469.7749 | 14405.1 | 18293400 | 33 | 159343.3433 | 33 | 97325.4303 | 33 | 89991.145 | 10408.4 | 13219600 | 410.7703 | 80.53% | 35.25% | 17.23% | 38.43% | 2.239% | 26.32% | 99.92% | 52.67% | 94.44% | 47.65% | 100% | 57.96% | 100% | 53.49% | 100% | 61.08% | 100% | 56.48% | City Large | 51842.2324 | Middle Atlantic
11104 | 1 | NewYork | NewYork, NY | NY | 2013 | 438 | 318979.9214 | 27151.65 | 34356420 | 265 | 60971.8047 | 259 | 31391.8866 | 244 | 28876.4565 | 2629.22 | 3334020 | 146 | 153921.7222 | 146 | 95453.1421 | 145 | 89305.9154 | 8918.23 | 11297100 | 27 | 104086.3945 | 27 | 72511.2837 | 27 | 68996.004 | 15604.2 | 19725300 | 728.2647 | 60.5% | 19.11% | 33.33% | 48.25% | 6.164% | 32.63% | 97.74% | 51.49% | 92.08% | 47.36% | 100% | 62.01% | 99.32% | 58.02% | 100% | 69.66% | 100% | 66.29% | City Large | 58373.3864 | Middle Atlantic
11105 | 1 | NewYork | NewYork, NY | NY | 2013 | 1989 | 1075800.4661 | 69999.8 | 88802500 | 1526 | 267067.2997 | 1517 | 136713.6167 | 1423 | 120479.0333 | 14411.4 | 18270700 | 398 | 395753.9074 | 398 | 229883.2532 | 398 | 212395.0944 | 24733.6 | 31391400 | 65 | 412979.259 | 65 | 277707.5112 | 65 | 265861.6218 | 30854.8 | 39140400 | 540.875 | 76.72% | 24.82% | 20.01% | 36.79% | 3.268% | 38.39% | 99.41% | 51.19% | 93.25% | 45.11% | 100% | 58.09% | 100% | 53.67% | 100% | 67.24% | 100% | 64.38% | City Large | 22057.4884 | Middle Atlantic
11106 | 1 | NewYork | NewYork, NY | NY | 2013 | 1279 | 756074.5737 | 51624.93 | 66864760 | 894 | 150939.9898 | 886 | 80934.1908 | 832 | 71718.5814 | 5159.63 | 6687760 | 321 | 327561.5799 | 321 | 202391.4148 | 321 | 188132.1008 | 19434.5 | 25193600 | 64 | 277573.0041 | 64 | 181719.7825 | 64 | 170211.5837 | 27030.8 | 34983400 | 591.1451 | 69.9% | 19.96% | 25.1% | 43.32% | 5.004% | 36.71% | 99.11% | 53.62% | 93.06% | 47.51% | 100% | 61.79% | 100% | 57.43% | 100% | 65.47% | 100% | 61.32% | City Large | 42422.0367 | Middle Atlantic
11109 | 1 | Manhattan | NewYork, NY | NY | 2007 | 3 | 11319.0951 | 637.4587 | 823762 | 1 | 220.2051 | 1 | 167.4393 | 1 | 162.8121 | 18.2347 | 23676 | 0 | 0 | 0 | 0 | 0 | 0 | 0 | 0 | 2 | 11098.89 | 2 | 5745.573 | 2 | 5364.6484 | 619.224 | 800086 | 3773.0317 | 33.33% | 1.945% | 0% | 0% | 66.67% | 98.05% | 100% | 76.04% | 100% | 73.94% | #DIV/0! | #DIV/0! | #DIV/0! | #DIV/0! | 100% | 51.77% | 100% | 48.33% | City Large | 9492.2765 | Middle Atlantic
11120 | 1 | Manhattan | NewYork, NY | NY | 2007 | 3 | 6791.2776 | 554.675 | 719594 | 0 | 0 | 0 | 0 | 0 | 0 | 0 | 0 | 2 | 1096.4915 | 2 | 751.9136 | 2 | 737.5757 | 82.609 | 107260 | 1 | 5694.7862 | 1 | 4292.8657 | 1 | 4116.969 | 472.066 | 612334 | 2263.7592 | 0% | 0% | 66.67% | 16.15% | 33.33% | 83.85% | #DIV/0! | #DIV/0! | #DIV/0! | #DIV/0! | 100% | 68.57% | 100% | 67.27% | 100% | 75.38% | 100% | 72.29% | City Large | 3157.6274 | Middle Atlantic
11201 | 1 | NewYork | NewYork, NY | NY | 2013 | 724 | 1167127.6197 | 63167.45 | 81276740 | 252 | 48619.0466 | 246 | 20076.1829 | 190 | 16411.7137 | 1441.55 | 1836040 | 315 | 341093.4592 | 315 | 165168.1118 | 314 | 143692.3816 | 15869.1 | 20411800 | 157 | 777415.1138 | 157 | 349301.7283 | 157 | 308799.9144 | 45856.8 | 59028900 | 1612.0547 | 34.81% | 4.166% | 43.51% | 29.23% | 21.69% | 66.61% | 97.62% | 41.29% | 75.4% | 33.76% | 100% | 48.42% | 99.68% | 42.13% | 100% | 44.93% | 100% | 39.72% | City Large | 35983.1537 | Middle Atlantic
11203 | 1 | NewYork | NewYork, NY | NY | 2013 | 5308 | 1694754.7249 | 105263.2 | 131291300 | 4599 | 674196.0454 | 4562 | 294148.0166 | 3674 | 246249.8368 | 32501.9 | 40039000 | 624 | 602805.354 | 624 | 379798.9213 | 624 | 354073.2881 | 41287.2 | 51734100 | 85 | 417753.3255 | 85 | 283907.4539 | 85 | 270816.7622 | 31474.1 | 39518200 | 319.2831 | 86.64% | 39.78% | 11.76% | 35.57% | 1.601% | 24.65% | 99.2% | 43.63% | 79.89% | 36.52% | 100% | 63.01% | 100% | 58.74% | 100% | 67.96% | 100% | 64.83% | City Large | 35434.2933 | Middle Atlantic
11204 | 1 | NewYork | NewYork, NY | NY | 2013 | 4621 | 1456473.3122 | 81441.1 | 102252100 | 4123 | 777195.6038 | 4102 | 335796.7512 | 3542 | 292418.8969 | 37340.8 | 46737900 | 444 | 462294.8695 | 444 | 263259.9168 | 444 | 242505.0808 | 28507.3 | 35874800 | 54 | 216982.8389 | 54 | 143524.2747 | 54 | 134965.411 | 15593 | 19639400 | 315.1857 | 89.22% | 53.36% | 9.608% | 31.74% | 1.169% | 14.9% | 99.49% | 43.21% | 85.91% | 37.62% | 100% | 56.95% | 100% | 52.46% | 100% | 66.15% | 100% | 62.2% | City Large | 50566.1336 | Middle Atlantic
11205 | 1 | NewYork | NewYork, NY | NY | 2013 | 779 | 901900.3224 | 58813.24 | 75493330 | 363 | 76100.2288 | 359 | 35588.8484 | 327 | 30524.1753 | 3748.14 | 4808730 | 318 | 332795.6298 | 318 | 181993.9953 | 318 | 164493.0283 | 20047.6 | 25620000 | 98 | 493004.4638 | 98 | 312273.7631 | 98 | 293330.6112 | 35017.5 | 45064600 | 1157.7668 | 46.6% | 8.438% | 40.82% | 36.9% | 12.58% | 54.66% | 98.9% | 46.77% | 90.08% | 40.11% | 100% | 54.69% | 100% | 49.43% | 100% | 63.34% | 100% | 59.5% | City Large | 36089.7276 | Middle Atlantic
11206 | 1 | NewYork | NewYork, NY | NY | 2013 | 872 | 1149418.5688 | 75207.71 | 96927650 | 290 | 67026.3748 | 290 | 33938.2697 | 266 | 29874.7734 | 3616.11 | 4637650 | 464 | 494515.1837 | 464 | 276618.9631 | 464 | 251182.9979 | 29900.5 | 38539000 | 118 | 587877.0103 | 118 | 379454.4853 | 118 | 355052.2187 | 41691.1 | 53751000 | 1318.1406 | 33.26% | 5.831% | 53.21% | 43.02% | 13.53% | 51.15% | 100% | 50.63% | 91.72% | 44.57% | 100% | 55.94% | 100% | 50.79% | 100% | 64.55% | 100% | 60.4% | City Large | 56047.76 | Middle Atlantic
11207 | 1 | NewYork | NewYork, NY | NY | 2013 | 3508 | 1858427.4444 | 133292.4 | 166894200 | 2534 | 456294.6152 | 2530 | 234447.0193 | 2249 | 206490.6104 | 25194 | 31388600 | 847 | 834149.3029 | 847 | 540479.4309 | 847 | 508212.6642 | 59865.1 | 74822600 | 127 | 567983.5263 | 127 | 436388.7106 | 127 | 420874.3786 | 48233.3 | 60683000 | 529.7684 | 72.23% | 24.55% | 24.14% | 44.88% | 3.62% | 30.56% | 99.84% | 51.38% | 88.75% | 45.25% | 100% | 64.79% | 100% | 60.93% | 100% | 76.83% | 100% | 74.1% | City Large | 33667.8172 | Middle Atlantic
11208 | 1 | LaGuardiaJFK | NewYork, NY | NY | 2007 | 3956 | 1713999.5201 | 122983.3 | 153791400 | 3130 | 491427.0025 | 3121 | 245896.4247 | 2736 | 209586.9638 | 26234.3 | 32669200 | 741 | 665696.255 | 741 | 426269.8686 | 741 | 396027.7898 | 49303.1 | 61408400 | 85 | 556876.2627 | 85 | 428790.5604 | 85 | 411513.8553 | 47445.9 | 59713800 | 433.2658 | 79.12% | 28.67% | 18.73% | 38.84% | 2.149% | 32.49% | 99.71% | 50.04% | 87.41% | 42.65% | 100% | 64.03% | 100% | 59.49% | 100% | 77% | 100% | 73.9% | City Large | 27682.6982 | Middle Atlantic
11209 | 1 | NewYork | NewYork, NY | NY | 2013 | 3810 | 1298068.9886 | 72749.4 | 90200200 | 3224 | 463353.0555 | 3215 | 190975.2606 | 2461 | 148847.1562 | 16798.3 | 20373800 | 505 | 536064.9418 | 505 | 321586.9873 | 505 | 300206.5166 | 28185.2 | 35167200 | 81 | 298650.9913 | 81 | 179351.3542 | 81 | 166221.4688 | 27765.9 | 34659200 | 340.7005 | 84.62% | 35.7% | 13.25% | 41.3% | 2.126% | 23.01% | 99.72% | 41.22% | 76.33% | 32.12% | 100% | 59.99% | 100% | 56% | 100% | 60.05% | 100% | 55.66% | City Large | 26935.095 | Middle Atlantic
11210 | 1 | NewYork | NewYork, NY | NY | 2013 | 6231 | 1231332.283 | 63730.9 | 78674400 | 5906 | 690112.1297 | 5843 | 230496.3609 | 4220 | 161117.0665 | 26286.8 | 31804200 | 272 | 302984.2531 | 272 | 182984.6252 | 272 | 170535.6321 | 19799.4 | 24861800 | 53 | 238235.9002 | 53 | 154760.4559 | 53 | 146244.6469 | 17644.7 | 22008400 | 197.6139 | 94.78% | 56.05% | 4.365% | 24.61% | 0.8506% | 19.35% | 98.93% | 33.4% | 71.45% | 23.35% | 100% | 60.39% | 100% | 56.29% | 100% | 64.96% | 100% | 61.39% | City Large | 39640.1808 | Middle Atlantic
11211 | 1 | Manhattan | NewYork, NY | NY | 2007 | 977 | 1289165.5413 | 79563.22 | 102788240 | 439 | 87256.0524 | 439 | 44523.8339 | 420 | 38994.3719 | 4696.92 | 6034240 | 356 | 387820.6472 | 356 | 210504.972 | 356 | 189869.8435 | 22444.6 | 28953900 | 182 | 814088.8417 | 182 | 489246.5381 | 182 | 451158.1664 | 52421.7 | 67800100 | 1319.5144 | 44.93% | 6.768% | 36.44% | 30.08% | 18.63% | 63.15% | 100% | 51.03% | 95.67% | 44.69% | 100% | 54.28% | 100% | 48.96% | 100% | 60.1% | 100% | 55.42% | City Large | 46066.902 | Middle Atlantic
11212 | 1 | NewYork | NewYork, NY | NY | 2013 | 2193 | 1257060.1062 | 84759.3 | 105370400 | 1559 | 377852.9361 | 1558 | 205413.2132 | 1513 | 189574.1963 | 21982.7 | 27658400 | 558 | 562502.5913 | 558 | 343475.99 | 558 | 320581.0074 | 39496.6 | 48519600 | 76 | 316704.5788 | 76 | 211849.9547 | 76 | 199515.5423 | 23280 | 29192400 | 573.2148 | 71.09% | 30.06% | 25.44% | 44.75% | 3.466% | 25.19% | 99.94% | 54.36% | 97.05% | 50.17% | 100% | 61.06% | 100% | 56.99% | 100% | 66.89% | 100% | 63% | City Large | 53588.3124 | Middle Atlantic
11213 | 1 | NewYork | NewYork, NY | NY | 2013 | 1102 | 944724.6717 | 63164.95 | 78946600 | 678 | 140805.4255 | 677 | 76488.624 | 644 | 68733.7888 | 8629.65 | 10578500 | 316 | 358257.7614 | 316 | 216623.4295 | 315 | 202227.981 | 23625.3 | 29630100 | 108 | 445661.4848 | 108 | 282076.3145 | 108 | 265290.1316 | 30910 | 38738000 | 857.2819 | 61.52% | 14.9% | 28.68% | 37.92% | 9.8% | 47.17% | 99.85% | 54.32% | 94.99% | 48.81% | 100% | 60.47% | 99.68% | 56.45% | 100% | 63.29% | 100% | 59.53% | City Large | 58563.7267 | Middle Atlantic
11214 | 1 | NewYork | NewYork, NY | NY | 2013 | 4332 | 1473423.2009 | 86066.6 | 108039600 | 3675 | 649491.8626 | 3666 | 274799.6281 | 3160 | 228666.6938 | 30264.1 | 37805900 | 600 | 583959.0273 | 600 | 347991.5799 | 600 | 321564.0382 | 37634.2 | 47366100 | 57 | 239972.311 | 57 | 165002.8058 | 57 | 156638.842 | 18168.3 | 22867600 | 340.1254 | 84.83% | 44.08% | 13.85% | 39.63% | 1.316% | 16.29% | 99.76% | 42.31% | 85.99% | 35.21% | 100% | 59.59% | 100% | 55.07% | 100% | 68.76% | 100% | 65.27% | City Large | 36423.0662 | Middle Atlantic
11215 | 1 | NewYork | NewYork, NY | NY | 2013 | 886 | 1384684.7005 | 86546.83 | 112067330 | 285 | 59701.4785 | 285 | 27009.8974 | 264 | 23217.9779 | 2842.53 | 3672330 | 419 | 523121.2957 | 419 | 289774.7964 | 419 | 262219.2069 | 30744.9 | 39805600 | 182 | 801861.9263 | 182 | 489513.7916 | 182 | 453964.9641 | 52959.4 | 68589400 | 1562.8495 | 32.17% | 4.312% | 47.29% | 37.78% | 20.54% | 57.91% | 100% | 45.24% | 92.63% | 38.89% | 100% | 55.39% | 100% | 50.13% | 100% | 61.05% | 100% | 56.61% | City Large | 32715.6452 | Middle Atlantic
11216 | 1 | NewYork | NewYork, NY | NY | 2013 | 625 | 837097.0962 | 54277.09 | 69823550 | 207 | 45561.1343 | 205 | 22455.8104 | 195 | 19604.4268 | 2391.49 | 3057950 | 308 | 349034.2866 | 308 | 205015.0278 | 308 | 188999.7144 | 22291.2 | 28698700 | 110 | 442501.6753 | 110 | 268057.4956 | 110 | 249962.9175 | 29594.4 | 38066900 | 1339.3554 | 33.12% | 5.443% | 49.28% | 41.7% | 17.6% | 52.86% | 99.03% | 49.29% | 94.2% | 43.03% | 100% | 58.74% | 100% | 54.15% | 100% | 60.58% | 100% | 56.49% | City Large | 58527.3422 | Middle Atlantic
11217 | 1 | NewYork | NewYork, NY | NY | 2013 | 396 | 698466.4221 | 42638.813 | 55119670 | 101 | 23941.3281 | 101 | 11181.1344 | 98 | 9843.4664 | 751.413 | 968770 | 194 | 227007.8944 | 194 | 126485.2808 | 194 | 114294.7925 | 10291.8 | 13296100 | 101 | 447517.1996 | 101 | 256628.7363 | 101 | 232266.2127 | 31595.6 | 40854800 | 1763.8041 | 25.51% | 3.428% | 48.99% | 32.5% | 25.51% | 64.07% | 100% | 46.7% | 97.03% | 41.11% | 100% | 55.72% | 100% | 50.35% | 100% | 57.34% | 100% | 51.9% | City Large | 45075.1217 | Middle Atlantic
11218 | 1 | NewYork | NewYork, NY | NY | 2013 | 2943 | 1112011.9524 | 64987.7 | 83810400 | 2476 | 352599.2996 | 2456 | 141084.8285 | 1823 | 111949.428 | 15074.6 | 19237800 | 379 | 385632.6916 | 379 | 226930.8211 | 379 | 209881.9989 | 24396.3 | 31526400 | 88 | 373779.9612 | 88 | 235864.2336 | 88 | 221511.3392 | 25516.8 | 33046200 | 377.8498 | 84.13% | 31.71% | 12.88% | 34.68% | 2.99% | 33.61% | 99.19% | 40.01% | 73.63% | 31.75% | 100% | 58.85% | 100% | 54.43% | 100% | 63.1% | 100% | 59.26% | City Large | 40295.1775 | Middle Atlantic
11219 | 1 | NewYork | NewYork, NY | NY | 2013 | 2805 | 1373158.3809 | 76211.7 | 98428900 | 2123 | 447979.1973 | 2120 | 185335.4082 | 1946 | 159751.8601 | 20955.5 | 26952000 | 613 | 655179.3461 | 613 | 350480.6917 | 613 | 318033.0038 | 38390.3 | 49635300 | 69 | 269999.8376 | 69 | 156205.6493 | 69 | 143196.4971 | 16865.9 | 21841600 | 489.5395 | 75.69% | 32.62% | 21.85% | 47.71% | 2.46% | 19.66% | 99.86% | 41.37% | 91.66% | 35.66% | 100% | 53.49% | 100% | 48.54% | 100% | 57.85% | 100% | 53.04% | City Large | 59590.2736 | Middle Atlantic
11220 | 1 | NewYork | NewYork, NY | NY | 2013 | 1483 | 1484066.3583 | 95414.68 | 119274720 | 882 | 169549.0073 | 880 | 75914.2492 | 798 | 65516.0423 | 6338.98 | 7885520 | 421 | 485476.4351 | 421 | 279788.2897 | 421 | 258953.1516 | 22404.8 | 27998400 | 180 | 829040.9158 | 180 | 525151.9855 | 180 | 494254.8885 | 66670.9 | 83390800 | 1000.7191 | 59.47% | 11.42% | 28.39% | 32.71% | 12.14% | 55.86% | 99.77% | 44.77% | 90.48% | 38.64% | 100% | 57.63% | 100% | 53.34% | 100% | 63.34% | 100% | 59.62% | City Large | 55797.8682 | Middle Atlantic
11221 | 1 | NewYork | NewYork, NY | NY | 2013 | 1376 | 1242263.4056 | 82061.59 | 105937590 | 652 | 143667.0679 | 651 | 69820.4149 | 617 | 62071.3891 | 7708.39 | 9922390 | 601 | 656679.2936 | 601 | 393705.8552 | 601 | 367085.8269 | 43035.6 | 55546400 | 123 | 441917.0441 | 123 | 283686.3301 | 123 | 267369.2769 | 31317.6 | 40468800 | 902.8077 | 47.38% | 11.56% | 43.68% | 52.86% | 8.939% | 35.57% | 99.85% | 48.6% | 94.63% | 43.21% | 100% | 59.95% | 100% | 55.9% | 100% | 64.19% | 100% | 60.5% | City Large | 57900.7878 | Middle Atlantic
11222 | 1 | Manhattan | NewYork, NY | NY | 2007 | 1020 | 1391029.7531 | 97001.74 | 124970070 | 539 | 87754.2902 | 538 | 47182.0851 | 480 | 41213.1518 | 2874.44 | 3705270 | 310 | 341349.5078 | 310 | 215615.7037 | 310 | 199559.9876 | 19534.5 | 25164200 | 171 | 961925.9551 | 171 | 682526.1779 | 171 | 648018.2869 | 74592.8 | 96100600 | 1363.7547 | 52.84% | 6.309% | 30.39% | 24.54% | 16.76% | 69.15% | 99.81% | 53.77% | 89.05% | 46.96% | 100% | 63.17% | 100% | 58.46% | 100% | 70.95% | 100% | 67.37% | City Large | 22175.1407 | Middle Atlantic
11223 | 1 | NewYork | NewYork, NY | NY | 2013 | 5553 | 1471912.9808 | 88310.7 | 109753400 | 5016 | 772899.6166 | 4989 | 342218.5342 | 4069 | 283291.3844 | 38057.2 | 47006600 | 500 | 500142.0094 | 500 | 316326.0594 | 499 | 294129.0892 | 34078.2 | 42793200 | 37 | 198871.3547 | 37 | 138070.3024 | 37 | 130498.8339 | 16175.3 | 19953600 | 265.0663 | 90.33% | 52.51% | 9.004% | 33.98% | 0.6663% | 13.51% | 99.46% | 44.28% | 81.12% | 36.65% | 100% | 63.25% | 99.8% | 58.81% | 100% | 69.43% | 100% | 65.62% | City Large | 38986.1766 | Middle Atlantic
11224 | 1 | NewYork | NewYork, NY | NY | 2013 | 1388 | 589050.8969 | 38901.01 | 48177100 | 1093 | 172395.5456 | 1088 | 77445.8092 | 994 | 62618.9602 | 9149.21 | 11002700 | 254 | 238421.5694 | 254 | 149978.4055 | 254 | 140597.5868 | 16635.6 | 20788400 | 41 | 178233.782 | 41 | 117604.8449 | 41 | 110961.7087 | 13116.2 | 16386000 | 424.3883 | 78.75% | 29.27% | 18.3% | 40.48% | 2.954% | 30.26% | 99.54% | 44.92% | 90.94% | 36.32% | 100% | 62.9% | 100% | 58.97% | 100% | 65.98% | 100% | 62.26% | City Large | 28018.9934 | Middle Atlantic
11225 | 1 | NewYork | NewYork, NY | NY | 2013 | 1127 | 789586.6057 | 51571.65 | 64590990 | 800 | 144275.2269 | 797 | 73811.4201 | 721 | 64544.5737 | 8111.45 | 9971190 | 234 | 262310.0287 | 234 | 154749.099 | 233 | 143731.0142 | 16761.6 | 21053200 | 93 | 383001.35 | 93 | 242821.5388 | 93 | 229731.7435 | 26698.6 | 33566600 | 700.6092 | 70.98% | 18.27% | 20.76% | 33.22% | 8.252% | 48.51% | 99.62% | 51.16% | 90.12% | 44.74% | 100% | 58.99% | 99.57% | 54.79% | 100% | 63.4% | 100% | 59.98% | City Large | 49040.0478 | Middle Atlantic
11226 | 1 | NewYork | NewYork, NY | NY | 2013 | 2161 | 1258561.0528 | 77026.5 | 96393100 | 1618 | 236578.9594 | 1609 | 91896.2957 | 1315 | 71893.0609 | 10345.2 | 12700900 | 410 | 459190.0241 | 410 | 271041.9948 | 410 | 252403.1177 | 29455.3 | 36939300 | 133 | 562792.0692 | 133 | 342883.6182 | 133 | 320923.1083 | 37226 | 46752900 | 582.3975 | 74.87% | 18.8% | 18.97% | 36.49% | 6.155% | 44.72% | 99.44% | 38.84% | 81.27% | 30.39% | 100% | 59.03% | 100% | 54.97% | 100% | 60.93% | 100% | 57.02% | City Large | 71919.345 | Middle Atlantic
11228 | 1 | NewYork | NewYork, NY | NY | 2013 | 3940 | 821008.4506 | 44008.86 | 55209140 | 3674 | 545048.5902 | 3658 | 232081.3905 | 2996 | 194320.9421 | 25313.2 | 31671200 | 257 | 248027.0747 | 257 | 154098.0801 | 257 | 143513.321 | 16788.5 | 21134600 | 9 | 27932.7858 | 9 | 17600.9328 | 9 | 16520.7985 | 1907.16 | 2403340 | 208.3778 | 93.25% | 66.39% | 6.523% | 30.21% | 0.2284% | 3.402% | 99.56% | 42.58% | 81.55% | 35.65% | 100% | 62.13% | 100% | 57.86% | 100% | 63.01% | 100% | 59.14% | City Large | 26755.4537 | Middle Atlantic
11229 | 1 | NewYork | NewYork, NY | NY | 2013 | 6787 | 1415159.4614 | 79139.3 | 98628100 | 6216 | 683705.3175 | 6176 | 252881.2156 | 4475 | 190375.8548 | 28424.3 | 34981000 | 518 | 535128.4233 | 518 | 343498.5573 | 518 | 318301.2059 | 36984.7 | 46395600 | 53 | 196325.7206 | 53 | 127716.5491 | 53 | 118961.6478 | 13730.3 | 17251500 | 208.5103 | 91.59% | 48.31% | 7.632% | 37.81% | 0.7809% | 13.87% | 99.36% | 36.99% | 71.99% | 27.84% | 100% | 64.19% | 100% | 59.48% | 100% | 65.05% | 100% | 60.59% | City Large | 29165.1749 | Middle Atlantic
11230 | 1 | NewYork | NewYork, NY | NY | 2013 | 5236 | 1193024.2264 | 63125.8 | 78508100 | 4846 | 636473.6671 | 4780 | 220722.8234 | 3446 | 162874.3685 | 25008.1 | 30635900 | 334 | 352738.3237 | 334 | 218768.9115 | 334 | 204089.037 | 23572.9 | 29639900 | 56 | 203812.2355 | 56 | 132990.7386 | 56 | 124698.761 | 14544.8 | 18232300 | 227.8503 | 92.55% | 53.35% | 6.379% | 29.57% | 1.07% | 17.08% | 98.64% | 34.68% | 71.11% | 25.59% | 100% | 62.02% | 100% | 57.86% | 100% | 65.25% | 100% | 61.18% | City Large | 42906.0452 | Middle Atlantic
11231 | 1 | NewYork | NewYork, NY | NY | 2013 | 751 | 1035065.4764 | 74865.49 | 96315840 | 312 | 64336.3692 | 311 | 31261.8805 | 292 | 26821.614 | 2524.89 | 3260840 | 320 | 383705.2452 | 320 | 221088.4899 | 320 | 199744.8308 | 17749 | 22917700 | 119 | 587023.862 | 119 | 402024.6804 | 119 | 380119.6063 | 54591.6 | 70137300 | 1378.2496 | 41.54% | 6.216% | 42.61% | 37.07% | 15.85% | 56.71% | 99.68% | 48.59% | 93.59% | 41.69% | 100% | 57.62% | 100% | 52.06% | 100% | 68.49% | 100% | 64.75% | City Large | 20558.3369 | Middle Atlantic
11232 | 1 | NewYork | NewYork, NY | NY | 2013 | 552 | 993383.052 | 73870.99 | 95540170 | 270 | 48014.7965 | 266 | 23026.1425 | 240 | 20031.1576 | 1852.42 | 2398170 | 174 | 194335.8556 | 174 | 107407.2394 | 174 | 98645.7159 | 8414.97 | 10892900 | 108 | 751032.3999 | 108 | 522538.391 | 108 | 501813.8182 | 63603.6 | 82249100 | 1799.607 | 48.91% | 4.833% | 31.52% | 19.56% | 19.57% | 75.6% | 98.52% | 47.96% | 88.89% | 41.72% | 100% | 55.27% | 100% | 50.76% | 100% | 69.58% | 100% | 66.82% | City Large | 19148.0368 | Middle Atlantic
11233 | 1 | NewYork | NewYork, NY | NY | 2013 | 1071 | 957042.3911 | 64715.75 | 80935760 | 507 | 113687.0033 | 505 | 59906.9307 | 489 | 53660.0961 | 6485.95 | 8056260 | 455 | 463565.1604 | 455 | 281526.5325 | 455 | 262546.1652 | 30913.5 | 38640400 | 109 | 379790.2275 | 109 | 250511.6627 | 109 | 236388.5852 | 27316.3 | 34239100 | 893.597 | 47.34% | 11.88% | 42.48% | 48.44% | 10.18% | 39.68% | 99.61% | 52.69% | 96.45% | 47.2% | 100% | 60.73% | 100% | 56.64% | 100% | 65.96% | 100% | 62.24% | City Large | 48671.3062 | Middle Atlantic
11234 | 1 | NewYork | NewYork, NY | NY | 2013 | 9935 | 2295317.3923 | 135588.8 | 168960800 | 9049 | 1201522.1675 | 8931 | 464169.7814 | 7302 | 370843.947 | 54104.4 | 66636100 | 819 | 734961.1759 | 819 | 470209.456 | 819 | 438275.5791 | 51514.3 | 64680300 | 67 | 358834.0488 | 67 | 268412.3402 | 67 | 256971.405 | 29970.1 | 37644400 | 231.0335 | 91.08% | 52.35% | 8.244% | 32.02% | 0.6744% | 15.63% | 98.7% | 38.63% | 80.69% | 30.86% | 100% | 63.98% | 100% | 59.63% | 100% | 74.8% | 100% | 71.61% | City Large | 10383.1952 | Middle Atlantic
11235 | 1 | NewYork | NewYork, NY | NY | 2013 | 4376 | 1515599.9855 | 93180.1 | 116167500 | 3788 | 520388.1479 | 3764 | 213012.8047 | 3048 | 168571.3932 | 24769.2 | 30368000 | 501 | 530155.3439 | 501 | 326263.8325 | 500 | 300497.1311 | 35137.5 | 44024800 | 87 | 465056.4937 | 87 | 302081.6189 | 87 | 282989.6673 | 33273.4 | 41774700 | 346.3437 | 86.56% | 34.34% | 11.45% | 34.98% | 1.988% | 30.68% | 99.37% | 40.93% | 80.46% | 32.39% | 100% | 61.54% | 99.8% | 56.68% | 100% | 64.96% | 100% | 60.85% | City Large | 31429.1711 | Middle Atlantic
11236 | 1 | NewYork | NewYork, NY | NY | 2013 | 5470 | 2065033.0282 | 141546.3 | 178022500 | 4460 | 658540.9222 | 4445 | 279842.294 | 3808 | 237962.3216 | 31749.1 | 39701500 | 901 | 816312.2924 | 901 | 531403.5045 | 900 | 498536.9057 | 57713.6 | 72672500 | 109 | 590179.8136 | 109 | 471112.6267 | 109 | 456828.7972 | 52083.6 | 65648500 | 377.5197 | 81.54% | 31.89% | 16.47% | 39.53% | 1.993% | 28.58% | 99.66% | 42.49% | 85.38% | 36.13% | 100% | 65.1% | 99.89% | 61.07% | 100% | 79.83% | 100% | 77.41% | City Large | 21006.5537 | Middle Atlantic
11237 | 1 | NewYork | NewYork, NY | NY | 2013 | 624 | 1222370.4731 | 92745.29 | 120127510 | 239 | 57617.8497 | 239 | 31312.5085 | 234 | 28053.5968 | 3293.59 | 4263010 | 237 | 286102.1797 | 237 | 176768.8094 | 237 | 164036.7327 | 19043.7 | 24658100 | 148 | 878650.4437 | 148 | 644918.3008 | 148 | 614820.6231 | 70408 | 91206400 | 1958.927 | 38.3% | 4.714% | 37.98% | 23.41% | 23.72% | 71.88% | 100% | 54.35% | 97.91% | 48.69% | 100% | 61.79% | 100% | 57.34% | 100% | 73.4% | 100% | 69.97% | City Large | 50257.3642 | Middle Atlantic
11238 | 1 | NewYork | NewYork, NY | NY | 2013 | 639 | 826963.7134 | 49702.72 | 64026860 | 227 | 53446.3469 | 226 | 26306.0535 | 219 | 22859.5559 | 2747.92 | 3529160 | 314 | 335231.0995 | 314 | 185523.2634 | 314 | 167804.8064 | 19920.5 | 25626300 | 98 | 438286.2669 | 98 | 250814.4501 | 98 | 230370.2773 | 27034.3 | 34871400 | 1294.1529 | 35.52% | 6.463% | 49.14% | 40.54% | 15.34% | 53% | 99.56% | 49.22% | 96.48% | 42.77% | 100% | 55.34% | 100% | 50.06% | 100% | 57.23% | 100% | 52.56% | City Large | 49976.2246 | Middle Atlantic
11239 | 1 | NewYork | NewYork, NY | NY | 2013 | 135 | 238413.7006 | 18534.432 | 23329690 | 23 | 4807.6372 | 23 | 3154.506 | 22 | 2876.7839 | 334.162 | 418510 | 86 | 77854.3602 | 86 | 45146.2468 | 85 | 42454.907 | 4956.97 | 6223480 | 26 | 155751.7033 | 26 | 119849.0924 | 26 | 115750.0811 | 13243.3 | 16687700 | 1766.0274 | 17.04% | 2.017% | 63.7% | 32.66% | 19.26% | 65.33% | 100% | 65.61% | 95.65% | 59.84% | 100% | 57.99% | 98.84% | 54.53% | 100% | 76.95% | 100% | 74.32% | City Large | 9008.9564 | Middle Atlantic
11249 | 1 | Manhattan | NewYork, NY | NY | 2007 | 309 | 424799.3408 | 30555.9 | 39477670 | 153 | 34594.2299 | 152 | 16930.5675 | 140 | 14743.7093 | 1624.23 | 2088280 | 107 | 118236.9187 | 106 | 65285.9698 | 105 | 59529.7509 | 7384.27 | 9513390 | 49 | 271968.1922 | 49 | 182700.7407 | 49 | 173739.5427 | 21547.4 | 27876000 | 1374.7551 | 49.51% | 8.144% | 34.63% | 27.83% | 15.86% | 64.02% | 99.35% | 48.94% | 91.5% | 42.62% | 99.07% | 55.22% | 98.13% | 50.35% | 100% | 67.18% | 100% | 63.88% | City Large | 45099.3077 | Middle Atlantic
11252 | 1 | NewYork | NewYork, NY | NY | 2013 | 21 | 28187.8764 | 2267.168 | 2824252 | 10 | 2242.7854 | 10 | 999.4937 | 8 | 882.8799 | 133.053 | 158848 | 8 | 8345.0571 | 8 | 5194.5428 | 8 | 4913.2995 | 620.885 | 778104 | 3 | 17600.0339 | 3 | 13078.619 | 3 | 12768.3072 | 1513.23 | 1887300 | 1342.2798 | 47.62% | 7.957% | 38.1% | 29.61% | 14.29% | 62.44% | 100% | 44.56% | 80% | 39.37% | 100% | 62.25% | 100% | 58.88% | 100% | 74.31% | 100% | 72.55% | City Large | 1219.6326 | Middle Atlantic
11354 | 1 | LaGuardiaJFK | NewYork, NY | NY | 2007 | 3585 | 1284585.2649 | 92206.8 | 114840300 | 3119 | 367181.9095 | 3091 | 156463.9749 | 2519 | 124050.5979 | 20566.6 | 24328800 | 368 | 385733.5331 | 368 | 238184.3947 | 368 | 219488.9104 | 25955.2 | 32708200 | 98 | 531669.8223 | 98 | 370069.0499 | 98 | 347496.246 | 45685 | 57803300 | 358.3222 | 87% | 28.58% | 10.26% | 30.03% | 2.734% | 41.39% | 99.1% | 42.61% | 80.76% | 33.78% | 100% | 61.75% | 100% | 56.9% | 100% | 69.61% | 100% | 65.36% | City Large | 25928.7787 | Middle Atlantic
11355 | 1 | LaGuardiaJFK | NewYork, NY | NY | 2007 | 4068 | 1061797.7371 | 64501.8 | 80637300 | 3659 | 426884.4892 | 3639 | 164021.2292 | 2820 | 121957.6979 | 20498.6 | 24946900 | 358 | 374672.6233 | 358 | 226821.3628 | 358 | 208408.6538 | 23939.3 | 30307700 | 51 | 260240.6246 | 51 | 169489.6851 | 51 | 158686.8616 | 20063.9 | 25382700 | 261.0122 | 89.95% | 40.2% | 8.8% | 35.29% | 1.254% | 24.51% | 99.45% | 38.42% | 77.07% | 28.57% | 100% | 60.54% | 100% | 55.62% | 100% | 65.13% | 100% | 60.98% | City Large | 38493.6474 | Middle Atlantic
11356 | 1 | LaGuardiaJFK | NewYork, NY | NY | 2007 | 3563 | 827240.3548 | 58465.5 | 72871600 | 3333 | 366419.9656 | 3308 | 156173.9587 | 2674 | 124407.7331 | 18685.6 | 22733300 | 185 | 168210.249 | 185 | 104500.4272 | 185 | 96963.0298 | 12433.7 | 15520400 | 45 | 292610.1402 | 45 | 236445.3299 | 45 | 229050.7612 | 27346.2 | 34617900 | 232.1752 | 93.54% | 44.29% | 5.192% | 20.33% | 1.263% | 35.37% | 99.25% | 42.62% | 80.23% | 33.95% | 100% | 62.12% | 100% | 57.64% | 100% | 80.81% | 100% | 78.28% | City Large | 8835.8908 | Middle Atlantic
11357 | 1 | NewYork | NewYork, NY | NY | 2013 | 8251 | 1224522.1566 | 76484.48 | 91259150 | 8009 | 948604.4126 | 7969 | 395381.8695 | 6872 | 312186.1899 | 53811.1 | 63195300 | 223 | 195270.8571 | 223 | 110005.0515 | 223 | 100829.0076 | 15043.2 | 18446400 | 19 | 80646.887 | 19 | 62053.5321 | 19 | 59353.1855 | 7630.18 | 9617450 | 148.4089 | 97.07% | 77.47% | 2.703% | 15.95% | 0.2303% | 6.586% | 99.5% | 41.68% | 85.8% | 32.91% | 100% | 56.33% | 100% | 51.64% | 100% | 76.94% | 100% | 73.6% | City Large | 11894.0799 | Middle Atlantic
11358 | 1 | NewYork | NewYork, NY | NY | 2013 | 6366 | 940512.1996 | 52979.49 | 64504360 | 6097 | 664345.3421 | 6050 | 257904.795 | 4914 | 197948.693 | 33804 | 40465300 | 253 | 224758.8588 | 253 | 136736.8303 | 253 | 124656.6725 | 15314 | 19182500 | 16 | 51407.9986 | 16 | 34854.0908 | 16 | 32528.4614 | 3861.49 | 4856560 | 147.7399 | 95.77% | 70.64% | 3.974% | 23.9% | 0.2513% | 5.466% | 99.23% | 38.82% | 80.6% | 29.8% | 100% | 60.84% | 100% | 55.46% | 100% | 67.8% | 100% | 63.28% | City Large | 18594.604 | Middle Atlantic
11359 | 1 | LaGuardiaJFK | NewYork, NY | NY | 2007 | 116 | 45211.6038 | 2791.664 | 3483390 | 95 | 19168.0178 | 95 | 6124.7146 | 86 | 4686.5426 | 835.314 | 1030090 | 19 | 16872.1982 | 19 | 8228.2456 | 19 | 7550.3656 | 1158.41 | 1445370 | 2 | 9171.3879 | 2 | 6578.9042 | 2 | 6473.6819 | 797.94 | 1007930 | 389.7552 | 81.9% | 42.4% | 16.38% | 37.32% | 1.724% | 20.29% | 100% | 31.95% | 90.53% | 24.45% | 100% | 48.77% | 100% | 44.75% | 100% | 71.73% | 100% | 70.59% | City Large | 461.8608 | Middle Atlantic
11360 | 1 | NewYork | NewYork, NY | NY | 2013 | 2090 | 481789.0827 | 27896.41 | 34375130 | 1910 | 286967.788 | 1905 | 114462.367 | 1698 | 83847.1883 | 14165.7 | 17153200 | 171 | 149258.0082 | 171 | 88643.4014 | 171 | 82156.0933 | 10114.2 | 12638500 | 9 | 45563.2865 | 9 | 31220.3678 | 9 | 29759.8965 | 3616.51 | 4583430 | 230.5211 | 91.39% | 59.56% | 8.182% | 30.98% | 0.4306% | 9.457% | 99.74% | 39.89% | 88.9% | 29.22% | 100% | 59.39% | 100% | 55.04% | 100% | 68.52% | 100% | 65.32% | City Large | 12138.8749 | Middle Atlantic
11361 | 1 | LaGuardiaJFK | NewYork, NY | NY | 2007 | 4828 | 810845.828 | 40430.24 | 49959070 | 4587 | 544438.8135 | 4562 | 201596.9479 | 3544 | 138822.5373 | 22713.8 | 27618200 | 230 | 222472.3333 | 230 | 133752.7105 | 230 | 121047.9173 | 14605.9 | 18394700 | 11 | 43934.6812 | 11 | 28681.7832 | 11 | 26465.1401 | 3110.54 | 3946170 | 167.9465 | 95.01% | 67.14% | 4.764% | 27.44% | 0.2278% | 5.418% | 99.45% | 37.03% | 77.26% | 25.5% | 100% | 60.12% | 100% | 54.41% | 100% | 65.28% | 100% | 60.24% | City Large | 15608.7436 | Middle Atlantic
11362 | 1 | NewYork | NewYork, NY | NY | 2013 | 3109 | 669120.6949 | 31612.71 | 38972210 | 2886 | 381674.4229 | 2850 | 113815.0587 | 2278 | 79537.544 | 13932.4 | 16919800 | 204 | 191144.8604 | 204 | 81711.2918 | 204 | 71741.2114 | 10589 | 13037500 | 19 | 96301.4116 | 19 | 63214.507 | 19 | 60140.0845 | 7091.31 | 9014910 | 215.2206 | 92.83% | 57.04% | 6.562% | 28.57% | 0.6111% | 14.39% | 98.75% | 29.82% | 78.93% | 20.84% | 100% | 42.75% | 100% | 37.53% | 100% | 65.64% | 100% | 62.45% | City Large | 8375.5661 | Middle Atlantic
11363 | 1 | NewYork | NewYork, NY | NY | 2013 | 1658 | 230402.6246 | 9364.88 | 11589720 | 1633 | 208954.2646 | 1604 | 63883.9647 | 1279 | 46606.8661 | 8085.88 | 9984210 | 25 | 21448.3599 | 25 | 11232.6889 | 25 | 10078.785 | 1279 | 1605510 | 0 | 0 | 0 | 0 | 0 | 0 | 0 | 0 | 138.9642 | 98.49% | 90.69% | 1.508% | 9.309% | 0% | 0% | 98.22% | 30.57% | 78.32% | 22.3% | 100% | 52.37% | 100% | 46.99% | #DIV/0! | #DIV/0! | #DIV/0! | #DIV/0! | City Large | 6541.0455 | Middle Atlantic
11364 | 1 | NewYork | NewYork, NY | NY | 2013 | 5218 | 941672.6505 | 43311.42 | 53457870 | 4886 | 600457.2166 | 4863 | 211704.2185 | 3834 | 135787.9703 | 23749.2 | 29033700 | 320 | 284965.0376 | 320 | 132501.0004 | 320 | 113937.8125 | 15462.4 | 19222800 | 12 | 56250.3962 | 12 | 38108.8996 | 12 | 35728.5585 | 4099.82 | 5201370 | 180.4662 | 93.64% | 63.76% | 6.133% | 30.26% | 0.23% | 5.973% | 99.53% | 35.26% | 78.47% | 22.61% | 100% | 46.5% | 100% | 39.98% | 100% | 67.75% | 100% | 63.52% | City Large | 13244.1596 | Middle Atlantic
11365 | 1 | NewYork | NewYork, NY | NY | 2013 | 5107 | 930655.0533 | 51113.69 | 63432220 | 4765 | 538795.6697 | 4745 | 205521.1911 | 3935 | 147553.2299 | 25142.7 | 30736600 | 320 | 300360.7379 | 320 | 175488.174 | 319 | 160678.5128 | 19099 | 23988000 | 22 | 91498.6457 | 22 | 63535.6175 | 22 | 59589.8712 | 6871.99 | 8707620 | 182.2313 | 93.3% | 57.89% | 6.266% | 32.27% | 0.4308% | 9.832% | 99.58% | 38.14% | 82.58% | 27.39% | 100% | 58.43% | 99.69% | 53.5% | 100% | 69.44% | 100% | 65.13% | City Large | 17339.9188 | Middle Atlantic
11366 | 1 | NewYork | NewYork, NY | NY | 2013 | 2873 | 432898.1013 | 22417.49 | 27549960 | 2771 | 288835.7741 | 2763 | 110003.0601 | 2155 | 76516.5351 | 12705 | 15393700 | 92 | 91252.1684 | 92 | 56248.7315 | 92 | 51545.4959 | 6188.8 | 7724630 | 10 | 52810.1588 | 10 | 32597.9165 | 10 | 30369.305 | 3523.69 | 4431630 | 150.6781 | 96.45% | 66.72% | 3.202% | 21.08% | 0.3481% | 12.2% | 99.71% | 38.08% | 77.77% | 26.49% | 100% | 61.64% | 100% | 56.49% | 100% | 61.73% | 100% | 57.51% | City Large | 13685.4066 | Middle Atlantic
11367 | 1 | LaGuardiaJFK | NewYork, NY | NY | 2007 | 2073 | 822372.8821 | 51097.6 | 63665300 | 1524 | 205589.264 | 1513 | 81640.8658 | 1224 | 60650.9484 | 9638.8 | 11769700 | 514 | 458074.796 | 514 | 261300.5051 | 514 | 236167.3371 | 28087.9 | 35136000 | 35 | 158708.8221 | 35 | 106420.2181 | 35 | 99738.1574 | 13370.9 | 16759600 | 396.7066 | 73.52% | 25% | 24.79% | 55.7% | 1.688% | 19.3% | 99.28% | 39.71% | 80.31% | 29.5% | 100% | 57.04% | 100% | 51.56% | 100% | 67.05% | 100% | 62.84% | City Large | 19620.7492 | Middle Atlantic
11368 | 1 | NewYork | NewYork, NY | NY | 2013 | 4106 | 1297369.8105 | 74701.5 | 94102400 | 3564 | 500171.9136 | 3559 | 233414.7018 | 2844 | 189154.9844 | 22120.9 | 27871900 | 474 | 445863.8744 | 474 | 260669.2716 | 473 | 231586.2455 | 27499.9 | 34601800 | 68 | 351334.0225 | 68 | 207333.7337 | 68 | 190547.8942 | 25080.7 | 31628700 | 315.9693 | 86.8% | 38.55% | 11.54% | 34.37% | 1.656% | 27.08% | 99.86% | 46.67% | 79.8% | 37.82% | 100% | 58.46% | 99.79% | 51.94% | 100% | 59.01% | 100% | 54.24% | City Large | 47655.0935 | Middle Atlantic
11369 | 1 | NewYork | NewYork, NY | NY | 2013 | 2716 | 774211.7351 | 47995.4 | 60411600 | 2502 | 317052.3593 | 2481 | 137971.8787 | 2023 | 113277.8449 | 15599.6 | 19521800 | 188 | 189943.4072 | 188 | 120206.1348 | 188 | 110448.415 | 12948.5 | 16304500 | 26 | 267215.9686 | 26 | 174646.3275 | 26 | 163970.3335 | 19447.3 | 24585300 | 285.0559 | 92.12% | 40.95% | 6.922% | 24.53% | 0.9573% | 34.51% | 99.16% | 43.52% | 80.86% | 35.73% | 100% | 63.29% | 100% | 58.15% | 100% | 65.36% | 100% | 61.36% | City Large | 18988.3738 | Middle Atlantic
11370 | 1 | NewYork | NewYork, NY | NY | 2013 | 1261 | 530146.0308 | 37814.27 | 47476600 | 993 | 167635.5137 | 991 | 89688.6908 | 917 | 80100.9784 | 9881.39 | 12365300 | 255 | 271170.7298 | 255 | 180093.5502 | 255 | 169162.0346 | 19946.7 | 25080600 | 13 | 91339.7872 | 13 | 70815.6 | 13 | 67910.1094 | 7986.18 | 10030700 | 420.4172 | 78.75% | 31.62% | 20.22% | 51.15% | 1.031% | 17.23% | 99.8% | 53.5% | 92.35% | 47.78% | 100% | 66.41% | 100% | 62.38% | 100% | 77.53% | 100% | 74.35% | City Large | 28021.0618 | Middle Atlantic
11372 | 1 | LaGuardiaJFK | NewYork, NY | NY | 2007 | 1211 | 727244.7095 | 44699.76 | 56439400 | 851 | 164362.1392 | 845 | 73140.2994 | 746 | 60807.2213 | 8379.06 | 10518000 | 311 | 378174.9167 | 311 | 224739.2197 | 310 | 206770.8049 | 23999.2 | 30340200 | 49 | 184707.6535 | 49 | 114385.322 | 49 | 105861.8318 | 12321.5 | 15581200 | 600.5324 | 70.27% | 22.6% | 25.68% | 52% | 4.046% | 25.4% | 99.29% | 44.5% | 87.66% | 37% | 100% | 59.43% | 99.68% | 54.68% | 100% | 61.93% | 100% | 57.31% | City Large | 91333.4731 | Middle Atlantic
11373 | 1 | NewYork | NewYork, NY | NY | 2013 | 3437 | 1132745.5825 | 69218.7 | 87391000 | 2893 | 360737.1681 | 2860 | 158060.2023 | 2032 | 125780.1286 | 15340 | 19138000 | 488 | 485484.8934 | 488 | 302850.4439 | 488 | 281624.5432 | 32730 | 41444300 | 56 | 286523.521 | 56 | 183343.8027 | 56 | 172073.7891 | 21148.7 | 26808700 | 329.5739 | 84.17% | 31.85% | 14.2% | 42.86% | 1.629% | 25.29% | 98.86% | 43.82% | 70.24% | 34.87% | 100% | 62.38% | 100% | 58.01% | 100% | 63.99% | 100% | 60.06% | City Large | 66773.1365 | Middle Atlantic
11374 | 1 | LaGuardiaJFK | NewYork, NY | NY | 2007 | 1671 | 660449.91 | 41459.39 | 52482560 | 1343 | 135556.594 | 1313 | 51243.6632 | 752 | 36557.4168 | 5450.69 | 6753660 | 272 | 303068.2138 | 272 | 181935.634 | 272 | 167398.0425 | 19816 | 25157300 | 56 | 221825.1021 | 56 | 136896.5965 | 56 | 128690.7016 | 16192.7 | 20571600 | 395.2423 | 80.37% | 20.52% | 16.28% | 45.89% | 3.351% | 33.59% | 97.77% | 37.8% | 55.99% | 26.97% | 100% | 60.03% | 100% | 55.23% | 100% | 61.71% | 100% | 58.01% | City Large | 43019.8728 | Middle Atlantic
11375 | 1 | LaGuardiaJFK | NewYork, NY | NY | 2007 | 3865 | 1131038.3448 | 58823.3 | 74218400 | 3327 | 339449.2772 | 3244 | 100710.2479 | 1621 | 62210.7272 | 10096.4 | 12553100 | 476 | 533591.8789 | 476 | 297575.2621 | 476 | 268081.8017 | 31837.8 | 40298800 | 62 | 257997.1888 | 62 | 153880.2823 | 62 | 142741.0059 | 16889.1 | 21366500 | 292.6361 | 86.08% | 30.01% | 12.32% | 47.18% | 1.604% | 22.81% | 97.51% | 29.67% | 48.72% | 18.33% | 100% | 55.77% | 100% | 50.24% | 100% | 59.64% | 100% | 55.33% | City Large | 26074.8562 | Middle Atlantic
11377 | 1 | NewYork | NewYork, NY | NY | 2013 | 3098 | 1465470.924 | 102693.8 | 129802800 | 2365 | 354611.0903 | 2347 | 175408.5446 | 1945 | 150718.0593 | 18597.7 | 23377800 | 627 | 613130.3511 | 627 | 395750.6848 | 627 | 369455.4614 | 43070.8 | 54401500 | 106 | 497729.4826 | 106 | 374888.917 | 106 | 356856.5397 | 41025.3 | 52023500 | 473.0377 | 76.34% | 24.2% | 20.24% | 41.84% | 3.422% | 33.96% | 99.24% | 49.47% | 82.24% | 42.5% | 100% | 64.55% | 100% | 60.26% | 100% | 75.32% | 100% | 71.7% | City Large | 36862.0619 | Middle Atlantic
11378 | 1 | NewYork | NewYork, NY | NY | 2013 | 3969 | 1662088.0297 | 130902.2 | 165300800 | 3498 | 440769.1821 | 3472 | 222372.2321 | 3043 | 192844.9823 | 24030.7 | 30022900 | 357 | 333282.3817 | 357 | 221866.3543 | 357 | 207545.828 | 24229.1 | 30608900 | 114 | 888036.4659 | 114 | 740457.8923 | 114 | 720183.7857 | 82642.4 | 104669000 | 418.7675 | 88.13% | 26.52% | 8.995% | 20.05% | 2.872% | 53.43% | 99.26% | 50.45% | 86.99% | 43.75% | 100% | 66.57% | 100% | 62.27% | 100% | 83.38% | 100% | 81.1% | City Large | 14940.1793 | Middle Atlantic
11379 | 1 | NewYork | NewYork, NY | NY | 2013 | 2908 | 867033.8896 | 55320.54 | 69850200 | 2448 | 341161.6817 | 2439 | 168636.1236 | 2043 | 147288.0261 | 18085.3 | 22640000 | 435 | 407485.4358 | 435 | 261566.2933 | 435 | 243207.0458 | 28088.9 | 35587500 | 25 | 118386.772 | 25 | 84399.1115 | 25 | 79675.0625 | 9146.34 | 11622700 | 298.1547 | 84.18% | 39.35% | 14.96% | 47% | 0.8597% | 13.65% | 99.63% | 49.43% | 83.46% | 43.17% | 100% | 64.19% | 100% | 59.68% | 100% | 71.29% | 100% | 67.3% | City Large | 18091.8258 | Middle Atlantic
11385 | 1 | NewYork | NewYork, NY | NY | 2013 | 5284 | 2221581.5049 | 147721.4 | 185842900 | 4327 | 613642.2133 | 4275 | 314048.4501 | 3541 | 275132.4487 | 32402.7 | 40692400 | 785 | 832218.2457 | 785 | 527873.9081 | 785 | 490140.5176 | 56349.9 | 70950900 | 172 | 775721.0459 | 172 | 539869.5952 | 172 | 510224.0095 | 58968.8 | 74199600 | 420.4356 | 81.89% | 27.62% | 14.86% | 37.46% | 3.255% | 34.92% | 98.8% | 51.18% | 81.83% | 44.84% | 100% | 63.43% | 100% | 58.9% | 100% | 69.6% | 100% | 65.77% | City Large | 24436.4526 | Middle Atlantic
11411 | 1 | LaGuardiaJFK | NewYork, NY | NY | 2007 | 4602 | 483405.125 | 22630.09 | 27514610 | 4508 | 380753.1519 | 4490 | 131590.7243 | 3139 | 81485.3009 | 15124.9 | 18083500 | 90 | 86455.1498 | 90 | 58958.1231 | 90 | 53993.4112 | 6205.74 | 7799600 | 4 | 16196.8232 | 4 | 11704.2412 | 4 | 11253.7138 | 1299.45 | 1631510 | 105.0424 | 97.96% | 78.76% | 1.956% | 17.88% | 0.08692% | 3.351% | 99.6% | 34.56% | 69.63% | 21.4% | 100% | 68.2% | 100% | 62.45% | 100% | 72.26% | 100% | 69.48% | City Large | 14915.4472 | Middle Atlantic
11412 | 1 | NewYork | NewYork, NY | NY | 2013 | 6862 | 842546.9525 | 42193.45 | 51756100 | 6680 | 566099.1818 | 6638 | 181954.3867 | 4306 | 115132.4124 | 20091.2 | 24000800 | 170 | 161256.0793 | 170 | 108259.94 | 170 | 100722.2757 | 12218.4 | 15311300 | 12 | 115191.6915 | 12 | 95196.3865 | 12 | 92281.372 | 9883.85 | 12444000 | 122.7845 | 97.35% | 67.19% | 2.477% | 19.14% | 0.1749% | 13.67% | 99.37% | 32.14% | 64.46% | 20.34% | 100% | 67.14% | 100% | 62.46% | 100% | 82.64% | 100% | 80.11% | City Large | 20759.2902 | Middle Atlantic
11413 | 1 | NewYork | NewYork, NY | NY | 2013 | 8029 | 1123097.6907 | 57448.41 | 71237900 | 7848 | 764206.6974 | 7815 | 250787.7889 | 5436 | 154475.0091 | 26388.3 | 32168200 | 143 | 136072.7045 | 143 | 91319.1421 | 143 | 84030.7744 | 9939.71 | 12450600 | 38 | 222818.2888 | 38 | 185470.8937 | 38 | 180247.6709 | 21120.4 | 26619100 | 139.8801 | 97.75% | 68.04% | 1.781% | 12.12% | 0.4733% | 19.84% | 99.58% | 32.82% | 69.27% | 20.21% | 100% | 67.11% | 100% | 61.75% | 100% | 83.24% | 100% | 80.89% | City Large | 13756.8318 | Middle Atlantic
11414 | 1 | NewYork | NewYork, NY | NY | 2013 | 5017 | 833467.0139 | 50135.42 | 60419100 | 4840 | 638414.9286 | 4829 | 262296.6664 | 4471 | 207794.5402 | 36266.5 | 43336300 | 166 | 154513.6195 | 166 | 89053.8316 | 166 | 82206.4253 | 10842.8 | 13300900 | 11 | 40538.4658 | 11 | 27486.6445 | 11 | 25530.0352 | 3026.12 | 3781900 | 166.1286 | 96.47% | 76.6% | 3.309% | 18.54% | 0.2193% | 4.864% | 99.77% | 41.09% | 92.38% | 32.55% | 100% | 57.63% | 100% | 53.2% | 100% | 67.8% | 100% | 62.98% | City Large | 9540.2326 | Middle Atlantic
11415 | 1 | LaGuardiaJFK | NewYork, NY | NY | 2007 | 974 | 281397.3218 | 15442.57 | 19300300 | 854 | 103779.5465 | 838 | 33545.3149 | 505 | 23747.5182 | 3627.95 | 4447820 | 103 | 107208.273 | 103 | 61332.1982 | 103 | 56343.4809 | 5601.54 | 7028610 | 17 | 70409.5024 | 17 | 40658.5219 | 17 | 37951.9934 | 6213.08 | 7823870 | 288.909 | 87.68% | 36.88% | 10.57% | 38.1% | 1.745% | 25.02% | 98.13% | 32.32% | 59.13% | 22.88% | 100% | 57.21% | 100% | 52.56% | 100% | 57.75% | 100% | 53.9% | City Large | 32186.6359 | Middle Atlantic
11416 | 1 | LaGuardiaJFK | NewYork, NY | NY | 2007 | 2262 | 480746.624 | 26015.37 | 32578020 | 2058 | 248833.7486 | 2038 | 107184.5871 | 1380 | 80138.0085 | 9937.07 | 12383900 | 191 | 179828.0986 | 191 | 114184.7213 | 191 | 103145.997 | 11957.3 | 15008200 | 13 | 52084.7769 | 13 | 38214.2796 | 13 | 35853.1899 | 4121 | 5185920 | 212.5317 | 90.98% | 51.76% | 8.444% | 37.41% | 0.5747% | 10.83% | 99.03% | 43.07% | 67.06% | 32.21% | 100% | 63.5% | 100% | 57.36% | 100% | 73.37% | 100% | 68.84% | City Large | 37488.2011 | Middle Atlantic
11417 | 1 | LaGuardiaJFK | NewYork, NY | NY | 2007 | 3985 | 607548.4448 | 32863.03 | 40712370 | 3816 | 379849.6279 | 3744 | 147067.1751 | 2194 | 105985.6233 | 14880.1 | 18149400 | 153 | 139463.8448 | 153 | 92589.2998 | 153 | 85043.7251 | 10546.9 | 13202600 | 16 | 88234.9721 | 16 | 59819.066 | 16 | 55917.2196 | 7436.03 | 9360370 | 152.4588 | 95.76% | 62.52% | 3.839% | 22.96% | 0.4015% | 14.52% | 98.11% | 38.72% | 57.49% | 27.9% | 100% | 66.39% | 100% | 60.98% | 100% | 67.8% | 100% | 63.37% | City Large | 21964.0933 | Middle Atlantic
11418 | 1 | LaGuardiaJFK | NewYork, NY | NY | 2007 | 3677 | 728289.92 | 36472.2 | 45586500 | 3439 | 364021.4843 | 3386 | 126537.2543 | 1911 | 82683.3191 | 11874.6 | 14672100 | 198 | 200636.0478 | 198 | 121900.585 | 198 | 111208.788 | 12071.8 | 15168000 | 40 | 163632.3879 | 40 | 109434.7134 | 40 | 101564.6183 | 12525.8 | 15746400 | 198.0663 | 93.53% | 49.98% | 5.385% | 27.55% | 1.088% | 22.47% | 98.46% | 34.76% | 55.57% | 22.71% | 100% | 60.76% | 100% | 55.43% | 100% | 66.88% | 100% | 62.07% | City Large | 28264.4679 | Middle Atlantic
11419 | 1 | LaGuardiaJFK | NewYork, NY | NY | 2007 | 5615 | 652937.2303 | 24686.87 | 30833680 | 5470 | 481710.6071 | 5218 | 155744.5345 | 2092 | 96200.6586 | 13174.4 | 16361100 | 139 | 151728.5684 | 139 | 95169.3528 | 139 | 85616.9336 | 10284.2 | 12929700 | 6 | 19498.0548 | 6 | 13083.1802 | 6 | 12028.9302 | 1228.27 | 1542880 | 116.2845 | 97.42% | 73.78% | 2.476% | 23.24% | 0.1069% | 2.986% | 95.39% | 32.33% | 38.24% | 19.97% | 100% | 62.72% | 100% | 56.43% | 100% | 67.1% | 100% | 61.69% | City Large | 40601.4644 | Middle Atlantic
11420 | 1 | LaGuardiaJFK | NewYork, NY | NY | 2007 | 8135 | 842026.6783 | 35476.38 | 43397960 | 7994 | 661643.6095 | 7735 | 214739.0758 | 3920 | 136854.1435 | 22361.4 | 26920800 | 129 | 126430.4927 | 129 | 83867.5566 | 129 | 76792.146 | 8893.07 | 11161000 | 12 | 53952.5761 | 12 | 39256.0492 | 12 | 36873.7697 | 4221.91 | 5316160 | 103.5067 | 98.27% | 78.58% | 1.586% | 15.02% | 0.1475% | 6.407% | 96.76% | 32.46% | 49.04% | 20.68% | 100% | 66.33% | 100% | 60.74% | 100% | 72.76% | 100% | 68.34% | City Large | 23911.2966 | Middle Atlantic
11421 | 1 | LaGuardiaJFK | NewYork, NY | NY | 2007 | 3746 | 566857.3325 | 29747.33 | 37048040 | 3538 | 348166.6201 | 3484 | 142151.2413 | 2118 | 103644.9537 | 13759.2 | 16980300 | 198 | 190057.384 | 198 | 124486.6383 | 198 | 114912.9913 | 13568.4 | 17022700 | 10 | 28633.3284 | 10 | 19637.6972 | 10 | 18104.4212 | 2419.73 | 3045040 | 151.3234 | 94.45% | 61.42% | 5.286% | 33.53% | 0.267% | 5.051% | 98.47% | 40.83% | 59.86% | 29.77% | 100% | 65.5% | 100% | 60.46% | 100% | 68.58% | 100% | 63.23% | City Large | 32005.0593 | Middle Atlantic
11422 | 1 | LaGuardiaJFK | NewYork, NY | NY | 2007 | 5911 | 696979.4728 | 35810.89 | 42379670 | 5846 | 616988.207 | 5823 | 228810.6028 | 4611 | 167569.4263 | 30186 | 35335500 | 59 | 51971.1278 | 59 | 29780.0479 | 59 | 26616.3532 | 3391.14 | 4232810 | 6 | 28020.138 | 6 | 20719.3333 | 6 | 19442.6935 | 2233.75 | 2811360 | 117.9123 | 98.9% | 88.52% | 0.9981% | 7.457% | 0.1015% | 4.02% | 99.61% | 37.09% | 78.87% | 27.16% | 100% | 57.3% | 100% | 51.21% | 100% | 73.94% | 100% | 69.39% | City Large | 10452.4676 | Middle Atlantic
11423 | 1 | NewYork | NewYork, NY | NY | 2013 | 4421 | 624857.9175 | 30166.52 | 37203820 | 4249 | 412821.4229 | 4157 | 130736.6343 | 2654 | 88800.7054 | 14780.4 | 17878900 | 161 | 160065.05 | 161 | 103065.2168 | 161 | 96299.5978 | 11106.2 | 13941500 | 11 | 51971.4447 | 11 | 38563.2625 | 11 | 36796.8486 | 4279.92 | 5383420 | 141.3386 | 96.11% | 66.07% | 3.642% | 25.62% | 0.2488% | 8.317% | 97.83% | 31.67% | 62.46% | 21.51% | 100% | 64.39% | 100% | 60.16% | 100% | 74.2% | 100% | 70.8% | City Large | 20316.2869 | Middle Atlantic
11426 | 1 | LaGuardiaJFK | NewYork, NY | NY | 2007 | 4148 | 506824.7005 | 28460.25 | 34105290 | 4037 | 338439.8871 | 4029 | 125721.2456 | 3158 | 89659.6334 | 16670.7 | 19590800 | 97 | 93106.7312 | 97 | 50159.4178 | 97 | 44398.4785 | 6042 | 7422260 | 14 | 75278.0823 | 14 | 48279.1918 | 14 | 45042.9594 | 5747.55 | 7092230 | 122.1853 | 97.32% | 66.78% | 2.338% | 18.37% | 0.3375% | 14.85% | 99.8% | 37.15% | 78.23% | 26.49% | 100% | 53.87% | 100% | 47.69% | 100% | 64.13% | 100% | 59.84% | City Large | 14111.474 | Middle Atlantic
11427 | 1 | NewYork | NewYork, NY | NY | 2013 | 3578 | 507560.9759 | 25338.83 | 31189450 | 3404 | 317220.2545 | 3354 | 99737.9056 | 2318 | 68454.7648 | 11771.4 | 14360700 | 165 | 144719.2939 | 165 | 78380.5417 | 165 | 71520.7255 | 9397.78 | 11651100 | 9 | 45621.4276 | 9 | 30464.4063 | 9 | 28517.8692 | 4169.65 | 5177650 | 141.8561 | 95.14% | 62.5% | 4.612% | 28.51% | 0.2515% | 8.988% | 98.53% | 31.44% | 68.1% | 21.58% | 100% | 54.16% | 100% | 49.42% | 100% | 66.78% | 100% | 62.51% | City Large | 13302.5495 | Middle Atlantic
11428 | 1 | LaGuardiaJFK | NewYork, NY | NY | 2007 | 3949 | 389291.6335 | 17178.63 | 21193100 | 3867 | 272582.473 | 3813 | 78694.6745 | 2057 | 46772.2057 | 8887.8 | 10785600 | 70 | 78793.6894 | 70 | 50775.2084 | 70 | 47129.3869 | 5566.2 | 6977400 | 12 | 37915.4711 | 12 | 25694.6368 | 12 | 23766.5833 | 2724.63 | 3430100 | 98.5798 | 97.92% | 70.02% | 1.773% | 20.24% | 0.3039% | 9.74% | 98.6% | 28.87% | 53.19% | 17.16% | 100% | 64.44% | 100% | 59.81% | 100% | 67.77% | 100% | 62.68% | City Large | 23698.9358 | Middle Atlantic
11429 | 1 | LaGuardiaJFK | NewYork, NY | NY | 2007 | 4932 | 531189.6598 | 27691.69 | 33180560 | 4835 | 388106.6489 | 4785 | 133223.2982 | 3174 | 89748.9083 | 16359.6 | 18941300 | 87 | 87981.6365 | 87 | 59896.0868 | 87 | 56042.6621 | 6525.81 | 8188130 | 10 | 55101.3745 | 10 | 44016.8692 | 10 | 42141.068 | 4806.28 | 6051130 | 107.7027 | 98.03% | 73.06% | 1.764% | 16.56% | 0.2028% | 10.37% | 98.97% | 34.33% | 65.65% | 23.12% | 100% | 68.08% | 100% | 63.7% | 100% | 79.88% | 100% | 76.48% | City Large | 18212.116 | Middle Atlantic
11430 | 1 | LaGuardiaJFK | NewYork, NY | NY | 2007 | 353 | 1272086.8437 | 104184.12 | 130650910 | 233 | 37218.6438 | 233 | 15575.2373 | 175 | 12392.0831 | 1605.33 | 1992600 | 49 | 42606.1715 | 49 | 25364.9144 | 48 | 23143.0277 | 2946.49 | 3679310 | 71 | 1192262.0283 | 71 | 887723.5197 | 71 | 853682.8227 | 99632.3 | 124979000 | 3603.6454 | 66.01% | 2.926% | 13.88% | 3.349% | 20.11% | 93.72% | 100% | 41.85% | 75.11% | 33.3% | 100% | 59.53% | 97.96% | 54.32% | 100% | 74.46% | 100% | 71.6% | City Large | 87.3939 | Middle Atlantic
11432 | 1 | NewYork | NewYork, NY | NY | 2013 | 5186 | 1137263.5382 | 57395.4 | 71313900 | 4817 | 552676.2578 | 4749 | 178987.5112 | 3288 | 122354.8951 | 19869.4 | 24140500 | 318 | 325063.9692 | 318 | 192257.5226 | 318 | 176423.4975 | 20682 | 25987400 | 51 | 259523.3112 | 51 | 156237.5502 | 51 | 144127.2603 | 16844 | 21186000 | 219.2949 | 92.88% | 48.6% | 6.132% | 28.58% | 0.9834% | 22.82% | 98.59% | 32.39% | 68.26% | 22.14% | 100% | 59.14% | 100% | 54.27% | 100% | 60.2% | 100% | 55.54% | City Large | 29083.106 | Middle Atlantic
11433 | 1 | NewYork | NewYork, NY | NY | 2013 | 4355 | 815927.2444 | 46287.1 | 57896500 | 4079 | 400452.3327 | 4007 | 138385.3393 | 2327 | 98677.5254 | 14553.3 | 18023200 | 238 | 216953.1534 | 238 | 140609.2821 | 238 | 130924.1562 | 15437.9 | 19357600 | 38 | 198521.7582 | 38 | 148634.1886 | 38 | 141275.7416 | 16295.9 | 20515700 | 187.3541 | 93.66% | 49.08% | 5.465% | 26.59% | 0.8726% | 24.33% | 98.23% | 34.56% | 57.05% | 24.64% | 100% | 64.81% | 100% | 60.35% | 100% | 74.87% | 100% | 71.16% | City Large | 21148.2547 | Middle Atlantic
11434 | 1 | NewYork | NewYork, NY | NY | 2013 | 7924 | 1307173.8955 | 71553.3 | 88702800 | 7609 | 732850.3599 | 7564 | 243139.4566 | 5338 | 165210.061 | 28636.4 | 34725800 | 243 | 249129.3755 | 243 | 159323.4092 | 243 | 148156.9547 | 17335.7 | 21782600 | 72 | 325194.1602 | 72 | 232212.8095 | 72 | 222143.1928 | 25581.2 | 32194400 | 164.9639 | 96.02% | 56.06% | 3.067% | 19.06% | 0.9086% | 24.88% | 99.41% | 33.18% | 70.15% | 22.54% | 100% | 63.95% | 100% | 59.47% | 100% | 71.41% | 100% | 68.31% | City Large | 17069.4169 | Middle Atlantic
11435 | 1 | NewYork | NewYork, NY | NY | 2013 | 4354 | 881121.2174 | 45875.7 | 57250700 | 4044 | 425790.5612 | 3971 | 147824.8167 | 2350 | 103832.1551 | 15137 | 18603900 | 270 | 278340.6134 | 270 | 170893.2121 | 270 | 157904.9276 | 18181.6 | 22893300 | 40 | 176990.0428 | 40 | 114983.9 | 40 | 107146.7724 | 12557.1 | 15753500 | 202.3705 | 92.88% | 48.32% | 6.201% | 31.59% | 0.9187% | 20.09% | 98.19% | 34.72% | 58.11% | 24.39% | 100% | 61.4% | 100% | 56.73% | 100% | 64.97% | 100% | 60.54% | City Large | 34023.2684 | Middle Atlantic
11436 | 1 | NewYork | NewYork, NY | NY | 2013 | 3565 | 337287.6227 | 13036.33 | 15834470 | 3514 | 269692.6969 | 3349 | 83721.4962 | 1503 | 50722.8867 | 8621.3 | 10296200 | 44 | 41611.4728 | 44 | 26839.1419 | 44 | 25190.2755 | 2984 | 3734010 | 7 | 25983.453 | 7 | 13453.952 | 7 | 12498.8511 | 1431.03 | 1804260 | 94.6108 | 98.57% | 79.96% | 1.234% | 12.34% | 0.1964% | 7.704% | 95.3% | 31.04% | 42.77% | 18.81% | 100% | 64.5% | 100% | 60.54% | 100% | 51.78% | 100% | 48.1% | City Large | 20365.7787 | Middle Atlantic
11509 | 1 | LaGuardiaJFK | 0 | NY | 2007 | 1513 | 265896.8038 | 18910.115 | 22516460 | 1467 | 219905.9427 | 1466 | 109933.8727 | 1370 | 91565.9649 | 15097.4 | 17893700 | 42 | 34767.6062 | 42 | 23440.109 | 42 | 21240.7754 | 2885.56 | 3501160 | 4 | 11223.2549 | 4 | 7454.3837 | 4 | 6633.9154 | 927.155 | 1121600 | 175.7414 | 96.96% | 82.7% | 2.776% | 13.08% | 0.2644% | 4.221% | 99.93% | 49.99% | 93.39% | 41.64% | 100% | 67.42% | 100% | 61.09% | 100% | 66.42% | 100% | 59.11% | Suburb Large | 1643.6488 | Middle Atlantic
11516 | 1 | NewYork | 0 | NY | 2013 | 1927 | 386148.3114 | 20176.88 | 25094570 | 1841 | 252487.9327 | 1833 | 85124.5119 | 1531 | 55812.0071 | 10043.7 | 12335500 | 69 | 70186.5048 | 69 | 45596.4825 | 69 | 42347.2758 | 5024.06 | 6320310 | 17 | 63473.8739 | 17 | 46841.0602 | 17 | 44586.3303 | 5109.12 | 6438760 | 200.3883 | 95.54% | 65.39% | 3.581% | 18.18% | 0.8822% | 16.44% | 99.57% | 33.71% | 83.16% | 22.1% | 100% | 64.96% | 100% | 60.34% | 100% | 73.8% | 100% | 70.24% | Suburb Large | 8699.4413 | Middle Atlantic
11518 | 0.74616 | NewYork | 0 | NY | 2013 | 2473 | 363082.7205 | 17688.5 | 21278970 | 2428 | 295182.7529 | 2419 | 101946.6446 | 1943 | 70717.3669 | 12598.3 | 14946100 | 37 | 40650.8584 | 37 | 25886.4605 | 37 | 24421.9793 | 3033.55 | 3768800 | 8 | 27249.1092 | 8 | 17972.1601 | 8 | 16859.095 | 2056.65 | 2564070 | 146.8187 | 98.18% | 81.3% | 1.496% | 11.2% | 0.3235% | 7.505% | 99.63% | 34.54% | 80.02% | 23.96% | 100% | 63.68% | 100% | 60.08% | 100% | 65.96% | 100% | 61.87% | Suburb Large | 6394.1692 | Middle Atlantic
11530 | 0.14588 | NewYork | 0 | NY | 2013 | 2220 | 308046.6118 | 15564.442 | 18465190 | 2203 | 270313.0406 | 2160 | 91192.7034 | 1740 | 66139.3441 | 12334.5 | 14418900 | 10 | 10348.0789 | 10 | 7415.6512 | 10 | 7099.5526 | 837.962 | 1042040 | 7 | 27385.4923 | 7 | 21656.7234 | 7 | 20936.7676 | 2391.98 | 3004250 | 138.7597 | 99.23% | 87.75% | 0.4505% | 3.359% | 0.3153% | 8.89% | 98.05% | 33.74% | 78.98% | 24.47% | 100% | 71.66% | 100% | 68.61% | 100% | 79.08% | 100% | 76.45% | Suburb Large | 4221.3016 | Middle Atlantic
11552 | 0.042646 | NewYork | 0 | NY | 2013 | 295 | 52284.0008 | 2283 | 2674819 | 293 | 49800.1738 | 291 | 16018.832 | 247 | 11715.8605 | 2078.31 | 2418890 | 2 | 2483.8269 | 2 | 1788.4308 | 2 | 1683.0709 | 204.69 | 255929 | 0 | 0 | 0 | 0 | 0 | 0 | 0 | 0 | 177.2339 | 99.32% | 95.25% | 0.678% | 4.751% | 0% | 0% | 99.32% | 32.17% | 84.3% | 23.53% | 100% | 72% | 100% | 67.76% | #DIV/0! | #DIV/0! | #DIV/0! | #DIV/0! | Suburb Large | 6883.5114 | Middle Atlantic
11557 | 1 | NewYork | 0 | NY | 2013 | 2591 | 603487.0602 | 31512.47 | 38657870 | 2435 | 413703.1372 | 2423 | 141034.5082 | 2083 | 102584.8274 | 17926.6 | 21677800 | 135 | 104369.6289 | 135 | 59255.9922 | 135 | 53392.5794 | 6922.73 | 8605250 | 21 | 85414.294 | 21 | 59707.9583 | 21 | 56132.9459 | 6663.14 | 8374820 | 232.9167 | 93.98% | 68.55% | 5.21% | 17.29% | 0.8105% | 14.15% | 99.51% | 34.09% | 85.54% | 24.8% | 100% | 56.78% | 100% | 51.16% | 100% | 69.9% | 100% | 65.72% | Suburb Large | 4034.4249 | Middle Atlantic
11558 | 0.27956 | NewYork | 0 | NY | 2013 | 498 | 65488.1987 | 3940.38 | 4610020 | 498 | 65488.1987 | 498 | 29447.0407 | 478 | 21969.0298 | 3940.38 | 4610020 | 0 | 0 | 0 | 0 | 0 | 0 | 0 | 0 | 0 | 0 | 0 | 0 | 0 | 0 | 0 | 0 | 131.5024 | 100% | 100% | 0% | 0% | 0% | 0% | 100% | 44.97% | 95.98% | 33.55% | #DIV/0! | #DIV/0! | #DIV/0! | #DIV/0! | #DIV/0! | #DIV/0! | #DIV/0! | #DIV/0! | Suburb Large | 2580.5572 | Middle Atlantic
11559 | 1 | LaGuardiaJFK | 0 | NY | 2007 | 2296 | 622922.4688 | 37763.95 | 46571030 | 2186 | 408038.1614 | 2180 | 147252.132 | 1946 | 109314.3883 | 18871.1 | 22920500 | 90 | 82514.2312 | 90 | 52846.0862 | 90 | 48585.9356 | 6377.05 | 7927530 | 20 | 132370.0761 | 20 | 108100.5098 | 20 | 104759.7567 | 12515.8 | 15723000 | 271.3077 | 95.21% | 65.5% | 3.92% | 13.25% | 0.8711% | 21.25% | 99.73% | 36.09% | 89.02% | 26.79% | 100% | 64.04% | 100% | 58.88% | 100% | 81.67% | 100% | 79.14% | Suburb Large | 1930.1244 | Middle Atlantic
11561 | 0.37921 | NewYork | 0 | NY | 2013 | 4762 | 680276.433 | 43952.92 | 52662800 | 4640 | 511760.5467 | 4628 | 225014.9017 | 4224 | 176964.9319 | 31217 | 36801900 | 108 | 101467.3824 | 108 | 60721.5427 | 108 | 56018.0795 | 7017.18 | 8693640 | 14 | 67048.5038 | 14 | 51138.1454 | 14 | 49419.8484 | 5718.74 | 7167260 | 142.8552 | 97.44% | 75.23% | 2.268% | 14.92% | 0.294% | 9.856% | 99.74% | 43.97% | 91.03% | 34.58% | 100% | 59.84% | 100% | 55.21% | 100% | 76.27% | 100% | 73.71% | Suburb Large | 3893.9222 | Middle Atlantic
11563 | 0.79909 | NewYork | 0 | NY | 2013 | 5292 | 781787.332 | 42055.56 | 51578890 | 5108 | 534832.3872 | 5044 | 175999.7111 | 4014 | 124692.9682 | 22666.2 | 27268600 | 161 | 166939.4834 | 161 | 117544.9789 | 161 | 110803.5996 | 13090.2 | 16378300 | 23 | 80015.4614 | 23 | 57574.47 | 23 | 54820.2532 | 6299.16 | 7931990 | 147.73 | 96.52% | 68.41% | 3.042% | 21.35% | 0.4346% | 10.23% | 98.75% | 32.91% | 78.58% | 23.31% | 100% | 70.41% | 100% | 66.37% | 100% | 71.95% | 100% | 68.51% | Suburb Large | 9300.9951 | Middle Atlantic
11565 | 0.85134 | NewYork | 0 | NY | 2013 | 2798 | 321904.3678 | 13244.753 | 16078853 | 2774 | 296684.694 | 2685 | 88057.3484 | 2033 | 61277.6597 | 11353.4 | 13734000 | 21 | 16528.0306 | 21 | 10121.8403 | 21 | 9445.4447 | 1167.14 | 1456130 | 3 | 8691.6431 | 3 | 6099.9111 | 3 | 5763.4405 | 724.213 | 888723 | 115.048 | 99.14% | 92.17% | 0.7505% | 5.134% | 0.1072% | 2.7% | 96.79% | 29.68% | 73.29% | 20.65% | 100% | 61.24% | 100% | 57.15% | 100% | 70.18% | 100% | 66.31% | Suburb Large | 7708.9666 | Middle Atlantic
11576 | 0.11123 | NewYork | 0 | NY | 2013 | 300 | 157250.2314 | 8858.358 | 10642473 | 152 | 38083.7952 | 151 | 14547.3399 | 142 | 11384.5453 | 2051.28 | 2384860 | 147 | 114683.6741 | 147 | 51531.7058 | 147 | 43261.048 | 6509.16 | 7894070 | 1 | 4482.762 | 1 | 2238.7388 | 1 | 1964.7559 | 297.918 | 363543 | 524.1674 | 50.67% | 24.22% | 49% | 72.93% | 0.3333% | 2.851% | 99.34% | 38.2% | 93.42% | 29.89% | 100% | 44.93% | 100% | 37.72% | 100% | 49.94% | 100% | 43.83% | Suburb Large | 2618.2901 | Middle Atlantic
11580 | 1 | NewYork | 0 | NY | 2013 | 10812 | 1464051.5681 | 78982.1 | 95964900 | 10587 | 1079400.8834 | 10430 | 379700.9061 | 8231 | 265080.2819 | 47380.6 | 56522600 | 197 | 190573.0723 | 197 | 125350.3373 | 196 | 117147.7158 | 14599.8 | 18094400 | 28 | 194077.6125 | 28 | 153304.3276 | 28 | 146842.9859 | 17001.7 | 21347900 | 135.4099 | 97.92% | 73.73% | 1.822% | 13.02% | 0.259% | 13.26% | 98.52% | 35.18% | 77.75% | 24.56% | 100% | 65.78% | 99.49% | 61.47% | 100% | 78.99% | 100% | 75.66% | Suburb Large | 9993.4104 | Middle Atlantic
11581 | 1 | LaGuardiaJFK | 0 | NY | 2007 | 6101 | 1012809.3721 | 55004.36 | 66632650 | 6002 | 792545.9443 | 5954 | 269892.2464 | 4988 | 194905.032 | 36108.4 | 43024700 | 78 | 71482.8741 | 78 | 43722.4356 | 78 | 39619.7786 | 4966.86 | 6100350 | 21 | 148780.5537 | 21 | 126058.6569 | 21 | 122813.9424 | 13929.1 | 17507600 | 166.0071 | 98.38% | 78.25% | 1.278% | 7.058% | 0.3442% | 14.69% | 99.2% | 34.05% | 83.11% | 24.59% | 100% | 61.16% | 100% | 55.43% | 100% | 84.73% | 100% | 82.55% | Suburb Large | 7735.9346 | Middle Atlantic
11598 | 1 | LaGuardiaJFK | 0 | NY | 2007 | 3797 | 683538.5974 | 33368.563 | 40761400 | 3726 | 610348.7377 | 3710 | 209506.8517 | 3286 | 150182.4536 | 28205.6 | 34327000 | 67 | 61441.4175 | 67 | 36689.6411 | 67 | 32842.7763 | 4230.42 | 5261780 | 4 | 11748.4423 | 4 | 7732.3788 | 4 | 7287.1746 | 932.543 | 1172620 | 180.0207 | 98.13% | 89.29% | 1.765% | 8.989% | 0.1053% | 1.719% | 99.57% | 34.33% | 88.19% | 24.61% | 100% | 59.71% | 100% | 53.45% | 100% | 65.82% | 100% | 62.03% | Suburb Large | 4979.2494 | Middle Atlantic
11691 | 1 | LaGuardiaJFK | NewYork, NY | NY | 2007 | 4665 | 1036103.5307 | 61214.3 | 75258200 | 4342 | 591184.6114 | 4329 | 226256.4406 | 3846 | 173178.1017 | 29663.4 | 35899100 | 284 | 286451.3941 | 284 | 174089.1143 | 284 | 160529.0581 | 19167.3 | 23910600 | 39 | 158467.5251 | 39 | 105930.8238 | 39 | 99985.1818 | 12383.6 | 15448500 | 222.1015 | 93.08% | 57.06% | 6.088% | 27.65% | 0.836% | 15.29% | 99.7% | 38.27% | 88.58% | 29.29% | 100% | 60.77% | 100% | 56.04% | 100% | 66.85% | 100% | 63.1% | City Large | 15050.6156 | Middle Atlantic
11692 | 1 | NewYork | 0 | NY | 2013 | 1306 | 300388.5951 | 18519.63 | 22428920 | 1197 | 189113.7291 | 1195 | 80847.5279 | 1099 | 66878.817 | 11034 | 13143000 | 101 | 84625.8332 | 101 | 48663.5018 | 101 | 43940.8195 | 5456.91 | 6750470 | 8 | 26649.0328 | 8 | 18189.496 | 8 | 17417.0953 | 2028.72 | 2535450 | 230.0066 | 91.65% | 62.96% | 7.734% | 28.17% | 0.6126% | 8.872% | 99.83% | 42.75% | 91.81% | 35.36% | 100% | 57.5% | 100% | 51.92% | 100% | 68.26% | 100% | 65.36% | City Large | 5925.7078 | Middle Atlantic
11693 | 1 | LaGuardiaJFK | NewYork, NY | NY | 2007 | 1519 | 269710.8698 | 15347.55 | 18712120 | 1427 | 150071.9724 | 1427 | 60166.1129 | 1106 | 40995.1368 | 7052.12 | 8350590 | 83 | 78913.0605 | 83 | 43331.6857 | 83 | 38099.3657 | 4789.83 | 5944200 | 9 | 40725.8369 | 9 | 32173.649 | 9 | 30913.9596 | 3505.6 | 4417330 | 177.5582 | 93.94% | 55.64% | 5.464% | 29.26% | 0.5925% | 15.1% | 100% | 40.09% | 77.51% | 27.32% | 100% | 54.91% | 100% | 48.28% | 100% | 79% | 100% | 75.91% | City Large | 2505.0776 | Middle Atlantic
11694 | 1 | NewYork | NewYork, NY | NY | 2013 | 3471 | 592688.7725 | 27309.48 | 33883890 | 3363 | 426216.0405 | 3361 | 145787.4892 | 2622 | 90177.48 | 16047.3 | 19730700 | 96 | 107041.3322 | 96 | 62283.3349 | 96 | 55202.3231 | 6636.84 | 8328670 | 12 | 59431.3998 | 12 | 43171.8839 | 12 | 40487.5737 | 4625.34 | 5824520 | 170.7545 | 96.89% | 71.91% | 2.766% | 18.06% | 0.3457% | 10.03% | 99.94% | 34.21% | 77.97% | 21.16% | 100% | 58.19% | 100% | 51.57% | 100% | 72.64% | 100% | 68.12% | City Large | 4931.6458 | Middle Atlantic
11697 | 1 | NewYork | NewYork, NY | NY | 2013 | 2613 | 312221.1063 | 15552.042 | 18666892 | 2577 | 281503.1407 | 2573 | 111924.5263 | 2063 | 76651.2252 | 13065.7 | 15603200 | 35 | 27941.4211 | 35 | 19641.3582 | 35 | 17832.0602 | 2236.86 | 2760960 | 1 | 2776.5444 | 1 | 2097.2663 | 1 | 1955.7797 | 249.482 | 302732 | 119.4876 | 98.62% | 90.16% | 1.339% | 8.949% | 0.03827% | 0.8893% | 99.84% | 39.76% | 80.05% | 27.23% | 100% | 70.29% | 100% | 63.82% | 100% | 75.54% | 100% | 70.44% | City Large | 848.464 | Middle Atlantic
12008 | 1 | Albany | 0 | NY | 2013 | 239 | 34365.8753 | 1299.44 | 1559784 | 232 | 29368.8109 | 215 | 7628.4298 | 143 | 5136.8445 | 904.235 | 1081790 | 7 | 4997.0644 | 7 | 2791.7057 | 7 | 2487.9648 | 395.205 | 477994 | 0 | 0 | 0 | 0 | 0 | 0 | 0 | 0 | 143.7903 | 97.07% | 85.46% | 2.929% | 14.54% | 0% | 0% | 92.67% | 25.97% | 61.64% | 17.49% | 100% | 55.87% | 100% | 49.79% | #DIV/0! | #DIV/0! | #DIV/0! | #DIV/0! | Suburb Large | 825.5033 | Middle Atlantic
12009 | 0.082384 | Albany | 0 | NY | 2013 | 582 | 291301.4956 | 24434.56 | 29775020 | 532 | 87279.5982 | 515 | 29788.0984 | 418 | 22397.4582 | 4049.04 | 4911610 | 38 | 34755.6987 | 38 | 19165.3262 | 37 | 17583.5041 | 2365.12 | 2907910 | 12 | 169266.1987 | 12 | 151754.0627 | 12 | 149015.8631 | 18020.4 | 21955500 | 500.518 | 91.41% | 29.96% | 6.529% | 11.93% | 2.062% | 58.11% | 96.8% | 34.13% | 78.57% | 25.66% | 100% | 55.14% | 97.37% | 50.59% | 100% | 89.65% | 100% | 88.04% | Suburb Large | 168.7545 | Middle Atlantic
12033 | 0.19279 | Albany | 0 | NY | 2013 | 773 | 172093.4871 | 9285.59 | 11157580 | 735 | 126174.8451 | 722 | 41489.9994 | 567 | 30932.0721 | 5429.26 | 6487920 | 36 | 33249.4608 | 36 | 19253.5253 | 36 | 17218.1221 | 2598.27 | 3098090 | 2 | 12669.1812 | 2 | 11357.0883 | 2 | 11204.2838 | 1258.06 | 1571570 | 222.6306 | 95.08% | 73.32% | 4.657% | 19.32% | 0.2587% | 7.362% | 98.23% | 32.88% | 77.14% | 24.52% | 100% | 57.91% | 100% | 51.78% | 100% | 89.64% | 100% | 88.44% | Rural Fringe | 233.6481 | Middle Atlantic
12041 | 0.53096 | Albany | 0 | NY | 2013 | 76 | 13682.0146 | 738.5613 | 876923.2 | 74 | 9442.4247 | 73 | 3128.8533 | 56 | 2282.8421 | 413.583 | 481338 | 1 | 747.4351 | 1 | 410.5455 | 1 | 401.753 | 77.5913 | 89240.2 | 1 | 3492.1548 | 1 | 2149.3168 | 1 | 2006.5663 | 247.387 | 306345 | 180.0265 | 97.37% | 69.01% | 1.316% | 5.463% | 1.316% | 25.52% | 98.65% | 33.14% | 75.68% | 24.18% | 100% | 54.93% | 100% | 53.75% | 100% | 61.55% | 100% | 57.46% | Suburb Large | 101.0573 | Middle Atlantic
12047 | 1 | Albany | 0 | NY | 2013 | 6309 | 1261992.3954 | 78397.7 | 94868700 | 5994 | 855744.7689 | 5937 | 340854.6943 | 5228 | 270349.9826 | 44252.4 | 53257900 | 281 | 227610.9163 | 281 | 140643.9729 | 280 | 130420.6186 | 18314.7 | 22032500 | 34 | 178636.7101 | 34 | 137162.8017 | 34 | 132661.6429 | 15830.6 | 19578300 | 200.0305 | 95.01% | 67.81% | 4.454% | 18.04% | 0.5389% | 14.16% | 99.05% | 39.83% | 87.22% | 31.59% | 100% | 61.79% | 99.64% | 57.3% | 100% | 76.78% | 100% | 74.26% | Suburb Large | 2036.2652 | Middle Atlantic
12054 | 1 | Albany | 0 | NY | 2013 | 6495 | 1143857.8772 | 46685.96 | 56657380 | 6347 | 938271.8276 | 5902 | 231370.2176 | 3916 | 164134.4969 | 29845.9 | 35985500 | 133 | 107327.7559 | 133 | 59285.0081 | 133 | 54683.3549 | 7950.18 | 9667880 | 15 | 98258.2937 | 15 | 78058.7196 | 15 | 74988.1095 | 8889.88 | 11004000 | 176.1136 | 97.72% | 82.03% | 2.048% | 9.383% | 0.2309% | 8.59% | 92.99% | 24.66% | 61.7% | 17.49% | 100% | 55.24% | 100% | 50.95% | 100% | 79.44% | 100% | 76.32% | Suburb Large | 823.1164 | Middle Atlantic
12061 | 0.66358 | Albany | 0 | NY | 2013 | 2786 | 632887.65 | 34460.11 | 41552990 | 2669 | 468464.3221 | 2616 | 154543.3169 | 2191 | 118173.4397 | 21354.7 | 25459100 | 101 | 77475.5574 | 101 | 44089.2096 | 101 | 39970.944 | 5474.53 | 6679840 | 16 | 86947.7706 | 16 | 64633.4313 | 16 | 61881.2796 | 7630.88 | 9414050 | 227.1671 | 95.8% | 74.02% | 3.625% | 12.24% | 0.5743% | 13.74% | 98.01% | 32.99% | 82.09% | 25.23% | 100% | 56.91% | 100% | 51.59% | 100% | 74.34% | 100% | 71.17% | Suburb Large | 346.0195 | Middle Atlantic
12063 | 0.15335 | Albany | 0 | NY | 2013 | 3 | 827.4695 | 49.5149 | 60650 | 3 | 827.4695 | 3 | 307.8495 | 3 | 246.4188 | 49.5149 | 60650 | 0 | 0 | 0 | 0 | 0 | 0 | 0 | 0 | 0 | 0 | 0 | 0 | 0 | 0 | 0 | 0 | 275.8232 | 100% | 100% | 0% | 0% | 0% | 0% | 100% | 37.2% | 100% | 29.78% | #DIV/0! | #DIV/0! | #DIV/0! | #DIV/0! | #DIV/0! | #DIV/0! | #DIV/0! | #DIV/0! | Suburb Large | 169.4971 | Middle Atlantic
12065 | 0.73671 | Albany | 0 | NY | 2013 | 10244 | 2626375.8434 | 140248.6 | 170658400 | 9621 | 1675263.0855 | 9110 | 471118.2777 | 6955 | 355827.9721 | 63896.6 | 76722300 | 561 | 485047.306 | 561 | 260684.322 | 552 | 239737.472 | 33617.4 | 40834800 | 62 | 466065.4519 | 62 | 380271.6835 | 62 | 368782.8176 | 42734.6 | 53101300 | 256.3819 | 93.92% | 63.79% | 5.476% | 18.47% | 0.6052% | 17.75% | 94.69% | 28.12% | 72.29% | 21.24% | 100% | 53.74% | 98.4% | 49.43% | 100% | 81.59% | 100% | 79.13% | Suburb Large | 1104.3373 | Middle Atlantic
12067 | 0.32051 | Albany | 0 | NY | 2013 | 438 | 215438.8841 | 18316.575 | 22668642 | 421 | 64494.0016 | 409 | 23524.7084 | 332 | 18509.4307 | 3187.42 | 3817100 | 13 | 8845.8675 | 13 | 5396.6758 | 13 | 5040.1903 | 729.155 | 873742 | 4 | 142099.015 | 4 | 128298.2138 | 4 | 126972.7058 | 14400 | 17977800 | 491.8696 | 96.12% | 29.94% | 2.968% | 4.106% | 0.9132% | 65.96% | 97.15% | 36.48% | 78.86% | 28.7% | 100% | 61.01% | 100% | 56.98% | 100% | 90.29% | 100% | 89.36% | Suburb Large | 113.7339 | Middle Atlantic
12077 | 0.99863 | Albany | 0 | NY | 2013 | 2408 | 609847.1481 | 37171.31 | 45400000 | 2229 | 344909.0457 | 2140 | 110924.0663 | 1724 | 83547.5713 | 15105.5 | 18065600 | 158 | 128074.5315 | 158 | 81309.4087 | 158 | 75985.4066 | 9839.21 | 12083200 | 21 | 136863.571 | 21 | 109265.9575 | 21 | 106478.5897 | 12226.6 | 15251200 | 253.2588 | 92.57% | 56.56% | 6.561% | 21% | 0.8721% | 22.44% | 96.01% | 32.16% | 77.34% | 24.22% | 100% | 63.49% | 100% | 59.33% | 100% | 79.84% | 100% | 77.8% | Suburb Large | 597.1141 | Middle Atlantic
12084 | 1 | Albany | 0 | NY | 2013 | 1063 | 314164.4489 | 16611.53 | 20320200 | 961 | 166332.5896 | 894 | 46179.616 | 693 | 34549.004 | 6304.57 | 7636530 | 93 | 85450.3058 | 93 | 33945.0556 | 93 | 30218.4282 | 4690.07 | 5727420 | 9 | 62381.5535 | 9 | 49280.0925 | 9 | 47648.2308 | 5616.89 | 6956250 | 295.5451 | 90.4% | 52.94% | 8.749% | 27.2% | 0.8467% | 19.86% | 93.03% | 27.76% | 72.11% | 20.77% | 100% | 39.72% | 100% | 35.36% | 100% | 79% | 100% | 76.38% | Suburb Large | 1134.3808 | Middle Atlantic
12110 | 1 | Albany | 0 | NY | 2013 | 7421 | 2269623.8567 | 157072.2 | 192118400 | 6853 | 1042919.716 | 6715 | 368944.6873 | 5628 | 284042.6107 | 49976.6 | 59359200 | 455 | 460998.3485 | 455 | 311845.9053 | 454 | 292661.8132 | 36460 | 44895900 | 113 | 765705.7922 | 113 | 629200.7661 | 113 | 611996.082 | 70635.6 | 87863300 | 305.838 | 92.35% | 45.95% | 6.131% | 20.31% | 1.523% | 33.74% | 97.99% | 35.38% | 82.12% | 27.24% | 100% | 67.65% | 99.78% | 63.48% | 100% | 82.17% | 100% | 79.93% | Suburb Large | 1197.101 | Middle Atlantic
12118 | 0.085329 | Albany | 0 | NY | 2013 | 277 | 65814.9697 | 4222.374 | 4985556 | 260 | 45697.6273 | 256 | 17987.3041 | 234 | 14534.8834 | 2603.65 | 3033520 | 15 | 13007.6584 | 15 | 7818.4417 | 15 | 7338.8484 | 1100.12 | 1304470 | 2 | 7109.6839 | 2 | 4074.4353 | 2 | 3726.2467 | 518.604 | 647566 | 237.5992 | 93.86% | 69.43% | 5.415% | 19.76% | 0.722% | 10.8% | 98.46% | 39.36% | 90% | 31.81% | 100% | 60.11% | 100% | 56.42% | 100% | 57.31% | 100% | 52.41% | Town Fringe | 401.452 | Middle Atlantic
12121 | 0.22755 | Albany | 0 | NY | 2013 | 188 | 32637.3125 | 1985.049 | 2331993 | 183 | 27379.0173 | 180 | 10758.1361 | 147 | 8468.779 | 1532.8 | 1788120 | 4 | 2724.5676 | 4 | 1323.0819 | 4 | 1196.703 | 215.817 | 248439 | 1 | 2533.7277 | 1 | 2152.4901 | 1 | 2111 | 236.432 | 295434 | 173.6027 | 97.34% | 83.89% | 2.128% | 8.348% | 0.5319% | 7.763% | 98.36% | 39.29% | 80.33% | 30.93% | 100% | 48.56% | 100% | 43.92% | 100% | 84.95% | 100% | 83.32% | Rural Distant | 142.1332 | Middle Atlantic
12144 | 1 | Albany | 0 | NY | 2013 | 7508 | 1625904.508 | 98890 | 120140500 | 7122 | 996399.3785 | 6959 | 353130.9914 | 5495 | 267743.8269 | 45785.8 | 54960000 | 343 | 316029.6352 | 343 | 199314.6089 | 343 | 186229.819 | 24963.7 | 30232400 | 43 | 313475.4943 | 43 | 250766.4045 | 43 | 242856.1641 | 28140.5 | 34948100 | 216.5563 | 94.86% | 61.28% | 4.568% | 19.44% | 0.5727% | 19.28% | 97.71% | 35.44% | 77.16% | 26.87% | 100% | 63.07% | 100% | 58.93% | 100% | 80% | 100% | 77.47% | Suburb Large | 1146.5813 | Middle Atlantic
12148 | 0.92388 | Albany | 0 | NY | 2013 | 1953 | 381112.2388 | 19241.5 | 22965950 | 1908 | 336801.2002 | 1851 | 111496.4335 | 1557 | 84633.9744 | 15631.9 | 18674600 | 42 | 33674.6005 | 42 | 17993.123 | 41 | 16181.0261 | 2624.42 | 3080720 | 3 | 10636.438 | 3 | 8437.0171 | 3 | 7997.0935 | 985.18 | 1210630 | 195.142 | 97.7% | 88.37% | 2.151% | 8.836% | 0.1536% | 2.791% | 97.01% | 33.1% | 81.6% | 25.13% | 100% | 53.43% | 97.62% | 48.05% | 100% | 79.32% | 100% | 75.19% | Suburb Large | 405.6714 | Middle Atlantic
12154 | 0.0065867 | Albany | 0 | NY | 2013 | 6 | 1038.2723 | 46.2519 | 57200.7 | 6 | 1038.2723 | 6 | 307.727 | 6 | 253.3856 | 46.2519 | 57200.7 | 0 | 0 | 0 | 0 | 0 | 0 | 0 | 0 | 0 | 0 | 0 | 0 | 0 | 0 | 0 | 0 | 173.0454 | 100% | 100% | 0% | 0% | 0% | 0% | 100% | 29.64% | 100% | 24.4% | #DIV/0! | #DIV/0! | #DIV/0! | #DIV/0! | #DIV/0! | #DIV/0! | #DIV/0! | #DIV/0! | Rural Distant | 93.8451 | Middle Atlantic
12158 | 0.21747 | Albany | 0 | NY | 2013 | 1207 | 296419.0883 | 16729.96 | 20351630 | 1164 | 175666.1801 | 1096 | 64409.7713 | 901 | 49782.7595 | 8850.72 | 10572500 | 38 | 28786.3222 | 38 | 15893.4197 | 38 | 14601.7611 | 1966.54 | 2400080 | 5 | 91966.586 | 5 | 55625.3495 | 5 | 50971.3751 | 5912.7 | 7379050 | 245.5833 | 96.44% | 59.26% | 3.148% | 9.711% | 0.4143% | 31.03% | 94.16% | 36.67% | 77.41% | 28.34% | 100% | 55.21% | 100% | 50.72% | 100% | 60.48% | 100% | 55.42% | Town Fringe | 296.1397 | Middle Atlantic
12159 | 1 | Albany | 0 | NY | 2013 | 2099 | 486708.3608 | 24841.98 | 30051590 | 2009 | 379576.1915 | 1963 | 120023.4431 | 1655 | 89831.0377 | 16490.2 | 19836300 | 84 | 66632.6005 | 84 | 37684.7417 | 84 | 33960.0938 | 4610.11 | 5637360 | 6 | 40499.5688 | 6 | 30175.0217 | 6 | 28674.6513 | 3741.67 | 4577930 | 231.8763 | 95.71% | 77.99% | 4.002% | 13.69% | 0.2859% | 8.321% | 97.71% | 31.62% | 82.38% | 23.67% | 100% | 56.56% | 100% | 50.97% | 100% | 74.51% | 100% | 70.8% | Suburb Large | 467.716 | Middle Atlantic
12180 | 0.28283 | Albany | 0 | NY | 2013 | 11986 | 2728729.853 | 160757.2 | 196077100 | 11294 | 1619150.9785 | 11162 | 600343.874 | 9622 | 476822.4678 | 76480.6 | 92371900 | 581 | 542345.1402 | 581 | 315056.4369 | 580 | 290870.6577 | 38129.5 | 46693300 | 111 | 567233.7343 | 111 | 404408.3357 | 111 | 384878.3765 | 46147.1 | 57011900 | 227.6598 | 94.23% | 59.34% | 4.847% | 19.88% | 0.9261% | 20.79% | 98.83% | 37.08% | 85.2% | 29.45% | 100% | 58.09% | 99.83% | 53.63% | 100% | 71.29% | 100% | 67.85% | Rural Fringe | 842.4619 | Middle Atlantic
12182 | 0.4762 | Albany | 0 | NY | 2013 | 4321 | 698145.3981 | 33634.09 | 40996960 | 4216 | 559971.2798 | 4168 | 191410.3639 | 3300 | 137035.3529 | 22787.1 | 27687800 | 90 | 78217.6251 | 90 | 47679.0557 | 90 | 43576.7475 | 5814.22 | 7039100 | 15 | 59956.4933 | 15 | 45110.512 | 15 | 43431.4368 | 5032.77 | 6270060 | 161.5703 | 97.57% | 80.21% | 2.083% | 11.2% | 0.3471% | 8.588% | 98.86% | 34.18% | 78.27% | 24.47% | 100% | 60.96% | 100% | 55.71% | 100% | 75.24% | 100% | 72.44% | City Small | 1134.1788 | Middle Atlantic
12183 | 1 | Albany | 0 | NY | 2006 | 810 | 234982.4799 | 18051.46 | 22243850 | 746 | 95667.7158 | 745 | 43698.8009 | 692 | 36658.2672 | 5245.37 | 6422520 | 52 | 46175.0858 | 52 | 30754.7959 | 52 | 28449.7434 | 4054.71 | 4981030 | 12 | 93139.6782 | 12 | 77217.2777 | 12 | 74546.5684 | 8751.38 | 10840300 | 290.1018 | 92.1% | 40.71% | 6.42% | 19.65% | 1.481% | 39.64% | 99.87% | 45.68% | 92.76% | 38.32% | 100% | 66.6% | 100% | 61.61% | 100% | 82.9% | 100% | 80.04% | Suburb Large | 2892.0972 | Middle Atlantic
12186 | 0.3755 | Albany | 0 | NY | 2013 | 2203 | 418943.4908 | 20610.8 | 24642870 | 2131 | 345555.5565 | 2071 | 110923.2285 | 1691 | 82111.7255 | 14768.7 | 17575300 | 66 | 47356.1554 | 66 | 26428.7052 | 66 | 23800.668 | 3519.8 | 4202710 | 6 | 26031.7789 | 6 | 20477.2954 | 6 | 19680.5818 | 2322.3 | 2864860 | 190.1695 | 96.73% | 82.48% | 2.996% | 11.3% | 0.2724% | 6.214% | 97.18% | 32.1% | 79.35% | 23.76% | 100% | 55.81% | 100% | 50.26% | 100% | 78.66% | 100% | 75.6% | Suburb Large | 217.225 | Middle Atlantic
12188 | 1 | Albany | 0 | NY | 2013 | 4759 | 1098560.8618 | 62992.41 | 76868240 | 4621 | 698925.4681 | 4493 | 247781.157 | 3757 | 186389.6797 | 33157.5 | 39985400 | 114 | 90420.9468 | 114 | 51584.1533 | 114 | 46909.5818 | 6602.61 | 8001840 | 24 | 309214.4469 | 24 | 212674.0891 | 24 | 200130.4497 | 23232.3 | 28881000 | 230.8386 | 97.1% | 63.62% | 2.395% | 8.231% | 0.5043% | 28.15% | 97.23% | 35.45% | 81.3% | 26.67% | 100% | 57.05% | 100% | 51.88% | 100% | 68.78% | 100% | 64.72% | Rural Fringe | 734.1458 | Middle Atlantic
12189 | 1 | Albany | 0 | NY | 2013 | 4915 | 1226541.7885 | 85024.3 | 103089300 | 4663 | 661599.6696 | 4640 | 267271.5373 | 4153 | 210753.7194 | 35073.6 | 42012600 | 217 | 192189.8792 | 217 | 114902.9654 | 217 | 106603.6599 | 14650.6 | 17748300 | 35 | 372752.2397 | 35 | 293620.6365 | 35 | 284757.1944 | 35300.1 | 43328400 | 249.5507 | 94.87% | 53.94% | 4.415% | 15.67% | 0.7121% | 30.39% | 99.51% | 40.4% | 89.06% | 31.86% | 100% | 59.79% | 100% | 55.47% | 100% | 78.77% | 100% | 76.39% | Suburb Large | 2970.4028 | Middle Atlantic
12196 | 0.05504 | Albany | 0 | NY | 2013 | 33 | 6585.9811 | 376.506 | 443321 | 33 | 6585.9811 | 31 | 2547.4825 | 27 | 2092.1278 | 376.506 | 443321 | 0 | 0 | 0 | 0 | 0 | 0 | 0 | 0 | 0 | 0 | 0 | 0 | 0 | 0 | 0 | 0 | 199.5752 | 100% | 100% | 0% | 0% | 0% | 0% | 93.94% | 38.68% | 81.82% | 31.77% | #DIV/0! | #DIV/0! | #DIV/0! | #DIV/0! | #DIV/0! | #DIV/0! | #DIV/0! | #DIV/0! | Rural Fringe | 225.7395 | Middle Atlantic
12198 | 0.32161 | Albany | 0 | NY | 2013 | 1159 | 210752.0374 | 11034.343 | 13080180 | 1141 | 189932.9044 | 1119 | 67459.3065 | 983 | 51275.3803 | 9358.79 | 11034100 | 15 | 11142.8596 | 15 | 6538.422 | 15 | 5897.4458 | 848.723 | 1017890 | 3 | 9676.2733 | 3 | 7132.2978 | 3 | 6863.7644 | 826.83 | 1028190 | 181.8395 | 98.45% | 90.12% | 1.294% | 5.287% | 0.2588% | 4.591% | 98.07% | 35.52% | 86.15% | 27% | 100% | 58.68% | 100% | 52.93% | 100% | 73.71% | 100% | 70.93% | Rural Fringe | 624.9964 | Middle Atlantic
12202 | 1 | Albany | 0 | NY | 2013 | 1615 | 640977.2627 | 44677.48 | 55103400 | 1359 | 190200.847 | 1338 | 79859.8394 | 1129 | 64454.994 | 8833.58 | 10860800 | 214 | 199140.3279 | 214 | 128717.2091 | 213 | 118982.0354 | 14529.3 | 17977700 | 42 | 251636.0878 | 42 | 184453.1129 | 42 | 177215.6922 | 21314.6 | 26264900 | 396.8899 | 84.15% | 29.67% | 13.25% | 31.07% | 2.601% | 39.26% | 98.45% | 41.99% | 83.08% | 33.89% | 100% | 64.64% | 99.53% | 59.75% | 100% | 73.3% | 100% | 70.43% | City Small | 4513.8312 | Middle Atlantic
12203 | 1 | Albany | 0 | NY | 2013 | 9018 | 2053250.8617 | 108827.5 | 134507200 | 8629 | 1266399.0999 | 8360 | 378448.346 | 6674 | 283438.1199 | 49451.7 | 60734700 | 318 | 295445.652 | 318 | 151343.5515 | 312 | 135965.7649 | 18190.1 | 22474600 | 71 | 491406.1098 | 71 | 369007.7627 | 71 | 354148.5586 | 41185.7 | 51297900 | 227.6836 | 95.69% | 61.68% | 3.526% | 14.39% | 0.7873% | 23.93% | 96.88% | 29.88% | 77.34% | 22.38% | 100% | 51.23% | 98.11% | 46.02% | 100% | 75.09% | 100% | 72.07% | Suburb Large | 2795.447 | Middle Atlantic
12204 | 1 | Albany | 0 | NY | 2013 | 1902 | 816381.9157 | 55565.26 | 68657600 | 1629 | 252078.4896 | 1594 | 80765.5893 | 1214 | 56101.0273 | 9346.86 | 11333200 | 217 | 202346.6338 | 217 | 124607.2829 | 217 | 114902.2032 | 14791.6 | 18225100 | 56 | 361956.7922 | 56 | 281083.9356 | 56 | 269804.2322 | 31426.8 | 39099300 | 429.2229 | 85.65% | 30.88% | 11.41% | 24.79% | 2.944% | 44.34% | 97.85% | 32.04% | 74.52% | 22.26% | 100% | 61.58% | 100% | 56.78% | 100% | 77.66% | 100% | 74.54% | Suburb Large | 1771.0562 | Middle Atlantic
12205 | 1 | Albany | 0 | NY | 2013 | 12307 | 3246932.499 | 219194.6 | 271453900 | 11518 | 1532249.8034 | 11252 | 507236.6763 | 9131 | 388944.8327 | 67553.2 | 82588300 | 601 | 619196.417 | 601 | 430590.0585 | 598 | 408127.3574 | 48894.4 | 60790600 | 188 | 1095486.2786 | 188 | 917639.3952 | 188 | 895474.2642 | 102747 | 128075000 | 263.8281 | 93.59% | 47.19% | 4.883% | 19.07% | 1.528% | 33.74% | 97.69% | 33.1% | 79.28% | 25.38% | 100% | 69.54% | 99.5% | 65.91% | 100% | 83.77% | 100% | 81.74% | Suburb Large | 1765.0769 | Middle Atlantic
12206 | 1 | Albany | 0 | NY | 2013 | 3359 | 750349.4729 | 46131 | 57366800 | 3125 | 346829.2951 | 3091 | 131104.3863 | 2568 | 105756.2226 | 14895.5 | 18466700 | 197 | 188751.0343 | 197 | 113747.8943 | 197 | 104938.1231 | 12882 | 16012600 | 37 | 214769.1435 | 37 | 164988.5655 | 37 | 158555.861 | 18353.5 | 22887500 | 223.3848 | 93.03% | 46.22% | 5.865% | 25.16% | 1.102% | 28.62% | 98.91% | 37.8% | 82.18% | 30.49% | 100% | 60.26% | 100% | 55.6% | 100% | 76.82% | 100% | 73.83% | City Small | 7711.1039 | Middle Atlantic
12207 | 1 | Albany | 0 | NY | 2013 | 244 | 400162.5639 | 25817.21 | 32024790 | 93 | 19785.5903 | 93 | 9859.7918 | 84 | 8394.0423 | 1064.1 | 1312560 | 99 | 122263.2025 | 99 | 66692.9252 | 99 | 60935.3907 | 7456.21 | 9231530 | 52 | 258113.7711 | 52 | 154867.7992 | 52 | 145184.0037 | 17296.9 | 21480700 | 1640.0105 | 38.11% | 4.944% | 40.57% | 30.55% | 21.31% | 64.5% | 100% | 49.83% | 90.32% | 42.43% | 100% | 54.55% | 100% | 49.84% | 100% | 60% | 100% | 56.25% | City Small | 2539.8043 | Middle Atlantic
12208 | 1 | Albany | 0 | NY | 2013 | 6148 | 1186724.5864 | 60230.33 | 73945040 | 5984 | 803418.603 | 5903 | 253029.941 | 4903 | 193550.7713 | 34198.8 | 41754200 | 126 | 115163.8909 | 126 | 61572.842 | 126 | 55528.9709 | 7505.53 | 9231440 | 38 | 268142.0925 | 38 | 164980.1398 | 38 | 153781.784 | 18526 | 22959400 | 193.0261 | 97.33% | 67.7% | 2.049% | 9.704% | 0.6181% | 22.6% | 98.65% | 31.49% | 81.94% | 24.09% | 100% | 53.47% | 100% | 48.22% | 100% | 61.53% | 100% | 57.35% | City Small | 5196.5692 | Middle Atlantic
12209 | 1 | Albany | 0 | NY | 2013 | 3440 | 485444.5225 | 25031.15 | 30530260 | 3379 | 390444.8948 | 3352 | 132464.1583 | 2847 | 101703.2588 | 18059.4 | 21929000 | 51 | 46102.9521 | 51 | 28002.1875 | 51 | 25623.5531 | 3205.53 | 3962570 | 10 | 48896.6757 | 10 | 32428.6866 | 10 | 30401.5283 | 3766.22 | 4638690 | 141.1176 | 98.23% | 80.43% | 1.483% | 9.497% | 0.2907% | 10.07% | 99.2% | 33.93% | 84.26% | 26.05% | 100% | 60.74% | 100% | 55.58% | 100% | 66.32% | 100% | 62.18% | City Small | 4349.5564 | Middle Atlantic
12210 | 1 | Albany | 0 | NY | 2013 | 913 | 370120.6165 | 19391.47 | 24116100 | 746 | 115454.068 | 739 | 49690.7695 | 673 | 41251.8907 | 5312.45 | 6600260 | 144 | 148508.1958 | 144 | 72748.2953 | 144 | 64230.5967 | 7990.77 | 9941320 | 23 | 106158.3527 | 23 | 54781.7269 | 23 | 49570.5251 | 6088.25 | 7574520 | 405.3895 | 81.71% | 31.19% | 15.77% | 40.12% | 2.519% | 28.68% | 99.06% | 43.04% | 90.21% | 35.73% | 100% | 48.99% | 100% | 43.25% | 100% | 51.6% | 100% | 46.69% | City Small | 7959.6469 | Middle Atlantic
12211 | 1 | Albany | 0 | NY | 2013 | 4688 | 1073264.4338 | 56147.23 | 68218020 | 4562 | 823648.5115 | 4470 | 262769.3035 | 3779 | 201183.4785 | 36557.8 | 44084700 | 100 | 92084.4716 | 100 | 51978.2765 | 99 | 47302.9853 | 6464.53 | 7885820 | 26 | 157531.4507 | 26 | 116238.9954 | 26 | 110571.6713 | 13124.9 | 16247500 | 228.9387 | 97.31% | 76.74% | 2.133% | 8.58% | 0.5546% | 14.68% | 97.98% | 31.9% | 82.84% | 24.43% | 100% | 56.45% | 99% | 51.37% | 100% | 73.79% | 100% | 70.19% | Suburb Large | 1713.5316 | Middle Atlantic
12222 | 1 | Albany | 0 | NY | 2013 | 10 | 5491.2853 | 293.7544 | 360565.5 | 2 | 431.3545 | 2 | 207.0504 | 2 | 196.4169 | 26.6204 | 32821.5 | 8 | 5059.9308 | 8 | 1878.6929 | 8 | 1493.848 | 267.134 | 327744 | 0 | 0 | 0 | 0 | 0 | 0 | 0 | 0 | 549.1285 | 20% | 7.855% | 80% | 92.14% | 0% | 0% | 100% | 48% | 100% | 45.53% | 100% | 37.13% | 100% | 29.52% | #DIV/0! | #DIV/0! | #DIV/0! | #DIV/0! | City Small | 7035.8992 | Middle Atlantic
12226 | 1 | Albany | 0 | NY | 2013 | 54 | 188731.3984 | 14569.73 | 18148479 | 25 | 3052.1611 | 25 | 1067.514 | 17 | 817.7089 | 117.04 | 142209 | 14 | 20612.2654 | 14 | 10678.0355 | 14 | 9772.4723 | 1309.09 | 1623570 | 15 | 165066.9719 | 15 | 115847.8668 | 15 | 111669.6794 | 13143.6 | 16382700 | 3495.0259 | 46.3% | 1.617% | 25.93% | 10.92% | 27.78% | 87.46% | 100% | 34.98% | 68% | 26.79% | 100% | 51.8% | 100% | 47.41% | 100% | 70.18% | 100% | 67.65% | City Small | 3845.2298 | Middle Atlantic
12302 | 0.16338 | Albany | 0 | NY | 2013 | 2940 | 759205.4101 | 42999.3 | 52425600 | 2704 | 446490.1882 | 2605 | 136548.8642 | 2044 | 100858.9246 | 17903.4 | 21559500 | 215 | 178601.8792 | 215 | 99594.9981 | 214 | 91476.917 | 13103.4 | 15928600 | 21 | 134113.3426 | 21 | 106277.6844 | 21 | 102665.0023 | 11992.5 | 14937500 | 258.2331 | 91.97% | 58.81% | 7.313% | 23.52% | 0.7143% | 17.66% | 96.34% | 30.58% | 75.59% | 22.59% | 100% | 55.76% | 99.53% | 51.22% | 100% | 79.24% | 100% | 76.55% | Suburb Large | 589.7437 | Middle Atlantic
12303 | 0.99522 | Albany | 0 | NY | 2013 | 11243 | 1924522.4002 | 93351.2 | 113334600 | 10954 | 1544189.4851 | 10717 | 477841.9647 | 8431 | 343316.51 | 62952.5 | 75877100 | 260 | 225103.9772 | 260 | 131017.5437 | 257 | 121074.0814 | 16308.8 | 20035600 | 29 | 155228.9379 | 29 | 122768.4918 | 29 | 118946.4077 | 14089.9 | 17421900 | 171.1752 | 97.43% | 80.24% | 2.313% | 11.7% | 0.2579% | 8.066% | 97.84% | 30.94% | 76.97% | 22.23% | 100% | 58.2% | 98.85% | 53.79% | 100% | 79.09% | 100% | 76.63% | Suburb Large | 1900.637 | Middle Atlantic
12304 | 1 | Albany | 0 | NY | 2013 | 7148 | 1212448.4527 | 66781 | 82095100 | 6920 | 809781.1544 | 6736 | 244866.1351 | 5151 | 183327.1704 | 33355.7 | 40721200 | 195 | 176893.1236 | 195 | 112412.6918 | 195 | 104748.5007 | 13369 | 16522500 | 33 | 225774.1747 | 33 | 175587.2842 | 33 | 168950.6978 | 20056.3 | 24851400 | 169.6207 | 96.81% | 66.79% | 2.728% | 14.59% | 0.4617% | 18.62% | 97.34% | 30.24% | 74.44% | 22.64% | 100% | 63.55% | 100% | 59.22% | 100% | 77.77% | 100% | 74.83% | City Small | 3306.3093 | Middle Atlantic
12305 | 0.73799 | Albany | 0 | NY | 2013 | 954 | 464711.2158 | 29689.77 | 36633120 | 741 | 109576.5205 | 730 | 41688.2946 | 634 | 33471.8001 | 4950.27 | 6047620 | 171 | 165594.6051 | 171 | 93737.647 | 171 | 86039.6568 | 10988.4 | 13503700 | 42 | 189540.0903 | 42 | 121627.6869 | 42 | 114016.5818 | 13751.1 | 17081800 | 487.1187 | 77.67% | 23.58% | 17.92% | 35.63% | 4.403% | 40.79% | 98.52% | 38.04% | 85.56% | 30.55% | 100% | 56.61% | 100% | 51.96% | 100% | 64.17% | 100% | 60.15% | City Small | 3452.7204 | Middle Atlantic
12306 | 0.012702 | Albany | 0 | NY | 2013 | 286 | 53377.4257 | 2817.087 | 3426392 | 278 | 45762.9932 | 274 | 16064.7583 | 246 | 12347.6911 | 2192.42 | 2659480 | 7 | 5247.8537 | 7 | 3127.7853 | 7 | 2973.9302 | 405.562 | 493209 | 1 | 2366.5787 | 1 | 2009.3737 | 1 | 1951.1441 | 219.105 | 273703 | 186.6344 | 97.2% | 85.73% | 2.448% | 9.832% | 0.3497% | 4.434% | 98.56% | 35.1% | 88.49% | 26.98% | 100% | 59.6% | 100% | 56.67% | 100% | 84.91% | 100% | 82.45% | Rural Fringe | 590.6134 | Middle Atlantic
12307 | 1 | Albany | 0 | NY | 2013 | 1825 | 272167.7369 | 14593.56 | 17937800 | 1774 | 209261.1254 | 1761 | 64871.9005 | 1513 | 53606.8084 | 9960.49 | 12178200 | 46 | 44920.8802 | 46 | 26389.2659 | 46 | 24665.6297 | 3077.15 | 3820570 | 5 | 17985.7313 | 5 | 13892.409 | 5 | 13240.1833 | 1555.92 | 1939030 | 149.133 | 97.21% | 76.89% | 2.521% | 16.5% | 0.274% | 6.608% | 99.27% | 31% | 85.29% | 25.62% | 100% | 58.75% | 100% | 54.91% | 100% | 77.24% | 100% | 73.61% | City Small | 11395.5178 | Middle Atlantic
12308 | 1 | Albany | 0 | NY | 2013 | 4243 | 751745.7127 | 38761.49 | 47683400 | 4108 | 492703.8195 | 4039 | 144207.7194 | 3138 | 102463.3273 | 19117 | 23319500 | 113 | 112868.2487 | 113 | 62717.976 | 113 | 56357.2525 | 7454.09 | 9178400 | 22 | 146173.6445 | 22 | 107536.0094 | 22 | 103396.535 | 12190.4 | 15185500 | 177.1732 | 96.82% | 65.54% | 2.663% | 15.01% | 0.5185% | 19.44% | 98.32% | 29.27% | 76.39% | 20.8% | 100% | 55.57% | 100% | 49.93% | 100% | 73.57% | 100% | 70.74% | City Small | 5436.8924 | Middle Atlantic
12309 | 1 | Albany | 0 | NY | 2013 | 10388 | 2001490.226 | 90815.7 | 109978000 | 10140 | 1560019.7674 | 9754 | 433955.4875 | 7305 | 307959.8582 | 56928.2 | 68380500 | 210 | 178134.9601 | 210 | 93619.9327 | 209 | 84899.5331 | 12439.5 | 15069900 | 38 | 263335.4985 | 38 | 189463.8088 | 38 | 178824.3872 | 21448 | 26527600 | 192.6733 | 97.61% | 77.94% | 2.022% | 8.9% | 0.3658% | 13.16% | 96.19% | 27.82% | 72.04% | 19.74% | 100% | 52.56% | 99.52% | 47.66% | 100% | 71.95% | 100% | 67.91% | Suburb Large | 1630.9123 | Middle Atlantic
12508 | 0.99513 | Poughkeepsie | 0 | NY | 2012 | 5166 | 953943.8115 | 52241.4 | 59604900 | 4919 | 588075.1525 | 4819 | 194424.5812 | 3716 | 143333.2486 | 25138.1 | 28419000 | 215 | 175312.1566 | 215 | 92521.8779 | 215 | 83564.7192 | 11923.7 | 13541600 | 32 | 190556.5024 | 32 | 131396.2297 | 32 | 124111.9024 | 15179.6 | 17644300 | 184.6581 | 95.22% | 61.65% | 4.162% | 18.38% | 0.6194% | 19.98% | 97.97% | 33.06% | 75.54% | 24.37% | 100% | 52.78% | 100% | 47.67% | 100% | 68.95% | 100% | 65.13% | Suburb Large | 1116.9862 | Middle Atlantic
12514 | 0.0094164 | Poughkeepsie | 0 | NY | 2012 | 18 | 4199.7495 | 295.509 | 331365 | 17 | 2270.7663 | 15 | 953.4751 | 10 | 760.5393 | 109.041 | 122481 | 1 | 1928.9832 | 1 | 1526.207 | 1 | 1499.4631 | 186.468 | 208884 | 0 | 0 | 0 | 0 | 0 | 0 | 0 | 0 | 233.3194 | 94.44% | 54.07% | 5.556% | 45.93% | 0% | 0% | 88.24% | 41.99% | 58.82% | 33.49% | 100% | 79.12% | 100% | 77.73% | #DIV/0! | #DIV/0! | #DIV/0! | #DIV/0! | Rural Distant | 88.5583 | Middle Atlantic
12518 | 1 | Poughkeepsie | 0 | NY | 2012 | 1986 | 383953.8498 | 18355.74 | 20846190 | 1922 | 278339.4211 | 1859 | 85191.3193 | 1436 | 61754.6542 | 11147.8 | 12536800 | 57 | 47002.6189 | 57 | 22376.2285 | 57 | 19521.7398 | 2853.55 | 3266260 | 7 | 58611.8099 | 7 | 36622.1212 | 7 | 34486.9458 | 4354.39 | 5043130 | 193.3302 | 96.78% | 72.49% | 2.87% | 12.24% | 0.3525% | 15.27% | 96.72% | 30.61% | 74.71% | 22.19% | 100% | 47.61% | 100% | 41.53% | 100% | 62.48% | 100% | 58.84% | Suburb Large | 377.5863 | Middle Atlantic
12520 | 1 | Poughkeepsie | 0 | NY | 2012 | 1315 | 226050.8458 | 9483.345 | 10813924 | 1277 | 182430.1656 | 1244 | 52305.8629 | 926 | 36020.229 | 6449.14 | 7319850 | 36 | 33928.3609 | 36 | 18003.6657 | 36 | 16381.6777 | 2239.63 | 2568000 | 2 | 9692.3194 | 2 | 7054.4146 | 2 | 6696.3804 | 794.575 | 926074 | 171.9018 | 97.11% | 80.7% | 2.738% | 15.01% | 0.1521% | 4.288% | 97.42% | 28.67% | 72.51% | 19.74% | 100% | 53.06% | 100% | 48.28% | 100% | 72.78% | 100% | 69.09% | Suburb Large | 656.6262 | Middle Atlantic
12524 | 0.94533 | Poughkeepsie | 0 | NY | 2012 | 4289 | 1315721.9697 | 87098.4 | 95884600 | 3951 | 637961.9765 | 3834 | 216136.981 | 3271 | 162634.1315 | 29093.6 | 31390400 | 302 | 261285.7448 | 302 | 138806.0744 | 302 | 125084.8804 | 17773.6 | 19487900 | 36 | 416474.2484 | 36 | 360295.4933 | 36 | 352132.688 | 40231.2 | 45006300 | 306.7666 | 92.12% | 48.49% | 7.041% | 19.86% | 0.8394% | 31.65% | 97.04% | 33.88% | 82.79% | 25.49% | 100% | 53.12% | 100% | 47.87% | 100% | 86.51% | 100% | 84.55% | Suburb Large | 841.2029 | Middle Atlantic
12528 | 0.28837 | Poughkeepsie | 0 | NY | 2012 | 2645 | 530520.7186 | 31068.8 | 33448320 | 2505 | 357056.0103 | 2455 | 125773.1732 | 1999 | 95190.1027 | 16894.4 | 17990400 | 124 | 99390.6635 | 124 | 56590.6257 | 124 | 51123.241 | 7384.18 | 7903390 | 16 | 74074.0447 | 16 | 60116.6566 | 16 | 58227.7569 | 6790.22 | 7554530 | 200.5749 | 94.71% | 67.3% | 4.688% | 18.73% | 0.6049% | 13.96% | 98% | 35.23% | 79.8% | 26.66% | 100% | 56.94% | 100% | 51.44% | 100% | 81.16% | 100% | 78.61% | Suburb Large | 295.934 | Middle Atlantic
12533 | 0.83821 | Poughkeepsie | 0 | NY | 2012 | 9128 | 2072165.7014 | 103075 | 112014800 | 8872 | 1494226.7882 | 8528 | 446729.2743 | 6803 | 327813.6012 | 59856.2 | 64065100 | 237 | 187314.0996 | 237 | 97453.9523 | 233 | 88183.1718 | 13109.3 | 14245500 | 19 | 390624.8135 | 19 | 279492.3135 | 19 | 262372.5104 | 30109.5 | 33704200 | 227.012 | 97.2% | 72.11% | 2.596% | 9.04% | 0.2082% | 18.85% | 96.12% | 29.9% | 76.68% | 21.94% | 100% | 52.03% | 98.31% | 47.08% | 100% | 71.55% | 100% | 67.17% | Suburb Large | 519.6392 | Middle Atlantic
12538 | 0.78187 | Poughkeepsie | 0 | NY | 2012 | 4231 | 789555.0995 | 42734.76 | 45729000 | 4059 | 582531.1656 | 3983 | 198187.2256 | 3180 | 150673.6364 | 26154.4 | 27809600 | 156 | 129989.902 | 156 | 73018.2174 | 156 | 66799.9539 | 9876.52 | 10571500 | 16 | 77034.0319 | 16 | 56119.1384 | 16 | 53229.8143 | 6703.84 | 7347900 | 186.6119 | 95.93% | 73.78% | 3.687% | 16.46% | 0.3782% | 9.757% | 98.13% | 34.02% | 78.34% | 25.87% | 100% | 56.17% | 100% | 51.39% | 100% | 72.85% | 100% | 69.1% | Suburb Large | 474.9775 | Middle Atlantic
12540 | 0.4415 | Poughkeepsie | 0 | NY | 2012 | 2345 | 512513.9727 | 28740.55 | 30887450 | 2282 | 388404.2107 | 2212 | 129003.951 | 1818 | 98145.9019 | 17914.9 | 18990000 | 53 | 42794.6132 | 53 | 26081.7076 | 53 | 24044.1927 | 3503.66 | 3747390 | 10 | 81315.1488 | 10 | 64625.1534 | 10 | 62020.4693 | 7321.99 | 8150060 | 218.5561 | 97.31% | 75.78% | 2.26% | 8.35% | 0.4264% | 15.87% | 96.93% | 33.21% | 79.67% | 25.27% | 100% | 60.95% | 100% | 56.19% | 100% | 79.47% | 100% | 76.27% | Rural Fringe | 250.6171 | Middle Atlantic
12542 | 0.32468 | Poughkeepsie | 0 | NY | 2012 | 1193 | 242385.9963 | 16149.13 | 17163280 | 1148 | 171959.035 | 1143 | 71105.6913 | 1020 | 56761.0222 | 10001.1 | 10408600 | 38 | 32704.9748 | 38 | 20811.959 | 38 | 19337.158 | 2656.6 | 2866080 | 7 | 37721.9865 | 7 | 31157.4377 | 7 | 30149.105 | 3491.43 | 3888600 | 203.1735 | 96.23% | 70.94% | 3.185% | 13.49% | 0.5868% | 15.56% | 99.56% | 41.35% | 88.85% | 33.01% | 100% | 63.64% | 100% | 59.13% | 100% | 82.6% | 100% | 79.92% | Suburb Large | 328.6047 | Middle Atlantic
12545 | 0.056065 | Poughkeepsie | 0 | NY | 2012 | 102 | 20071.7707 | 911.591 | 967129 | 94 | 13390.3168 | 89 | 3805.3357 | 58 | 2706.5284 | 486.411 | 518403 | 8 | 6681.4539 | 8 | 3278.9907 | 8 | 2719.8445 | 425.18 | 448726 | 0 | 0 | 0 | 0 | 0 | 0 | 0 | 0 | 196.7821 | 92.16% | 66.71% | 7.843% | 33.29% | 0% | 0% | 94.68% | 28.42% | 61.7% | 20.21% | 100% | 49.08% | 100% | 40.71% | #DIV/0! | #DIV/0! | #DIV/0! | #DIV/0! | Suburb Large | 93.4209 | Middle Atlantic
12547 | 0.55491 | Poughkeepsie | 0 | NY | 2012 | 1020 | 206316.1709 | 14093.92 | 14983630 | 975 | 136618.4704 | 962 | 55236.3017 | 813 | 43440.6338 | 7505.93 | 7879080 | 39 | 40822.7059 | 39 | 27673.9377 | 39 | 26004.0382 | 3514.28 | 3812710 | 6 | 28874.9945 | 6 | 23934.85 | 6 | 23417.4418 | 3073.71 | 3291840 | 202.2708 | 95.59% | 66.22% | 3.824% | 19.79% | 0.5882% | 14% | 98.67% | 40.43% | 83.38% | 31.8% | 100% | 67.79% | 100% | 63.7% | 100% | 82.89% | 100% | 81.1% | Suburb Large | 342.536 | Middle Atlantic
12549 | 0.022531 | Poughkeepsie | 0 | NY | 2012 | 139 | 22400.3683 | 1210.796 | 1372447 | 134 | 16733.1257 | 130 | 5998.0643 | 93 | 4637.8543 | 733.292 | 814550 | 5 | 5667.2426 | 5 | 4113.1578 | 5 | 3872.7604 | 477.504 | 557897 | 0 | 0 | 0 | 0 | 0 | 0 | 0 | 0 | 161.1537 | 96.4% | 74.7% | 3.597% | 25.3% | 0% | 0% | 97.01% | 35.85% | 69.4% | 27.72% | 100% | 72.58% | 100% | 68.34% | #DIV/0! | #DIV/0! | #DIV/0! | #DIV/0! | Rural Fringe | 315.0996 | Middle Atlantic
12550 | 0.99832 | Poughkeepsie | 0 | NY | 2012 | 15081 | 3574465.8535 | 236879.7 | 268565100 | 14223 | 1987730.3097 | 13998 | 762812.7199 | 11864 | 597730.7059 | 99374.9 | 110219000 | 712 | 647077.1548 | 712 | 414744.9854 | 712 | 385289.9405 | 49825.2 | 56760100 | 146 | 939658.3891 | 146 | 768349.0092 | 146 | 748423.0032 | 87679.6 | 101586000 | 237.0178 | 94.31% | 55.61% | 4.721% | 18.1% | 0.9681% | 26.29% | 98.42% | 38.38% | 83.41% | 30.07% | 100% | 64.1% | 100% | 59.54% | 100% | 81.77% | 100% | 79.65% | City Small | 1375.1094 | Middle Atlantic
12553 | 1 | Poughkeepsie | 0 | NY | 2012 | 7262 | 1630862.1549 | 101222.1 | 114720200 | 6837 | 1020908.5408 | 6727 | 374969.9597 | 5754 | 286434.5667 | 49891.1 | 55685200 | 380 | 330575.1818 | 380 | 205359.7493 | 380 | 190567.0099 | 25768.9 | 29300800 | 45 | 279378.4323 | 45 | 227272.8857 | 45 | 220326.1967 | 25562.1 | 29734200 | 224.5748 | 94.15% | 62.6% | 5.233% | 20.27% | 0.6197% | 17.13% | 98.39% | 36.73% | 84.16% | 28.06% | 100% | 62.12% | 100% | 57.65% | 100% | 81.35% | 100% | 78.86% | Suburb Large | 910.708 | Middle Atlantic
12561 | 0.006202 | Poughkeepsie | 0 | NY | 2012 | 3 | 459.3676 | 16.0873 | 17929 | 3 | 459.3676 | 3 | 112.1126 | 2 | 90.2525 | 16.0873 | 17929 | 0 | 0 | 0 | 0 | 0 | 0 | 0 | 0 | 0 | 0 | 0 | 0 | 0 | 0 | 0 | 0 | 153.1225 | 100% | 100% | 0% | 0% | 0% | 0% | 100% | 24.41% | 66.67% | 19.65% | #DIV/0! | #DIV/0! | #DIV/0! | #DIV/0! | #DIV/0! | #DIV/0! | #DIV/0! | #DIV/0! | Rural Fringe | 275.3033 | Middle Atlantic
12569 | 0.9974 | Poughkeepsie | 0 | NY | 2012 | 4117 | 727113.0344 | 34333.47 | 36463610 | 3994 | 621850.1868 | 3847 | 198782.6193 | 2971 | 149258.2408 | 26805.2 | 28268200 | 116 | 80210.4161 | 116 | 38090.9977 | 116 | 34388.8519 | 5429.58 | 5875000 | 7 | 25052.4315 | 7 | 18481.5872 | 7 | 17604.2854 | 2098.69 | 2320410 | 176.6123 | 97.01% | 85.52% | 2.818% | 11.03% | 0.17% | 3.445% | 96.32% | 31.97% | 74.39% | 24% | 100% | 47.49% | 100% | 42.87% | 100% | 73.77% | 100% | 70.27% | Rural Fringe | 318.1788 | Middle Atlantic
12575 | 0.6968 | Poughkeepsie | 0 | NY | 2012 | 1156 | 361536.7362 | 25913.39 | 29435460 | 1071 | 179367.1536 | 1057 | 72222.0242 | 911 | 57375.9137 | 9960.96 | 11066500 | 71 | 69314.2166 | 71 | 46985.2517 | 71 | 44487.3572 | 5838.63 | 6647360 | 14 | 112855.366 | 14 | 89944.7032 | 14 | 86711.5275 | 10113.8 | 11721600 | 312.748 | 92.65% | 49.61% | 6.142% | 19.17% | 1.211% | 31.22% | 98.69% | 40.26% | 85.06% | 31.99% | 100% | 67.79% | 100% | 64.18% | 100% | 79.7% | 100% | 76.83% | Suburb Large | 294.1787 | Middle Atlantic
12577 | 1 | Poughkeepsie | 0 | NY | 2012 | 1915 | 263101.8235 | 10963.784 | 12173454 | 1901 | 246680.0244 | 1684 | 70946.0638 | 1201 | 53930.4809 | 9797.81 | 10840400 | 13 | 9396.616 | 13 | 4562.8835 | 13 | 4014.549 | 635.731 | 727412 | 1 | 7025.183 | 1 | 4660.1397 | 1 | 4365.3733 | 530.243 | 605642 | 137.39 | 99.27% | 93.76% | 0.6789% | 3.571% | 0.05222% | 2.67% | 88.58% | 28.76% | 63.18% | 21.86% | 100% | 48.56% | 100% | 42.72% | 100% | 66.33% | 100% | 62.14% | Suburb Large | 484.1736 | Middle Atlantic
12578 | 0.69176 | Poughkeepsie | 0 | NY | 2012 | 870 | 153368.163 | 7262.626 | 7825283 | 842 | 125201.1844 | 802 | 38350.9407 | 607 | 28811.8509 | 5101.28 | 5478890 | 26 | 21395.2515 | 26 | 11827.8236 | 26 | 10633.1616 | 1564.83 | 1674590 | 2 | 6771.7272 | 2 | 4900.4363 | 2 | 4702.2064 | 596.516 | 671803 | 176.2852 | 96.78% | 81.63% | 2.989% | 13.95% | 0.2299% | 4.415% | 95.25% | 30.63% | 72.09% | 23.01% | 100% | 55.28% | 100% | 49.7% | 100% | 72.37% | 100% | 69.44% | Suburb Large | 187.7796 | Middle Atlantic
12582 | 0.54998 | Poughkeepsie | 0 | NY | 2012 | 980 | 163415.9579 | 7171.16 | 7537171 | 971 | 154753.2055 | 942 | 48451.6701 | 757 | 36037.6978 | 6556.65 | 6859070 | 8 | 4670.4309 | 8 | 2790.6321 | 8 | 2553.4309 | 344.965 | 376639 | 1 | 3992.3216 | 1 | 2512.2711 | 1 | 2339.6617 | 269.545 | 301462 | 166.751 | 99.08% | 94.7% | 0.8163% | 2.858% | 0.102% | 2.443% | 97.01% | 31.31% | 77.96% | 23.29% | 100% | 59.75% | 100% | 54.67% | 100% | 62.93% | 100% | 58.6% | Suburb Large | 424.5 | Middle Atlantic
12584 | 1 | Poughkeepsie | 0 | NY | 2012 | 1 | 226.0733 | 16.2246 | 18632.7 | 1 | 226.0733 | 1 | 99.0201 | 1 | 91.0201 | 16.2246 | 18632.7 | 0 | 0 | 0 | 0 | 0 | 0 | 0 | 0 | 0 | 0 | 0 | 0 | 0 | 0 | 0 | 0 | 226.0733 | 100% | 100% | 0% | 0% | 0% | 0% | 100% | 43.8% | 100% | 40.26% | #DIV/0! | #DIV/0! | #DIV/0! | #DIV/0! | #DIV/0! | #DIV/0! | #DIV/0! | #DIV/0! | City Small | 3043.7744 | Middle Atlantic
12585 | 0.029598 | Poughkeepsie | 0 | NY | 2012 | 27 | 5050.9115 | 217.5767 | 232512.11 | 26 | 4270.8815 | 25 | 1397.4487 | 21 | 1203.63 | 209.277 | 223435 | 1 | 780.0299 | 1 | 93.5907 | 1 | 60 | 8.2997 | 9077.11 | 0 | 0 | 0 | 0 | 0 | 0 | 0 | 0 | 187.0708 | 96.3% | 84.56% | 3.704% | 15.44% | 0% | 0% | 96.15% | 32.72% | 80.77% | 28.18% | 100% | 12% | 100% | 7.692% | #DIV/0! | #DIV/0! | #DIV/0! | #DIV/0! | Suburb Large | 124.5855 | Middle Atlantic
12586 | 0.38902 | Poughkeepsie | 0 | NY | 2012 | 1698 | 261741.5571 | 14772.75 | 16232550 | 1668 | 223066.0839 | 1625 | 83242.3855 | 1269 | 63620.4879 | 11313.4 | 12297700 | 26 | 22095.6 | 26 | 13436.6633 | 26 | 12651.7605 | 1868.18 | 2081090 | 4 | 16579.8733 | 4 | 14268.213 | 4 | 14017.7773 | 1591.17 | 1853760 | 154.147 | 98.23% | 85.22% | 1.531% | 8.442% | 0.2356% | 6.334% | 97.42% | 37.32% | 76.08% | 28.52% | 100% | 60.81% | 100% | 57.26% | 100% | 86.06% | 100% | 84.55% | Rural Fringe | 533.5462 | Middle Atlantic
12589 | 0.064291 | Poughkeepsie | 0 | NY | 2012 | 344 | 51607.5526 | 2610.943 | 2830754 | 342 | 48632.1803 | 335 | 17298.513 | 280 | 13012.2184 | 2384.35 | 2577280 | 2 | 2975.3722 | 2 | 1839.953 | 2 | 1628.6069 | 226.593 | 253474 | 0 | 0 | 0 | 0 | 0 | 0 | 0 | 0 | 150.022 | 99.42% | 94.23% | 0.5814% | 5.765% | 0% | 0% | 97.95% | 35.57% | 81.87% | 26.76% | 100% | 61.84% | 100% | 54.74% | #DIV/0! | #DIV/0! | #DIV/0! | #DIV/0! | Suburb Large | 261.6965 | Middle Atlantic
12590 | 1 | Poughkeepsie | 0 | NY | 2012 | 10690 | 2269360.7009 | 124430.2 | 134569100 | 10182 | 1573451.3769 | 10007 | 513567.8378 | 8278 | 386442.2217 | 68811.6 | 73541200 | 463 | 366881.2462 | 463 | 199387.2792 | 462 | 180673.0639 | 25996.5 | 28092200 | 45 | 329028.0778 | 45 | 261220.7636 | 45 | 252252.3746 | 29622.1 | 32935700 | 212.2882 | 95.25% | 69.33% | 4.331% | 16.17% | 0.421% | 14.5% | 98.28% | 32.64% | 81.3% | 24.56% | 100% | 54.35% | 99.78% | 49.25% | 100% | 79.39% | 100% | 76.67% | Suburb Large | 991.1308 | Middle Atlantic
12601 | 1 | Poughkeepsie | 0 | NY | 2012 | 10518 | 2606360.558 | 160994.2 | 175478200 | 9855 | 1316667.943 | 9647 | 448749.2584 | 7623 | 334772.6346 | 57349.6 | 61278300 | 569 | 538599.2849 | 569 | 320275.6482 | 568 | 294457.8232 | 39449.2 | 42870000 | 94 | 751093.3301 | 94 | 564977.4657 | 94 | 540447.6602 | 64195.4 | 71329900 | 247.8 | 93.7% | 50.52% | 5.41% | 20.66% | 0.8937% | 28.82% | 97.89% | 34.08% | 77.35% | 25.43% | 100% | 59.46% | 99.82% | 54.67% | 100% | 75.22% | 100% | 71.95% | Suburb Large | 2020.9194 | Middle Atlantic
12603 | 1 | Poughkeepsie | 0 | NY | 2012 | 14544 | 3048769.8928 | 166775.7 | 180242500 | 13933 | 2138872.9794 | 13620 | 688876.0533 | 10995 | 512746.7386 | 90745 | 96581600 | 518 | 437149.9003 | 518 | 258327.5893 | 515 | 235111.9342 | 32657.3 | 35355400 | 93 | 472747.0131 | 93 | 383808.9165 | 93 | 370759.989 | 43373.4 | 48305500 | 209.6239 | 95.8% | 70.16% | 3.562% | 14.34% | 0.6394% | 15.51% | 97.75% | 32.21% | 78.91% | 23.97% | 100% | 59.09% | 99.42% | 53.78% | 100% | 81.19% | 100% | 78.43% | Rural Fringe | 1227.5071 | Middle Atlantic
12604 | 1 | Poughkeepsie | 0 | NY | 2012 | 3 | 600.0172 | 17.8938 | 20633.6 | 3 | 600.0172 | 2 | 153.3142 | 2 | 102.4044 | 17.8938 | 20633.6 | 0 | 0 | 0 | 0 | 0 | 0 | 0 | 0 | 0 | 0 | 0 | 0 | 0 | 0 | 0 | 0 | 200.0057 | 100% | 100% | 0% | 0% | 0% | 0% | 66.67% | 25.55% | 66.67% | 17.07% | #DIV/0! | #DIV/0! | #DIV/0! | #DIV/0! | #DIV/0! | #DIV/0! | #DIV/0! | #DIV/0! | City Small | 2583.4394 | Middle Atlantic
13027 | 0.016671 | Syracuse | 0 | NY | 2008 | 206 | 40298.5532 | 2117.676 | 2403954 | 196 | 32882.1188 | 188 | 11353.5159 | 148 | 8804.3895 | 1512.67 | 1721380 | 10 | 7416.4344 | 10 | 4317.4137 | 10 | 4054.9608 | 605.006 | 682574 | 0 | 0 | 0 | 0 | 0 | 0 | 0 | 0 | 195.624 | 95.15% | 81.6% | 4.854% | 18.4% | 0% | 0% | 95.92% | 34.53% | 75.51% | 26.78% | 100% | 58.21% | 100% | 54.68% | #DIV/0! | #DIV/0! | #DIV/0! | #DIV/0! | Suburb Large | 420.2527 | Middle Atlantic
13031 | 0.24849 | Syracuse | 0 | NY | 2008 | 2044 | 468718.3316 | 32343.14 | 37527580 | 1964 | 286191.8958 | 1942 | 112843.9779 | 1733 | 87348.838 | 15318.1 | 17363100 | 65 | 47982.085 | 65 | 26985.944 | 65 | 24940.5918 | 3658.34 | 4237880 | 15 | 134544.3509 | 15 | 117639.2682 | 15 | 115568.16 | 13366.7 | 15926600 | 229.3143 | 96.09% | 61.06% | 3.18% | 10.24% | 0.7339% | 28.7% | 98.88% | 39.43% | 88.24% | 30.52% | 100% | 56.24% | 100% | 51.98% | 100% | 87.44% | 100% | 85.9% | Suburb Large | 734.1128 | Middle Atlantic
13057 | 0.5365 | Syracuse | 0 | NY | 2008 | 4147 | 2058119.6092 | 177030.9 | 209328500 | 3576 | 474986.3539 | 3523 | 196815.2417 | 3001 | 158037.0408 | 26358.1 | 29971700 | 422 | 444432.2823 | 422 | 332153.0318 | 422 | 321013.1186 | 39632.8 | 46772800 | 149 | 1138700.973 | 149 | 989432.991 | 149 | 971804.3458 | 111040 | 132584000 | 496.2912 | 86.23% | 23.08% | 10.18% | 21.59% | 3.593% | 55.33% | 98.52% | 41.44% | 83.92% | 33.27% | 100% | 74.74% | 100% | 72.23% | 100% | 86.89% | 100% | 85.34% | Rural Fringe | 648.2381 | Middle Atlantic
13066 | 0.1826 | Syracuse | 0 | NY | 2008 | 1097 | 292297.0055 | 17645.71 | 20269030 | 1063 | 223823.7796 | 1048 | 82927.7671 | 919 | 64635.5583 | 11423.8 | 12936800 | 31 | 27892.62 | 31 | 16976.4713 | 31 | 15736.311 | 2220.87 | 2573580 | 3 | 40580.6059 | 3 | 35378.7483 | 3 | 34531.5238 | 4001.04 | 4758650 | 266.4512 | 96.9% | 76.57% | 2.826% | 9.543% | 0.2735% | 13.88% | 98.59% | 37.05% | 86.45% | 28.88% | 100% | 60.86% | 100% | 56.42% | 100% | 87.18% | 100% | 85.09% | Suburb Large | 730.4507 | Middle Atlantic
13078 | 0.087208 | Syracuse | 0 | NY | 2008 | 819 | 238149.9978 | 15832.12 | 18109880 | 772 | 171045.47 | 770 | 70798.4289 | 751 | 57198.3776 | 10636 | 12064900 | 44 | 29194.8719 | 44 | 13967.7397 | 44 | 11962.7696 | 2087.61 | 2395570 | 3 | 37909.6559 | 3 | 25516.5227 | 3 | 23696.9324 | 3108.51 | 3649410 | 290.7814 | 94.26% | 71.82% | 5.372% | 12.26% | 0.3663% | 15.92% | 99.74% | 41.39% | 97.28% | 33.44% | 100% | 47.84% | 100% | 40.98% | 100% | 67.31% | 100% | 62.51% | Suburb Large | 296.7479 | Middle Atlantic
13088 | 0.9206 | Syracuse | 0 | NY | 2008 | 7335 | 1897444.403 | 130398.1 | 153192100 | 6936 | 987249.8484 | 6799 | 367706.8035 | 5744 | 280732.8687 | 48225.1 | 55530800 | 300 | 286506.3061 | 300 | 195731.7366 | 299 | 184707.9061 | 23272.6 | 27414300 | 99 | 623688.2486 | 99 | 522816.0073 | 99 | 510039.223 | 58900.4 | 70247000 | 258.6836 | 94.56% | 52.03% | 4.09% | 15.1% | 1.35% | 32.87% | 98.02% | 37.25% | 82.81% | 28.44% | 100% | 68.32% | 99.67% | 64.47% | 100% | 83.83% | 100% | 81.78% | Suburb Large | 2182.7519 | Middle Atlantic
13090 | 0.28414 | Syracuse | 0 | NY | 2008 | 1825 | 689393.9066 | 51529.5 | 60634000 | 1618 | 249117.7626 | 1588 | 81585.9077 | 1318 | 60545.2744 | 10586 | 12236400 | 175 | 132677.5038 | 175 | 76813.3735 | 173 | 71781.2151 | 10460 | 12021400 | 32 | 307598.6402 | 32 | 270846.9029 | 32 | 267657.7619 | 30483.5 | 36376200 | 377.7501 | 88.66% | 36.14% | 9.589% | 19.25% | 1.753% | 44.62% | 98.15% | 32.75% | 81.46% | 24.3% | 100% | 57.89% | 98.86% | 54.1% | 100% | 88.05% | 100% | 87.02% | Suburb Large | 2135.5513 | Middle Atlantic
13164 | 0.17525 | Syracuse | 0 | NY | 2008 | 409 | 65899.2306 | 4448.199 | 5023769 | 404 | 58102.7638 | 393 | 24720.282 | 361 | 20448.1907 | 3714.71 | 4157770 | 4 | 3728.2367 | 4 | 2471.8556 | 4 | 2368.3253 | 313.271 | 362697 | 1 | 4068.2301 | 1 | 3754.8052 | 1 | 3751.9517 | 420.218 | 503302 | 161.1228 | 98.78% | 88.17% | 0.978% | 5.657% | 0.2445% | 6.173% | 97.28% | 42.55% | 89.36% | 35.19% | 100% | 66.3% | 100% | 63.52% | 100% | 92.3% | 100% | 92.23% | Suburb Large | 176.507 | Middle Atlantic
13202 | 1 | Syracuse | Syracuse, NY | NY | 2008 | 503 | 607861.437 | 45106.25 | 53110720 | 280 | 59516.1735 | 278 | 28426.5648 | 256 | 24900.1765 | 3827.65 | 4348620 | 160 | 156849.9659 | 160 | 96750.1427 | 159 | 90418.1391 | 11425.6 | 13398700 | 63 | 391495.2976 | 63 | 263368.0768 | 63 | 250316.4911 | 29853 | 35363400 | 1208.472 | 55.67% | 9.791% | 31.81% | 25.8% | 12.52% | 64.41% | 99.29% | 47.76% | 91.43% | 41.84% | 100% | 61.68% | 99.38% | 57.65% | 100% | 67.27% | 100% | 63.94% | City Midsize | 5547.8492 | Middle Atlantic
13203 | 1 | Syracuse | Syracuse, NY | NY | 2008 | 3991 | 693890.8695 | 38271.72 | 44397680 | 3830 | 475696.2932 | 3805 | 171892.6931 | 3221 | 127067.3416 | 22691.9 | 25882100 | 144 | 137021.5446 | 144 | 83906.6192 | 144 | 77998.7974 | 9669.77 | 11458900 | 17 | 81173.0317 | 17 | 53765.7283 | 17 | 50866.6112 | 5910.05 | 7056680 | 173.8639 | 95.97% | 68.55% | 3.608% | 19.75% | 0.426% | 11.7% | 99.35% | 36.13% | 84.1% | 26.71% | 100% | 61.24% | 100% | 56.92% | 100% | 66.24% | 100% | 62.66% | City Midsize | 9497.3894 | Middle Atlantic
13204 | 1 | Syracuse | Syracuse, NY | NY | 2008 | 6183 | 1421695.6483 | 92751.4 | 108564700 | 5801 | 682760.8297 | 5772 | 244744.4147 | 4456 | 170554.7259 | 30117.9 | 34192900 | 297 | 299194.1189 | 297 | 205567.2062 | 297 | 193596.5362 | 23777.2 | 28068200 | 85 | 439740.6996 | 85 | 343302.3936 | 85 | 331430.235 | 38856.3 | 46303600 | 229.9362 | 93.82% | 48.02% | 4.803% | 21.04% | 1.375% | 30.93% | 99.5% | 35.85% | 76.81% | 24.98% | 100% | 68.71% | 100% | 64.71% | 100% | 78.07% | 100% | 75.37% | City Midsize | 4424.6724 | Middle Atlantic
13205 | 0.42798 | Syracuse | Syracuse, NY | NY | 2008 | 3414 | 438021.2971 | 23937.58 | 27224890 | 3345 | 334279.9495 | 3313 | 121651.7856 | 2427 | 80586.9057 | 15155.3 | 16970600 | 60 | 53775.9945 | 60 | 34093.0646 | 60 | 31947.1344 | 4256.44 | 4953140 | 9 | 49965.3531 | 9 | 37679.3065 | 9 | 36243.1022 | 4525.84 | 5301150 | 128.3015 | 97.98% | 76.32% | 1.757% | 12.28% | 0.2636% | 11.41% | 99.04% | 36.39% | 72.56% | 24.11% | 100% | 63.4% | 100% | 59.41% | 100% | 75.41% | 100% | 72.54% | City Midsize | 4755.8111 | Middle Atlantic
13206 | 1 | Syracuse | Syracuse, NY | NY | 2008 | 6171 | 1559022.1249 | 120039.2 | 140792100 | 5819 | 661129.8404 | 5777 | 262922.32 | 4936 | 207130.5036 | 36320.8 | 41243900 | 269 | 253768.2184 | 269 | 184061.2353 | 269 | 176088.0204 | 21778.2 | 25717300 | 83 | 644124.0661 | 83 | 542222.5131 | 83 | 531746.5767 | 61940.2 | 73830900 | 252.6369 | 94.3% | 42.41% | 4.359% | 16.28% | 1.345% | 41.32% | 99.28% | 39.77% | 84.83% | 31.33% | 100% | 72.53% | 100% | 69.39% | 100% | 84.18% | 100% | 82.55% | Rural Fringe | 3567.7154 | Middle Atlantic
13207 | 0.7259 | Syracuse | Syracuse, NY | NY | 2008 | 4125 | 497591.8909 | 25705.45 | 29275080 | 4081 | 427779.3827 | 4035 | 148558.1878 | 3138 | 106422.5478 | 19999.3 | 22569500 | 34 | 28751.8989 | 34 | 16325.3051 | 34 | 14941.1286 | 2204.23 | 2536940 | 10 | 41060.6094 | 10 | 30709.6925 | 10 | 29595.5691 | 3501.92 | 4168640 | 120.6283 | 98.93% | 85.97% | 0.8242% | 5.778% | 0.2424% | 8.252% | 98.87% | 34.73% | 76.89% | 24.88% | 100% | 56.78% | 100% | 51.97% | 100% | 74.79% | 100% | 72.08% | City Midsize | 4107.3953 | Middle Atlantic
13208 | 1 | Syracuse | Syracuse, NY | NY | 2008 | 6998 | 1285643.7205 | 79479.9 | 93404800 | 6755 | 760459.8141 | 6725 | 278125.8893 | 5694 | 204100.6942 | 36382.9 | 42215300 | 198 | 196440.8994 | 198 | 128534.7704 | 198 | 120308.0432 | 14965.5 | 17742000 | 45 | 328743.0069 | 45 | 243699.6374 | 45 | 233628.3528 | 28131.5 | 33447500 | 183.7159 | 96.53% | 59.15% | 2.829% | 15.28% | 0.643% | 25.57% | 99.56% | 36.57% | 84.29% | 26.84% | 100% | 65.43% | 100% | 61.24% | 100% | 74.13% | 100% | 71.07% | City Midsize | 5963.3195 | Middle Atlantic
13209 | 0.85457 | Syracuse | 0 | NY | 2008 | 4493 | 1209500.0638 | 85930.8 | 100527300 | 4265 | 576328.1311 | 4231 | 224488.3935 | 3655 | 173337.6242 | 30619.2 | 34906500 | 175 | 160255.5018 | 175 | 99171.777 | 175 | 92799.2642 | 12566.2 | 14727600 | 53 | 472916.4309 | 53 | 353974.8813 | 53 | 344854.0066 | 42745.4 | 50893200 | 269.1965 | 94.93% | 47.65% | 3.895% | 13.25% | 1.18% | 39.1% | 99.2% | 38.95% | 85.7% | 30.08% | 100% | 61.88% | 100% | 57.91% | 100% | 74.85% | 100% | 72.92% | Suburb Large | 950.1661 | Middle Atlantic
13210 | 1 | Syracuse | Syracuse, NY | NY | 2008 | 4850 | 1272900.6309 | 85257.8 | 99204900 | 4488 | 601287.9705 | 4439 | 238988.0072 | 3634 | 186889.3903 | 30868.5 | 35132300 | 292 | 286544.7616 | 292 | 190924.0646 | 292 | 180396.8391 | 22854.2 | 26713000 | 70 | 385067.8988 | 70 | 275539.9713 | 70 | 265185.2174 | 31535.1 | 37359600 | 262.4537 | 92.54% | 47.24% | 6.021% | 22.51% | 1.443% | 30.25% | 98.91% | 39.75% | 80.97% | 31.08% | 100% | 66.63% | 100% | 62.96% | 100% | 71.56% | 100% | 68.87% | City Midsize | 5903.1575 | Middle Atlantic
13211 | 1 | Syracuse | 0 | NY | 2008 | 2688 | 529492.1934 | 38812.1 | 45066900 | 2543 | 266197.8757 | 2466 | 103811.8978 | 1975 | 81070.2585 | 14129.8 | 15970800 | 117 | 124846.7587 | 117 | 92529.138 | 117 | 89000.5748 | 11105.6 | 12994800 | 28 | 138447.559 | 28 | 118304.5585 | 28 | 115967.5884 | 13576.7 | 16101300 | 196.9837 | 94.61% | 50.27% | 4.353% | 23.58% | 1.042% | 26.15% | 96.97% | 39% | 77.66% | 30.45% | 100% | 74.11% | 100% | 71.29% | 100% | 85.45% | 100% | 83.76% | Suburb Large | 1711.8388 | Middle Atlantic
13212 | 0.70004 | Syracuse | 0 | NY | 2008 | 5734 | 1242022.9265 | 82738.2 | 96277400 | 5488 | 694218.2921 | 5332 | 247935.9806 | 4303 | 189864.5261 | 32509.6 | 36761600 | 193 | 180923.5819 | 193 | 122920.4678 | 193 | 116850.012 | 15228.4 | 17779700 | 53 | 366881.0526 | 53 | 310350.7885 | 53 | 303617.2604 | 35000.2 | 41736100 | 216.6067 | 95.71% | 55.89% | 3.366% | 14.57% | 0.9243% | 29.54% | 97.16% | 35.71% | 78.41% | 27.35% | 100% | 67.94% | 100% | 64.59% | 100% | 84.59% | 100% | 82.76% | Suburb Large | 1799.2055 | Middle Atlantic
13214 | 1 | Syracuse | 0 | NY | 2008 | 2873 | 783009.3918 | 53572.12 | 62502930 | 2735 | 425446.2564 | 2719 | 160406.4146 | 2394 | 122962.793 | 21243.9 | 24210000 | 104 | 98724.6562 | 104 | 65948.7305 | 104 | 62516.7323 | 7925.82 | 9338130 | 34 | 258838.4792 | 34 | 212981.8996 | 34 | 207237.4441 | 24402.4 | 28954800 | 272.5407 | 95.2% | 54.33% | 3.62% | 12.61% | 1.183% | 33.06% | 99.41% | 37.7% | 87.53% | 28.9% | 100% | 66.8% | 100% | 63.32% | 100% | 82.28% | 100% | 80.06% | Suburb Large | 1661.4988 | Middle Atlantic
13215 | 0.15456 | Syracuse | 0 | NY | 2008 | 1700 | 383884.3756 | 24950.49 | 28480260 | 1632 | 293176.1441 | 1620 | 122137.9071 | 1513 | 97298.4727 | 17451.1 | 19738600 | 60 | 40515.4619 | 60 | 22642.7849 | 59 | 21691.4343 | 3454.13 | 3939010 | 8 | 50192.7696 | 8 | 35260.6647 | 8 | 33808.1579 | 4045.26 | 4802650 | 225.8143 | 96% | 76.37% | 3.529% | 10.55% | 0.4706% | 13.07% | 99.26% | 41.66% | 92.71% | 33.19% | 100% | 55.89% | 98.33% | 53.54% | 100% | 70.25% | 100% | 67.36% | Rural Fringe | 406.3017 | Middle Atlantic
13219 | 1 | Syracuse | 0 | NY | 2008 | 6819 | 1101816.4128 | 65455.21 | 74969570 | 6719 | 878278.2347 | 6626 | 328452.4006 | 5791 | 253602.4976 | 44930.7 | 50774500 | 83 | 73308.6371 | 83 | 47979.2085 | 83 | 45203.7646 | 5876.31 | 6884770 | 17 | 150229.5411 | 17 | 126714.5516 | 17 | 123362.9244 | 14648.2 | 17310300 | 161.5804 | 98.53% | 79.71% | 1.217% | 6.653% | 0.2493% | 13.63% | 98.62% | 37.4% | 86.19% | 28.87% | 100% | 65.45% | 100% | 61.66% | 100% | 84.35% | 100% | 82.12% | Suburb Large | 2286.5888 | Middle Atlantic
13224 | 1 | Syracuse | Syracuse, NY | NY | 2008 | 3049 | 610128.5365 | 38367.18 | 44270800 | 2935 | 433157.7751 | 2901 | 168733.9541 | 2564 | 132541.4303 | 23045.7 | 26148600 | 99 | 95733.9153 | 99 | 65885.7099 | 98 | 62614.9695 | 7778.09 | 9176670 | 15 | 81236.8462 | 15 | 64669.4449 | 15 | 63022.4125 | 7543.39 | 8945530 | 200.1078 | 96.26% | 70.99% | 3.247% | 15.69% | 0.492% | 13.31% | 98.84% | 38.95% | 87.36% | 30.6% | 100% | 68.82% | 98.99% | 65.41% | 100% | 79.61% | 100% | 77.58% | City Midsize | 2983.1286 | Middle Atlantic
13244 | 1 | Syracuse | Syracuse, NY | NY | 2008 | 12 | 62211.4416 | 5162.702 | 5975965.08 | 1 | 139.6864 | 1 | 74.9887 | 1 | 70 | 7.84 | 9390.08 | 5 | 9866.0763 | 5 | 4887.6738 | 5 | 4366.4917 | 645.002 | 738585 | 6 | 52205.679 | 6 | 33577.4874 | 6 | 32033.4106 | 4509.86 | 5227990 | 5184.2868 | 8.333% | 0.2245% | 41.67% | 15.86% | 50% | 83.92% | 100% | 53.68% | 100% | 50.11% | 100% | 49.54% | 100% | 44.26% | 100% | 64.32% | 100% | 61.36% | City Midsize | 15122.9046 | Middle Atlantic
13290 | 1 | Syracuse | Syracuse, NY | NY | 2008 | 34 | 104184.3562 | 8661.8329 | 10282114.7 | 33 | 2111.7834 | 33 | 848.5768 | 15 | 554.3773 | 76.2729 | 90514.7 | 0 | 0 | 0 | 0 | 0 | 0 | 0 | 0 | 1 | 102072.5729 | 1 | 74773.3926 | 1 | 71774.5833 | 8585.56 | 10191600 | 3064.2458 | 97.06% | 2.027% | 0% | 0% | 2.941% | 97.97% | 100% | 40.18% | 45.45% | 26.25% | #DIV/0! | #DIV/0! | #DIV/0! | #DIV/0! | 100% | 73.26% | 100% | 70.32% | City Midsize | 244.8365 | Middle Atlantic
14026 | 1 | Buffalo | 0 | NY | 2008 | 399 | 99719.9624 | 7069.25 | 8171270 | 367 | 51246.8621 | 359 | 22361.8058 | 307 | 17987.423 | 3089.16 | 3449230 | 26 | 21434.9941 | 26 | 14029.7597 | 26 | 13274.2413 | 1707.36 | 2018210 | 6 | 27038.1062 | 6 | 19520.6797 | 6 | 18680.4405 | 2272.73 | 2703830 | 249.9247 | 91.98% | 51.39% | 6.516% | 21.5% | 1.504% | 27.11% | 97.82% | 43.64% | 83.65% | 35.1% | 100% | 65.45% | 100% | 61.93% | 100% | 72.2% | 100% | 69.09% | Suburb Large | 370.1198 | Middle Atlantic
14031 | 0.17298 | Buffalo | 0 | NY | 2008 | 981 | 214772.7123 | 14490.97 | 16440100 | 944 | 170347.664 | 938 | 74554.3683 | 858 | 60130.3984 | 10591.7 | 11879200 | 34 | 25963.1294 | 34 | 16005.2643 | 33 | 14983.0227 | 2121.69 | 2452160 | 3 | 18461.9188 | 3 | 15362.0994 | 3 | 14849.6355 | 1777.58 | 2108740 | 218.9324 | 96.23% | 79.32% | 3.466% | 12.09% | 0.3058% | 8.596% | 99.36% | 43.77% | 90.89% | 35.3% | 100% | 61.65% | 97.06% | 57.71% | 100% | 83.21% | 100% | 80.43% | Suburb Large | 604.0827 | Middle Atlantic
14032 | 0.11298 | Buffalo | 0 | NY | 2008 | 665 | 178412.17 | 13348.99 | 15054470 | 634 | 138254.9076 | 633 | 62673.8282 | 623 | 51889.1126 | 9624.94 | 10827000 | 28 | 27681.3025 | 28 | 17823.5055 | 28 | 16896.5857 | 2509.62 | 2845170 | 3 | 12475.9599 | 3 | 8561.8469 | 3 | 8222.9419 | 1214.43 | 1382300 | 268.289 | 95.34% | 77.49% | 4.211% | 15.52% | 0.4511% | 6.993% | 99.84% | 45.33% | 98.26% | 37.53% | 100% | 64.39% | 100% | 61.04% | 100% | 68.63% | 100% | 65.91% | Suburb Large | 337.9556 | Middle Atlantic
14043 | 1 | Buffalo | 0 | NY | 2008 | 10064 | 2212092.1725 | 180313.3 | 207226900 | 9713 | 1341716.3067 | 9676 | 670435.922 | 9119 | 557840.8547 | 97642.1 | 109410000 | 267 | 235478.5973 | 267 | 164633.1723 | 267 | 156637.1907 | 21056 | 24410000 | 84 | 634897.2685 | 84 | 540195.4265 | 84 | 529804.1976 | 61615.2 | 73406900 | 219.8025 | 96.51% | 60.65% | 2.653% | 10.65% | 0.8347% | 28.7% | 99.62% | 49.97% | 93.88% | 41.58% | 100% | 69.91% | 100% | 66.52% | 100% | 85.08% | 100% | 83.45% | Suburb Large | 2870.1208 | Middle Atlantic
14051 | 0.3918 | Buffalo | 0 | NY | 2008 | 4563 | 1018886.9025 | 61709.48 | 70128140 | 4463 | 882021.4208 | 4392 | 338320.4563 | 4074 | 267478.6873 | 50096.8 | 56583500 | 92 | 73874.7208 | 92 | 43466.1562 | 91 | 39983.3317 | 5798.25 | 6668790 | 8 | 62990.7609 | 8 | 49728.4776 | 8 | 47983.3763 | 5814.43 | 6875850 | 223.2932 | 97.81% | 86.57% | 2.016% | 7.251% | 0.1753% | 6.182% | 98.41% | 38.36% | 91.28% | 30.33% | 100% | 58.84% | 98.91% | 54.12% | 100% | 78.95% | 100% | 76.18% | Suburb Large | 1161.0875 | Middle Atlantic
14052 | 0.018288 | Buffalo | 0 | NY | 2008 | 100 | 23283.6763 | 1361.909 | 1548617 | 93 | 16674.2545 | 91 | 6346.0843 | 79 | 5073.6655 | 920.719 | 1043880 | 7 | 6609.4218 | 7 | 3189.5234 | 7 | 2738.9312 | 441.19 | 504737 | 0 | 0 | 0 | 0 | 0 | 0 | 0 | 0 | 232.8368 | 93% | 71.61% | 7% | 28.39% | 0% | 0% | 97.85% | 38.06% | 84.95% | 30.43% | 100% | 48.26% | 100% | 41.44% | #DIV/0! | #DIV/0! | #DIV/0! | #DIV/0! | Rural Fringe | 287.4681 | Middle Atlantic
14059 | 0.387 | Buffalo | 0 | NY | 2008 | 2124 | 452810.2509 | 30985.95 | 35416840 | 1993 | 315925.9099 | 1943 | 129265.0637 | 1666 | 105064.6061 | 18669.4 | 21056700 | 123 | 103420.6321 | 123 | 68789.0747 | 123 | 64792.1981 | 8992.23 | 10403800 | 8 | 33463.7089 | 8 | 29012.4204 | 8 | 28590.6068 | 3324.32 | 3956340 | 213.1875 | 93.83% | 69.77% | 5.791% | 22.84% | 0.3766% | 7.39% | 97.49% | 40.92% | 83.59% | 33.26% | 100% | 66.51% | 100% | 62.65% | 100% | 86.7% | 100% | 85.44% | Rural Fringe | 342.3391 | Middle Atlantic
14068 | 0.77333 | Buffalo | 0 | NY | 2008 | 2396 | 624353.2914 | 38114.63 | 44141610 | 2284 | 383733.282 | 2235 | 136222.238 | 1953 | 104876.6038 | 19156.3 | 21834500 | 85 | 80166.4498 | 85 | 50702.9054 | 85 | 47424.85 | 6486.13 | 7490010 | 27 | 160453.5596 | 27 | 107130.4811 | 27 | 102043.1466 | 12472.2 | 14817100 | 260.5815 | 95.33% | 61.46% | 3.548% | 12.84% | 1.127% | 25.7% | 97.85% | 35.5% | 85.51% | 27.33% | 100% | 63.25% | 100% | 59.16% | 100% | 66.77% | 100% | 63.6% | Suburb Large | 1851.2576 | Middle Atlantic
14072 | 0.57648 | Buffalo | 0 | NY | 2008 | 5707 | 1098256.1753 | 68355.18 | 67794660 | 5520 | 880420.4997 | 5443 | 356601.7489 | 4871 | 282520.899 | 50138 | 49251600 | 171 | 140491.9233 | 171 | 83488.7392 | 171 | 76819.3936 | 10969 | 11105100 | 16 | 77343.7523 | 16 | 61997.5415 | 16 | 60120.154 | 7248.18 | 7437960 | 192.4402 | 96.72% | 80.17% | 2.996% | 12.79% | 0.2804% | 7.042% | 98.61% | 40.5% | 88.24% | 32.09% | 100% | 59.43% | 100% | 54.68% | 100% | 80.16% | 100% | 77.73% | Suburb Large | 613.1759 | Middle Atlantic
14075 | 0.046464 | Buffalo | 0 | NY | 2008 | 1552 | 287531.1178 | 20727.41 | 23825090 | 1522 | 212794.5736 | 1514 | 105387.5341 | 1402 | 83747.2814 | 13766.1 | 15591800 | 25 | 20710.5147 | 25 | 13661.938 | 25 | 12511.7832 | 1824.72 | 2078400 | 5 | 54026.0295 | 5 | 46337.549 | 5 | 45373.9598 | 5136.59 | 6154890 | 185.2649 | 98.07% | 74.01% | 1.611% | 7.203% | 0.3222% | 18.79% | 99.47% | 49.53% | 92.12% | 39.36% | 100% | 65.97% | 100% | 60.41% | 100% | 85.77% | 100% | 83.99% | Suburb Large | 983.0192 | Middle Atlantic
14086 | 0.42924 | Buffalo | 0 | NY | 2008 | 10543 | 1815407.316 | 128989.5 | 146299800 | 10330 | 1455731.2983 | 10282 | 652701.7774 | 9479 | 521419.1344 | 95770.7 | 107410000 | 179 | 151706.8132 | 179 | 101958.5019 | 179 | 96743.4556 | 13375.8 | 15398600 | 34 | 207969.2046 | 34 | 169433.7165 | 34 | 165236.291 | 19843 | 23491200 | 172.1908 | 97.98% | 80.19% | 1.698% | 8.357% | 0.3225% | 11.46% | 99.54% | 44.84% | 91.76% | 35.82% | 100% | 67.21% | 100% | 63.77% | 100% | 81.47% | 100% | 79.45% | Suburb Large | 922.8186 | Middle Atlantic
14092 | 0.12358 | Buffalo | 0 | NY | 2008 | 264 | 75026.5924 | 5035.328 | 5088230 | 244 | 36197.9121 | 239 | 15146.5165 | 201 | 12298.6301 | 1956.09 | 1935890 | 14 | 13615.4719 | 14 | 8847.2522 | 14 | 8440.9972 | 995.868 | 1027980 | 6 | 25213.2085 | 6 | 17322.7989 | 6 | 16839.559 | 2083.37 | 2124360 | 284.1916 | 92.42% | 48.25% | 5.303% | 18.15% | 2.273% | 33.61% | 97.95% | 41.84% | 82.38% | 33.98% | 100% | 64.98% | 100% | 62% | 100% | 68.71% | 100% | 66.79% | Suburb Large | 485.3094 | Middle Atlantic
14120 | 0.16062 | Buffalo | 0 | NY | 2008 | 5535 | 890276.4277 | 54115.91 | 53631880 | 5386 | 641426.8361 | 5299 | 248176.9236 | 4252 | 188087.0241 | 33308.3 | 32351400 | 119 | 121496.9094 | 119 | 79256.5875 | 119 | 74386.6521 | 9690.91 | 9867880 | 30 | 127352.6822 | 30 | 96065.8504 | 30 | 92333.5453 | 11116.7 | 11412600 | 160.8449 | 97.31% | 72.05% | 2.15% | 13.65% | 0.542% | 14.3% | 98.38% | 38.69% | 78.95% | 29.32% | 100% | 65.23% | 100% | 61.23% | 100% | 75.43% | 100% | 72.5% | Rural Fringe | 1243.0546 | Middle Atlantic
14127 | 0.34417 | Buffalo | 0 | NY | 2008 | 5335 | 1345727.7305 | 100387.2 | 116020700 | 5002 | 768703.1234 | 4937 | 334491.8694 | 4347 | 272285.7064 | 48507.7 | 54659200 | 281 | 236358.9105 | 281 | 155993.1987 | 280 | 145661.9808 | 19875.8 | 23212500 | 52 | 340665.6966 | 52 | 271981.3108 | 52 | 265837.559 | 32003.7 | 38149000 | 252.2451 | 93.76% | 57.12% | 5.267% | 17.56% | 0.9747% | 25.31% | 98.7% | 43.51% | 86.91% | 35.42% | 100% | 66% | 99.64% | 61.63% | 100% | 79.84% | 100% | 78.03% | Suburb Large | 724.5632 | Middle Atlantic
14132 | 0.26811 | Buffalo | 0 | NY | 2008 | 1019 | 261425.0955 | 20782.58 | 20608730 | 956 | 136303.3702 | 936 | 60259.5358 | 787 | 50304.8194 | 8733.3 | 8427000 | 54 | 51452.4342 | 54 | 35505.0522 | 54 | 34129.4727 | 4893.05 | 4824070 | 9 | 73669.2911 | 9 | 62279.4083 | 9 | 60924.1578 | 7156.23 | 7357660 | 256.5506 | 93.82% | 52.14% | 5.299% | 19.68% | 0.8832% | 28.18% | 97.91% | 44.21% | 82.32% | 36.91% | 100% | 69.01% | 100% | 66.33% | 100% | 84.54% | 100% | 82.7% | Rural Fringe | 254.8051 | Middle Atlantic
14150 | 1 | Buffalo | 0 | NY | 2008 | 17968 | 3856906.6698 | 290653.1 | 338601400 | 17289 | 2026004.9566 | 17154 | 908466.0386 | 15003 | 722854.7493 | 126091 | 142809000 | 521 | 511927.1111 | 521 | 361761.8761 | 521 | 344175.9695 | 42818.1 | 50513400 | 158 | 1318974.6021 | 158 | 1067667.5117 | 158 | 1040793.1294 | 121744 | 145279000 | 214.6542 | 96.22% | 52.53% | 2.9% | 13.27% | 0.8793% | 34.2% | 99.22% | 44.84% | 86.78% | 35.68% | 100% | 70.67% | 100% | 67.23% | 100% | 80.95% | 100% | 78.91% | City Small | 2701.4644 | Middle Atlantic
14201 | 1 | Buffalo | Buffalo, NY | NY | 2008 | 2404 | 515702.1208 | 30154.63 | 35473030 | 2259 | 276477.8987 | 2253 | 98942.1052 | 1903 | 73979.8988 | 12907.6 | 15082600 | 109 | 102521.991 | 109 | 62322.5668 | 109 | 57114.0829 | 7372.31 | 8637230 | 36 | 136702.2311 | 36 | 84784.6939 | 36 | 79650.6692 | 9874.72 | 11753200 | 214.5184 | 93.97% | 53.61% | 4.534% | 19.88% | 1.498% | 26.51% | 99.73% | 35.79% | 84.24% | 26.76% | 100% | 60.79% | 100% | 55.71% | 100% | 62.02% | 100% | 58.27% | City Large | 9350.6906 | Middle Atlantic
14202 | 0.99895 | Buffalo | Buffalo, NY | NY | 2008 | 325 | 297098.2533 | 18328 | 21690350 | 208 | 41009.5121 | 208 | 16558.8225 | 187 | 12509.0176 | 1977.95 | 2303500 | 85 | 86477.1002 | 85 | 48532.2593 | 85 | 44549.4723 | 5705.95 | 6759550 | 32 | 169611.641 | 32 | 92913.0876 | 31 | 86396.3873 | 10644.1 | 12627300 | 914.1485 | 64% | 13.8% | 26.15% | 29.11% | 9.846% | 57.09% | 100% | 40.38% | 89.9% | 30.5% | 100% | 56.12% | 100% | 51.52% | 100% | 54.78% | 96.88% | 50.94% | City Large | 4170.0693 | Middle Atlantic
14203 | 0.99995 | Buffalo | Buffalo, NY | NY | 2008 | 348 | 903939.2109 | 64834.42 | 76928010 | 141 | 29774.6684 | 140 | 14355.1122 | 124 | 12269.6626 | 1739.72 | 2051410 | 122 | 152948.9517 | 122 | 92814.4887 | 122 | 86470.0465 | 10585.2 | 12570600 | 85 | 721215.5907 | 85 | 460072.0004 | 85 | 434515.229 | 52509.5 | 62306000 | 2597.5265 | 40.52% | 3.294% | 35.06% | 16.92% | 24.43% | 79.79% | 99.29% | 48.21% | 87.94% | 41.21% | 100% | 60.68% | 100% | 56.54% | 100% | 63.79% | 100% | 60.25% | City Large | 1348.697 | Middle Atlantic
14204 | 1 | Buffalo | Buffalo, NY | NY | 2008 | 2376 | 689662.8862 | 49449.8 | 57968500 | 2120 | 243532.7862 | 2113 | 99678.2299 | 1801 | 76968.0769 | 13594.5 | 15471400 | 206 | 181778.3811 | 206 | 118334.1496 | 206 | 109561.0472 | 13867.9 | 16331000 | 50 | 264351.7189 | 50 | 193874.1371 | 50 | 185840.7556 | 21987.4 | 26166100 | 290.2622 | 89.23% | 35.31% | 8.67% | 26.36% | 2.104% | 38.33% | 99.67% | 40.93% | 84.95% | 31.6% | 100% | 65.1% | 100% | 60.27% | 100% | 73.34% | 100% | 70.3% | City Large | 4310.082 | Middle Atlantic
14206 | 1 | Buffalo | Buffalo, NY | NY | 2008 | 9212 | 1843228.6248 | 147289.7 | 171522500 | 8877 | 889287.5971 | 8832 | 390683.0453 | 7966 | 317413.9833 | 59110.8 | 66683400 | 231 | 239714.8721 | 231 | 175312.2892 | 231 | 166184.2921 | 20340.8 | 23973000 | 104 | 714226.1555 | 104 | 598476.1516 | 104 | 584208.4225 | 67838.1 | 80866100 | 200.09 | 96.36% | 48.25% | 2.508% | 13.01% | 1.129% | 38.75% | 99.49% | 43.93% | 89.74% | 35.69% | 100% | 73.13% | 100% | 69.33% | 100% | 83.79% | 100% | 81.8% | City Large | 4263.1419 | Middle Atlantic
14207 | 1 | Buffalo | Buffalo, NY | NY | 2008 | 7120 | 1945932.8838 | 145083.7 | 171479200 | 6824 | 664766.1981 | 6807 | 239771.3614 | 5237 | 172553.6025 | 31847.1 | 36726700 | 209 | 199824.499 | 209 | 132487.0625 | 209 | 123113.0746 | 15287 | 18097500 | 87 | 1081342.1867 | 87 | 831204.8034 | 87 | 805004.7097 | 97949.6 | 116655000 | 273.3052 | 95.84% | 34.16% | 2.935% | 10.27% | 1.222% | 55.57% | 99.75% | 36.07% | 76.74% | 25.96% | 100% | 66.3% | 100% | 61.61% | 100% | 76.87% | 100% | 74.44% | City Large | 5883.6887 | Middle Atlantic
14208 | 1 | Buffalo | Buffalo, NY | NY | 2008 | 3612 | 523224.2753 | 39507.53 | 43618460 | 3531 | 363118.8008 | 3508 | 161023.9135 | 3114 | 132881.5108 | 26305.9 | 28043300 | 65 | 63187.5219 | 65 | 41338.7501 | 65 | 38849.5971 | 5180.28 | 6007740 | 16 | 96917.9526 | 16 | 70929.9617 | 16 | 68191.5649 | 8021.35 | 9567420 | 144.8572 | 97.76% | 69.4% | 1.8% | 12.08% | 0.443% | 18.52% | 99.35% | 44.34% | 88.19% | 36.59% | 100% | 65.42% | 100% | 61.48% | 100% | 73.19% | 100% | 70.36% | City Large | 8680.8932 | Middle Atlantic
14209 | 1 | Buffalo | Buffalo, NY | NY | 2008 | 1758 | 475534.8445 | 32495.37 | 37567300 | 1609 | 216949.1652 | 1602 | 89361.3863 | 1433 | 70236.2653 | 12750.6 | 14143800 | 124 | 122697.5864 | 124 | 74669.2249 | 124 | 69022.2534 | 8669.57 | 10249000 | 25 | 135888.093 | 25 | 98573.4128 | 25 | 94222.9258 | 11075.2 | 13174500 | 270.4976 | 91.52% | 45.62% | 7.053% | 25.8% | 1.422% | 28.58% | 99.56% | 41.19% | 89.06% | 32.37% | 100% | 60.86% | 100% | 56.25% | 100% | 72.54% | 100% | 69.34% | City Large | 6505.4193 | Middle Atlantic
14210 | 1 | Buffalo | Buffalo, NY | NY | 2008 | 5245 | 967531.6284 | 64153.8 | 75002900 | 5047 | 517249.1554 | 5026 | 184490.3893 | 4379 | 145376.4668 | 27177.6 | 31152700 | 149 | 145870.7059 | 149 | 98211.4833 | 149 | 92553.544 | 11702.5 | 13791000 | 49 | 304411.7671 | 49 | 226727.0353 | 49 | 215372.8851 | 25273.7 | 30059200 | 184.4674 | 96.22% | 53.46% | 2.841% | 15.08% | 0.9342% | 31.46% | 99.58% | 35.67% | 86.76% | 28.11% | 100% | 67.33% | 100% | 63.45% | 100% | 74.48% | 100% | 70.75% | City Large | 3478.0127 | Middle Atlantic
14211 | 1 | Buffalo | Buffalo, NY | NY | 2008 | 9473 | 1421556.841 | 100047.6 | 115213000 | 9232 | 888430.5287 | 9162 | 343504.9354 | 7837 | 275540.6434 | 53152.9 | 60104700 | 187 | 178719.6231 | 187 | 122445.6017 | 187 | 115450.7018 | 14530.4 | 17044900 | 54 | 354406.6892 | 54 | 271548.4387 | 54 | 261950.9237 | 32364.3 | 38063400 | 150.0641 | 97.46% | 62.5% | 1.974% | 12.57% | 0.57% | 24.93% | 99.24% | 38.66% | 84.89% | 31.01% | 100% | 68.51% | 100% | 64.6% | 100% | 76.62% | 100% | 73.91% | City Large | 6342.2126 | Middle Atlantic
14212 | 1 | Buffalo | Buffalo, NY | NY | 2008 | 4950 | 739648.3056 | 52628.45 | 60970700 | 4819 | 506435.5752 | 4796 | 209670.6733 | 4317 | 171157.1355 | 32609.3 | 37350300 | 109 | 113834.7101 | 109 | 74318.2426 | 109 | 70145.6284 | 9086.25 | 10639000 | 22 | 119378.0202 | 22 | 92371.5038 | 22 | 90002.3037 | 10932.9 | 12981400 | 149.4239 | 97.35% | 68.47% | 2.202% | 15.39% | 0.4444% | 16.14% | 99.52% | 41.4% | 89.58% | 33.8% | 100% | 65.29% | 100% | 61.62% | 100% | 77.38% | 100% | 75.39% | City Large | 4674.1927 | Middle Atlantic
14213 | 1 | Buffalo | Buffalo, NY | NY | 2008 | 6802 | 1103238.8148 | 71476 | 82337100 | 6582 | 661405.4799 | 6524 | 242491.1837 | 5368 | 186287.3604 | 35328 | 39730300 | 175 | 170147.8791 | 175 | 110188.97 | 175 | 103671.5565 | 12874.9 | 15192000 | 45 | 271685.4558 | 45 | 197114.4884 | 45 | 189166.6774 | 23273.1 | 27414800 | 162.1933 | 96.77% | 59.95% | 2.573% | 15.42% | 0.6616% | 24.63% | 99.12% | 36.66% | 81.56% | 28.17% | 100% | 64.76% | 100% | 60.93% | 100% | 72.55% | 100% | 69.63% | City Large | 9527.1062 | Middle Atlantic
14214 | 1 | Buffalo | Buffalo, NY | NY | 2008 | 5910 | 1058311.4014 | 71124.8 | 81746900 | 5703 | 620511.8914 | 5661 | 242146.0041 | 4881 | 188571.4118 | 35995.5 | 39942800 | 166 | 159572.022 | 166 | 99255.6442 | 166 | 92190.1597 | 11827.5 | 14005200 | 41 | 278227.4879 | 41 | 207287.4027 | 41 | 199083.3064 | 23301.8 | 27798900 | 179.0713 | 96.5% | 58.63% | 2.809% | 15.08% | 0.6937% | 26.29% | 99.26% | 39.02% | 85.59% | 30.39% | 100% | 62.2% | 100% | 57.77% | 100% | 74.5% | 100% | 71.55% | City Large | 7303.7559 | Middle Atlantic
14215 | 1 | Buffalo | Buffalo, NY | NY | 2008 | 14089 | 1830967.805 | 127965.7 | 144778000 | 13853 | 1335663.2845 | 13768 | 564801.9083 | 12067 | 457068.2359 | 86750.5 | 95971400 | 197 | 189475.1731 | 197 | 124527.209 | 197 | 117511.1883 | 15453.6 | 18118600 | 39 | 305829.3474 | 39 | 223960.5628 | 39 | 212979.4483 | 25761.6 | 30688000 | 129.9573 | 98.32% | 72.95% | 1.398% | 10.35% | 0.2768% | 16.7% | 99.39% | 42.29% | 87.11% | 34.22% | 100% | 65.72% | 100% | 62.02% | 100% | 73.23% | 100% | 69.64% | City Large | 8094.7975 | Middle Atlantic
14216 | 1 | Buffalo | Buffalo, NY | NY | 2008 | 7189 | 1188902.5029 | 86980 | 99409000 | 6955 | 799573.8372 | 6935 | 342342.315 | 6353 | 283182.753 | 52566.1 | 58578400 | 198 | 179222.9112 | 198 | 125310.9667 | 198 | 118421.3312 | 14738.4 | 17357000 | 36 | 210105.7544 | 36 | 172615.632 | 36 | 168125.7172 | 19675.5 | 23473600 | 165.378 | 96.75% | 67.25% | 2.754% | 15.07% | 0.5008% | 17.67% | 99.71% | 42.82% | 91.34% | 35.42% | 100% | 69.92% | 100% | 66.07% | 100% | 82.16% | 100% | 80.02% | City Large | 7490.0365 | Middle Atlantic
14217 | 1 | Buffalo | 0 | NY | 2008 | 9097 | 1188176.0632 | 88257.9 | 99617700 | 8886 | 836171.2449 | 8853 | 377371.1071 | 7858 | 304836.4129 | 56361.5 | 61875400 | 173 | 168044.2652 | 173 | 125874.9864 | 173 | 120812.6575 | 14812.8 | 17472400 | 38 | 183960.5532 | 38 | 147168.8149 | 38 | 143283.2322 | 17083.6 | 20269900 | 130.6119 | 97.68% | 70.37% | 1.902% | 14.14% | 0.4177% | 15.48% | 99.63% | 45.13% | 88.43% | 36.46% | 100% | 74.91% | 100% | 71.89% | 100% | 80% | 100% | 77.89% | City Small | 7005.3193 | Middle Atlantic
14218 | 1 | Buffalo | 0 | NY | 2008 | 7277 | 1458766.0198 | 110894.7 | 126546000 | 7047 | 820289.8753 | 7004 | 364851.7926 | 6187 | 294324.7483 | 53098.8 | 59381600 | 187 | 163517.1986 | 187 | 106497.1077 | 187 | 100812.9081 | 13545.2 | 15694500 | 43 | 474958.9459 | 43 | 343118.0558 | 43 | 334606.5082 | 44250.7 | 51469900 | 200.4626 | 96.84% | 56.23% | 2.57% | 11.21% | 0.5909% | 32.56% | 99.39% | 44.48% | 87.8% | 35.88% | 100% | 65.13% | 100% | 61.65% | 100% | 72.24% | 100% | 70.45% | Suburb Large | 2542.877 | Middle Atlantic
14219 | 0.99955 | Buffalo | 0 | NY | 2008 | 4362 | 1203782.6811 | 101878.4 | 118739000 | 4191 | 498910.5127 | 4162 | 230626.3582 | 3697 | 185942.5681 | 32533.2 | 36532200 | 132 | 123717.6328 | 132 | 89307.6358 | 132 | 85850.232 | 11005.1 | 12903200 | 39 | 581154.5356 | 39 | 506092.727 | 39 | 499735.2984 | 58340.1 | 69303600 | 275.9704 | 96.08% | 41.45% | 3.026% | 10.28% | 0.8941% | 48.28% | 99.31% | 46.23% | 88.21% | 37.27% | 100% | 72.19% | 100% | 69.39% | 100% | 87.08% | 100% | 85.99% | Suburb Large | 1622.1459 | Middle Atlantic
14220 | 1 | Buffalo | Buffalo, NY | NY | 2008 | 8800 | 1133711.1545 | 80179.74 | 90512600 | 8658 | 823225.1826 | 8626 | 347837.5011 | 7367 | 276722.8465 | 52943.3 | 58225100 | 110 | 109174.3691 | 110 | 77311.8612 | 110 | 73853.1278 | 9218.34 | 10853100 | 32 | 201311.6027 | 32 | 155034.3558 | 32 | 150347.4205 | 18018.1 | 21434400 | 128.8308 | 98.39% | 72.61% | 1.25% | 9.63% | 0.3636% | 17.76% | 99.63% | 42.25% | 85.09% | 33.61% | 100% | 70.82% | 100% | 67.65% | 100% | 77.01% | 100% | 74.68% | City Large | 5365.3053 | Middle Atlantic
14221 | 1 | Buffalo | 0 | NY | 2008 | 19126 | 5126867.0944 | 377500.2 | 431334400 | 17991 | 3178079.7347 | 17881 | 1422380.5161 | 16609 | 1151988.9912 | 206712 | 231091000 | 966 | 831878.7487 | 966 | 517906.9356 | 966 | 478656.332 | 68631.2 | 79071400 | 169 | 1116908.6109 | 169 | 888823.4121 | 169 | 863344.0093 | 102157 | 121172000 | 268.0575 | 94.07% | 61.99% | 5.051% | 16.23% | 0.8836% | 21.79% | 99.39% | 44.76% | 92.32% | 36.25% | 100% | 62.26% | 100% | 57.54% | 100% | 79.58% | 100% | 77.3% | Suburb Large | 2342.8677 | Middle Atlantic
14222 | 1 | Buffalo | Buffalo, NY | NY | 2008 | 3049 | 498204.3172 | 28798.51 | 32550390 | 2962 | 382162.9464 | 2930 | 149179.0143 | 2546 | 110952.0303 | 20775.6 | 23151200 | 79 | 75633.6486 | 79 | 42396.5609 | 79 | 38988.438 | 5190.72 | 6052740 | 8 | 40407.7221 | 8 | 24938.2237 | 8 | 23331.9489 | 2832.19 | 3346450 | 163.3993 | 97.15% | 76.71% | 2.591% | 15.18% | 0.2624% | 8.111% | 98.92% | 39.04% | 85.96% | 29.03% | 100% | 56.06% | 100% | 51.55% | 100% | 61.72% | 100% | 57.74% | City Large | 11779.8794 | Middle Atlantic
14223 | 1 | Buffalo | 0 | NY | 2008 | 10076 | 1172546.4228 | 75353.96 | 85847780 | 9971 | 1013361.0832 | 9900 | 433804.4365 | 8702 | 339200.7871 | 61528 | 69432100 | 90 | 86416.0067 | 90 | 59677.1263 | 90 | 56434.0476 | 7145.13 | 8462300 | 15 | 72769.3329 | 15 | 58910.7396 | 15 | 57418.4978 | 6680.83 | 7953380 | 116.3702 | 98.96% | 86.42% | 0.8932% | 7.37% | 0.1489% | 6.206% | 99.29% | 42.81% | 87.27% | 33.47% | 100% | 69.06% | 100% | 65.31% | 100% | 80.96% | 100% | 78.9% | City Small | 6303.3129 | Middle Atlantic
14224 | 1 | Buffalo | 0 | NY | 2008 | 16193 | 3077168.8554 | 223847.7 | 255702200 | 15757 | 2193952.2396 | 15642 | 994111.9866 | 14242 | 806238.4895 | 142541 | 159618000 | 351 | 322768.2584 | 351 | 222262.3657 | 351 | 210983.8759 | 28016.3 | 32593100 | 85 | 560448.3574 | 85 | 469548.4933 | 85 | 458357.3216 | 53290.4 | 63491100 | 190.0308 | 97.31% | 71.3% | 2.168% | 10.49% | 0.5249% | 18.21% | 99.27% | 45.31% | 90.39% | 36.75% | 100% | 68.86% | 100% | 65.37% | 100% | 83.78% | 100% | 81.78% | Suburb Large | 2054.5728 | Middle Atlantic
14225 | 1 | Buffalo | 0 | NY | 2008 | 15001 | 2799705.0557 | 219063.8 | 253233400 | 14552 | 1563925.9556 | 14455 | 741837.3364 | 13068 | 601543.4571 | 106001 | 118701000 | 331 | 329934.9994 | 331 | 241744.0269 | 331 | 231182.3241 | 28573.6 | 33671400 | 118 | 905844.1007 | 118 | 749054.5946 | 118 | 730961.7284 | 84489.2 | 100861000 | 186.6346 | 97.01% | 55.86% | 2.207% | 11.78% | 0.7866% | 32.35% | 99.33% | 47.43% | 89.8% | 38.46% | 100% | 73.27% | 100% | 70.07% | 100% | 82.69% | 100% | 80.69% | City Small | 2831.1312 | Middle Atlantic
14226 | 1 | Buffalo | 0 | NY | 2008 | 11436 | 2065108.8115 | 143261.7 | 164558800 | 11090 | 1391846.3256 | 11013 | 584990.5641 | 9632 | 458395.7708 | 82148.3 | 92094600 | 282 | 274650.4883 | 282 | 193146.787 | 282 | 183185.4319 | 23247.7 | 27264300 | 64 | 398611.9976 | 64 | 335761.2764 | 64 | 328467.0591 | 37865.7 | 45199900 | 180.5796 | 96.97% | 67.4% | 2.466% | 13.3% | 0.5596% | 19.3% | 99.31% | 42.03% | 86.85% | 32.93% | 100% | 70.32% | 100% | 66.7% | 100% | 84.23% | 100% | 82.4% | Suburb Large | 3967.2973 | Middle Atlantic
14227 | 1 | Buffalo | 0 | NY | 2008 | 8825 | 2150291.2124 | 178416 | 206670900 | 8452 | 1184848.3898 | 8434 | 609377.2168 | 8130 | 503479.2167 | 86370.2 | 97208600 | 291 | 263670.1278 | 291 | 180977.9485 | 291 | 172474.8604 | 22435.1 | 26273600 | 82 | 701772.6948 | 82 | 611724.1951 | 82 | 602381.1697 | 69610.7 | 83188700 | 243.6591 | 95.77% | 55.1% | 3.297% | 12.26% | 0.9292% | 32.64% | 99.79% | 51.43% | 96.19% | 42.49% | 100% | 68.64% | 100% | 65.41% | 100% | 87.17% | 100% | 85.84% | City Small | 2841.1676 | Middle Atlantic
14228 | 0.30612 | Buffalo | 0 | NY | 2008 | 2812 | 858957.085 | 66303.9 | 76875200 | 2556 | 410835.3158 | 2536 | 176903.8448 | 2336 | 144812.5863 | 25242.5 | 28403100 | 209 | 193653.6131 | 209 | 129027.578 | 209 | 121931.529 | 16383.3 | 18978000 | 47 | 254468.1561 | 47 | 220935.3452 | 47 | 216568.1755 | 24678.1 | 29494100 | 305.4613 | 90.9% | 47.83% | 7.432% | 22.55% | 1.671% | 29.63% | 99.22% | 43.06% | 91.39% | 35.25% | 100% | 66.63% | 100% | 62.96% | 100% | 86.82% | 100% | 85.11% | Suburb Large | 1435.1271 | Middle Atlantic
14261 | 1 | Buffalo | 0 | NY | 2008 | 8 | 6015.4328 | 368.283 | 428803 | 0 | 0 | 0 | 0 | 0 | 0 | 0 | 0 | 8 | 6015.4328 | 8 | 2381.9681 | 8 | 2018.0733 | 368.283 | 428803 | 0 | 0 | 0 | 0 | 0 | 0 | 0 | 0 | 751.9291 | 0% | 0% | 100% | 100% | 0% | 0% | #DIV/0! | #DIV/0! | #DIV/0! | #DIV/0! | 100% | 39.6% | 100% | 33.55% | #DIV/0! | #DIV/0! | #DIV/0! | #DIV/0! | Suburb Large | 3034.1623 | Middle Atlantic
14301 | 1 | Buffalo | 0 | NY | 2008 | 5291 | 688771.208 | 42216.67 | 41868870 | 5143 | 479321.6731 | 5082 | 189486.8452 | 4177 | 143694.9891 | 25852.3 | 25104400 | 129 | 122230.9133 | 129 | 80186.1641 | 129 | 74721.1197 | 9310.16 | 9510640 | 19 | 87218.6216 | 19 | 62523.8644 | 19 | 59698.8772 | 7054.21 | 7253830 | 130.1779 | 97.2% | 69.59% | 2.438% | 17.75% | 0.3591% | 12.66% | 98.81% | 39.53% | 81.22% | 29.98% | 100% | 65.6% | 100% | 61.13% | 100% | 71.69% | 100% | 68.45% | City Small | 5510.6095 | Middle Atlantic
14303 | 0.98524 | Buffalo | 0 | NY | 2008 | 2581 | 693233.4231 | 49853.93 | 50416240 | 2421 | 231369.8284 | 2389 | 96967.5065 | 1933 | 75560.081 | 13149.6 | 12671600 | 123 | 127263.8512 | 123 | 80041.2223 | 123 | 74948.993 | 9503.83 | 9696940 | 37 | 334599.7435 | 37 | 231540.844 | 37 | 223478.7816 | 27200.5 | 28047700 | 268.591 | 93.8% | 33.38% | 4.766% | 18.36% | 1.434% | 48.27% | 98.68% | 41.91% | 79.84% | 32.66% | 100% | 62.89% | 100% | 58.89% | 100% | 69.2% | 100% | 66.79% | City Small | 2025.1393 | Middle Atlantic
14304 | 0.99999 | Buffalo | 0 | NY | 2008 | 13801 | 2807771.0138 | 199470.5 | 200290900 | 13203 | 1562623.2713 | 12911 | 629134.4614 | 10528 | 497202.6808 | 85216.9 | 83476200 | 499 | 458073.0636 | 499 | 306844.0613 | 498 | 290054.074 | 39450.9 | 39608700 | 99 | 787074.6788 | 99 | 647511.4783 | 99 | 634303.0064 | 74802.7 | 77206000 | 203.4469 | 95.67% | 55.65% | 3.616% | 16.31% | 0.7173% | 28.03% | 97.79% | 40.26% | 79.74% | 31.82% | 100% | 66.99% | 99.8% | 63.32% | 100% | 82.27% | 100% | 80.59% | Rural Fringe | 1374.2735 | Middle Atlantic
14305 | 1 | Buffalo | 0 | NY | 2008 | 7511 | 1254264.1734 | 86058.7 | 85411000 | 7232 | 745854.9605 | 7143 | 307210.2405 | 5854 | 241262.5244 | 42743.3 | 41227100 | 228 | 214507.1944 | 228 | 141437.8481 | 228 | 133361.9789 | 17440.6 | 17696700 | 51 | 293902.0186 | 51 | 214563.1161 | 51 | 207236.8223 | 25874.8 | 26487200 | 166.9903 | 96.29% | 59.47% | 3.036% | 17.1% | 0.679% | 23.43% | 98.77% | 41.19% | 80.95% | 32.35% | 100% | 65.94% | 100% | 62.17% | 100% | 73% | 100% | 70.51% | City Small | 1925.8219 | Middle Atlantic
14445 | 0.97263 | Rochester | 0 | NY | 2014 | 3014 | 623581.1244 | 34174.23 | 39456610 | 2873 | 333988.1951 | 2803 | 99315.5539 | 1707 | 59820.3244 | 10534.2 | 11956500 | 116 | 113527.2523 | 116 | 69509.3366 | 114 | 63297.931 | 8283.13 | 9539010 | 25 | 176065.677 | 25 | 137220.536 | 25 | 131270.554 | 15356.9 | 17961100 | 206.8949 | 95.32% | 53.56% | 3.849% | 18.21% | 0.8295% | 28.23% | 97.56% | 29.74% | 59.42% | 17.91% | 100% | 61.23% | 98.28% | 55.76% | 100% | 77.94% | 100% | 74.56% | Suburb Large | 3678.4145 | Middle Atlantic
14450 | 0.074302 | Rochester | 0 | NY | 2008 | 1780 | 358870.7311 | 15581.46 | 17783160 | 1740 | 280287.1959 | 1590 | 69377.5076 | 1145 | 48354.8572 | 8517.36 | 9667850 | 30 | 25540.5199 | 30 | 16563.6572 | 30 | 15538.9602 | 2158.78 | 2434680 | 10 | 53043.0153 | 10 | 42380.9527 | 10 | 40510.2439 | 4905.32 | 5680630 | 201.6128 | 97.75% | 78.1% | 1.685% | 7.117% | 0.5618% | 14.78% | 91.38% | 24.75% | 65.8% | 17.25% | 100% | 64.85% | 100% | 60.84% | 100% | 79.9% | 100% | 76.37% | Suburb Large | 1199.8673 | Middle Atlantic
14526 | 0.38838 | Rochester | 0 | NY | 2008 | 3559 | 753366.901 | 36888.26 | 41704230 | 3460 | 594637.0704 | 3343 | 185146.8463 | 2731 | 134004.197 | 24173.6 | 27077500 | 88 | 66142.5493 | 88 | 33669.9453 | 88 | 29669.2724 | 4363.94 | 4965780 | 11 | 92587.2812 | 11 | 70837.7243 | 11 | 68455.4343 | 8350.72 | 9660950 | 211.6794 | 97.22% | 78.93% | 2.473% | 8.78% | 0.3091% | 12.29% | 96.62% | 31.14% | 78.93% | 22.54% | 100% | 50.91% | 100% | 44.86% | 100% | 76.51% | 100% | 73.94% | Suburb Large | 1140.202 | Middle Atlantic
14534 | 0.27297 | Rochester | 0 | NY | 2008 | 5457 | 1346614.7565 | 67610.96 | 76697800 | 5188 | 1045933.4566 | 5015 | 338212.2736 | 4163 | 249917.0174 | 46490 | 52395400 | 252 | 198282.0401 | 252 | 94586.2794 | 252 | 80704.3149 | 12439.1 | 14197400 | 17 | 102399.2599 | 17 | 73316.3087 | 17 | 69690.599 | 8681.86 | 10105000 | 246.7683 | 95.07% | 77.67% | 4.618% | 14.72% | 0.3115% | 7.604% | 96.67% | 32.34% | 80.24% | 23.89% | 100% | 47.7% | 100% | 40.7% | 100% | 71.6% | 100% | 68.06% | Suburb Large | 992.5338 | Middle Atlantic
14546 | 0.054043 | Rochester | 0 | NY | 2008 | 73 | 16161.7942 | 1071.118 | 1198798 | 71 | 13270.27 | 71 | 5276.4719 | 61 | 4444.424 | 813.961 | 910455 | 2 | 2891.5242 | 2 | 1544.3998 | 2 | 1458.297 | 257.157 | 288343 | 0 | 0 | 0 | 0 | 0 | 0 | 0 | 0 | 221.3944 | 97.26% | 82.11% | 2.74% | 17.89% | 0% | 0% | 100% | 39.76% | 85.92% | 33.49% | 100% | 53.41% | 100% | 50.43% | #DIV/0! | #DIV/0! | #DIV/0! | #DIV/0! | Rural Fringe | 211.1421 | Middle Atlantic
14559 | 0.099908 | Rochester | 0 | NY | 2008 | 851 | 181489.8328 | 10781.757 | 12065693 | 812 | 147072.197 | 799 | 54908.1273 | 722 | 42663.9 | 7846.12 | 8730860 | 37 | 26189.1155 | 37 | 14757.8114 | 37 | 13472.2388 | 2105.16 | 2360800 | 2 | 8228.5203 | 2 | 7389.093 | 2 | 7290.9649 | 830.477 | 974033 | 213.2665 | 95.42% | 81.04% | 4.348% | 14.43% | 0.235% | 4.534% | 98.4% | 37.33% | 88.92% | 29.01% | 100% | 56.35% | 100% | 51.44% | 100% | 89.8% | 100% | 88.61% | Suburb Large | 398.0472 | Middle Atlantic
14580 | 0.18214 | Rochester | 0 | NY | 2008 | 4122 | 1037106.1466 | 63789.5 | 72423700 | 3814 | 665498.7873 | 3708 | 240020.0521 | 3222 | 178861.4688 | 32834.6 | 36864000 | 285 | 214700.9475 | 285 | 118706.1863 | 285 | 105911.662 | 16376.9 | 18542900 | 23 | 156906.4118 | 23 | 126167.5197 | 23 | 122486.6258 | 14578 | 17016800 | 251.6027 | 92.53% | 64.17% | 6.914% | 20.7% | 0.558% | 15.13% | 97.22% | 36.07% | 84.48% | 26.88% | 100% | 55.29% | 100% | 49.33% | 100% | 80.41% | 100% | 78.06% | Suburb Large | 1123.7058 | Middle Atlantic
14604 | 1 | Rochester | 0 | NY | 2014 | 87 | 251041.1871 | 16236.646 | 19001614 | 25 | 5302.1745 | 24 | 2702.8943 | 21 | 2288.3161 | 371.016 | 427214 | 30 | 36272.9437 | 30 | 20031.1341 | 30 | 18167.2241 | 2472.73 | 2883500 | 32 | 209466.0689 | 32 | 120120.3644 | 32 | 112460.598 | 13392.9 | 15690900 | 2885.5309 | 28.74% | 2.112% | 34.48% | 14.45% | 36.78% | 83.44% | 96% | 50.98% | 84% | 43.16% | 100% | 55.22% | 100% | 50.08% | 100% | 57.35% | 100% | 53.69% | City Midsize | 6152.5767 | Middle Atlantic
14605 | 1 | Rochester | 0 | NY | 2008 | 3132 | 799156.0251 | 52941.6 | 60845900 | 2881 | 319096.9359 | 2865 | 112654.9334 | 2158 | 78470.9367 | 13962.3 | 15637000 | 204 | 191966.4197 | 204 | 118324.7283 | 204 | 110279.5617 | 14553.9 | 16697200 | 47 | 288092.6695 | 47 | 212752.8258 | 47 | 205062.3114 | 24425.4 | 28511700 | 255.1584 | 91.99% | 39.93% | 6.513% | 24.02% | 1.501% | 36.05% | 99.44% | 35.3% | 74.9% | 24.59% | 100% | 61.64% | 100% | 57.45% | 100% | 73.85% | 100% | 71.18% | City Midsize | 6903.5099 | Middle Atlantic
14606 | 1 | Rochester | 0 | NY | 2014 | 10323 | 2745167.5923 | 212382 | 243177900 | 9878 | 1287355.7142 | 9783 | 520603.8875 | 8434 | 404615.7271 | 71332.9 | 78990600 | 344 | 339212.5177 | 344 | 239005.1319 | 344 | 229609.8606 | 29333.1 | 33784300 | 101 | 1118599.3604 | 101 | 978550.8755 | 101 | 962274.4663 | 111716 | 130403000 | 265.9273 | 95.69% | 46.9% | 3.332% | 12.36% | 0.9784% | 40.75% | 99.04% | 40.44% | 85.38% | 31.43% | 100% | 70.46% | 100% | 67.69% | 100% | 87.48% | 100% | 86.02% | Suburb Large | 2654.2681 | Middle Atlantic
14607 | 1 | Rochester | 0 | NY | 2014 | 3496 | 982782.3441 | 51038.3 | 59312900 | 3250 | 452367.8905 | 3226 | 137770.0905 | 2385 | 81549.7582 | 14574.4 | 16727000 | 196 | 177890.1764 | 196 | 99318.8073 | 196 | 88250.9572 | 10993 | 12810900 | 50 | 352524.2772 | 50 | 230978.7513 | 50 | 208101.2979 | 25470.9 | 29775000 | 281.1162 | 92.96% | 46.03% | 5.606% | 18.1% | 1.43% | 35.87% | 99.26% | 30.46% | 73.38% | 18.03% | 100% | 55.83% | 100% | 49.61% | 100% | 65.52% | 100% | 59.03% | City Midsize | 9209.0317 | Middle Atlantic
14608 | 1 | Rochester | 0 | NY | 2008 | 3224 | 734598.2803 | 44304.4 | 50760200 | 3025 | 350045.4254 | 2993 | 121402.0037 | 2170 | 86466.689 | 15698.1 | 17476900 | 154 | 146893.9887 | 154 | 87916.1696 | 153 | 81738.9748 | 10772.6 | 12499100 | 45 | 237658.8662 | 45 | 152207.915 | 45 | 144395.6629 | 17833.7 | 20784200 | 227.8531 | 93.83% | 47.65% | 4.777% | 20% | 1.396% | 32.35% | 98.94% | 34.68% | 71.74% | 24.7% | 100% | 59.85% | 99.35% | 55.64% | 100% | 64.04% | 100% | 60.76% | City Midsize | 7116.4416 | Middle Atlantic
14609 | 1 | Rochester | 0 | NY | 2014 | 15225 | 2059930.5462 | 112505.4 | 127275100 | 14992 | 1590173.8295 | 14849 | 564178.7624 | 11294 | 401628.1637 | 73458.8 | 81989900 | 196 | 175375.7409 | 196 | 106989.3321 | 196 | 98820.226 | 12966.3 | 14921600 | 37 | 294380.9758 | 37 | 224055.5443 | 37 | 215689.0865 | 26080.3 | 30363600 | 135.2992 | 98.47% | 77.2% | 1.287% | 8.514% | 0.243% | 14.29% | 99.05% | 35.48% | 75.33% | 25.26% | 100% | 61.01% | 100% | 56.35% | 100% | 76.11% | 100% | 73.27% | Suburb Large | 5258.058 | Middle Atlantic
14610 | 1 | Rochester | 0 | NY | 2014 | 4827 | 1011799.6207 | 47279.74 | 54319100 | 4620 | 607160.5196 | 4499 | 167053.2602 | 2953 | 102862.9608 | 18661.2 | 21192000 | 170 | 152085.9482 | 169 | 79095.4361 | 167 | 70791.9724 | 9681.14 | 11164700 | 37 | 252553.1529 | 37 | 165056.0693 | 37 | 149484.5834 | 18937.4 | 21962400 | 209.6125 | 95.71% | 60.01% | 3.522% | 15.03% | 0.7665% | 24.96% | 97.38% | 27.51% | 63.92% | 16.94% | 99.41% | 52.01% | 98.24% | 46.55% | 100% | 65.35% | 100% | 59.19% | City Midsize | 3100.4063 | Middle Atlantic
14611 | 1 | Rochester | 0 | NY | 2008 | 5602 | 1150769.8159 | 77344.4 | 88669600 | 5408 | 531763.0352 | 5317 | 172788.6537 | 3679 | 116474.5658 | 23079.6 | 25603100 | 138 | 138944.8575 | 138 | 90727.8657 | 138 | 86109.5193 | 11195.6 | 12880200 | 56 | 480061.9232 | 56 | 365972.5013 | 56 | 354868.5852 | 43069.2 | 50186300 | 205.4212 | 96.54% | 46.21% | 2.463% | 12.07% | 0.9996% | 41.72% | 98.32% | 32.49% | 68.03% | 21.9% | 100% | 65.3% | 100% | 61.97% | 100% | 76.23% | 100% | 73.92% | City Midsize | 5697.0046 | Middle Atlantic
14613 | 1 | Rochester | 0 | NY | 2014 | 4109 | 778193.8733 | 51397.21 | 58569490 | 3992 | 401572.9816 | 3953 | 138664.2978 | 2918 | 91993.4423 | 16239.1 | 17893600 | 94 | 96198.2353 | 94 | 65596.6555 | 92 | 62684.0505 | 8105.81 | 9359090 | 23 | 280422.6564 | 23 | 228276.6155 | 23 | 222354.9817 | 27052.3 | 31316800 | 189.3877 | 97.15% | 51.6% | 2.288% | 12.36% | 0.5597% | 36.04% | 99.02% | 34.53% | 73.1% | 22.91% | 100% | 68.19% | 97.87% | 65.16% | 100% | 81.4% | 100% | 79.29% | City Midsize | 7967.1767 | Middle Atlantic
14614 | 1 | Rochester | 0 | NY | 2014 | 47 | 95090.5162 | 5199.4759 | 6094964.8 | 11 | 1195.7145 | 11 | 390.3679 | 6 | 295.8235 | 42.0959 | 49664.8 | 24 | 31995.6104 | 24 | 14720.6659 | 24 | 13046.1066 | 1627.7 | 1905130 | 12 | 61899.1913 | 12 | 32208.2816 | 12 | 30035.0422 | 3529.68 | 4140170 | 2023.2025 | 23.4% | 1.257% | 51.06% | 33.65% | 25.53% | 65.1% | 100% | 32.65% | 54.55% | 24.74% | 100% | 46.01% | 100% | 40.77% | 100% | 52.03% | 100% | 48.52% | City Midsize | 6183.9914 | Middle Atlantic
14615 | 0.76735 | Rochester | 0 | NY | 2008 | 4102 | 1124872.7687 | 75505.7 | 86920500 | 3859 | 388404.7323 | 3769 | 135902.0286 | 2848 | 99429.3926 | 17898 | 19956400 | 187 | 183109.1449 | 187 | 103609.6964 | 186 | 95753.0235 | 13012.2 | 14845100 | 56 | 553358.8915 | 56 | 398112.0806 | 56 | 381538.7135 | 44595.5 | 52119000 | 274.2254 | 94.08% | 34.53% | 4.559% | 16.28% | 1.365% | 49.19% | 97.67% | 34.99% | 73.8% | 25.6% | 100% | 56.58% | 99.47% | 52.29% | 100% | 71.94% | 100% | 68.95% | Suburb Large | 3061.6094 | Middle Atlantic
14616 | 0.045249 | Rochester | 0 | NY | 2008 | 457 | 59683.8517 | 2881.728 | 3250551 | 452 | 55034.6235 | 442 | 19351.6942 | 350 | 14378.8967 | 2564.08 | 2881610 | 5 | 4649.2282 | 5 | 2435.4253 | 5 | 2262.4264 | 317.648 | 368941 | 0 | 0 | 0 | 0 | 0 | 0 | 0 | 0 | 130.5992 | 98.91% | 92.21% | 1.094% | 7.79% | 0% | 0% | 97.79% | 35.16% | 77.43% | 26.13% | 100% | 52.38% | 100% | 48.66% | #DIV/0! | #DIV/0! | #DIV/0! | #DIV/0! | Suburb Large | 4329.3335 | Middle Atlantic
14617 | 0.27069 | Rochester | 0 | NY | 2008 | 3842 | 650750.5774 | 37319.1 | 42345720 | 3738 | 490711.6841 | 3654 | 167486.1599 | 2910 | 124443.8293 | 22656.6 | 25550500 | 92 | 73920.5331 | 92 | 43526.4151 | 92 | 40978.2156 | 6290.29 | 7026170 | 12 | 86118.3602 | 12 | 73144.9872 | 12 | 71691.2549 | 8372.21 | 9769050 | 169.3781 | 97.29% | 75.41% | 2.395% | 11.36% | 0.3123% | 13.23% | 97.75% | 34.13% | 77.85% | 25.36% | 100% | 58.88% | 100% | 55.44% | 100% | 84.94% | 100% | 83.25% | Suburb Large | 2654.7667 | Middle Atlantic
14618 | 1 | Rochester | 0 | NY | 2014 | 7050 | 1736745.7124 | 90085.6 | 102986100 | 6593 | 1109440.7458 | 6487 | 333699.4033 | 5032 | 231720.3579 | 42127.6 | 47813300 | 406 | 328082.0303 | 406 | 170838.6322 | 403 | 151005.6134 | 22621 | 25709500 | 51 | 299222.9362 | 51 | 217567.1531 | 51 | 206406.0544 | 25337 | 29463300 | 246.3469 | 93.52% | 63.88% | 5.759% | 18.89% | 0.7234% | 17.23% | 98.39% | 30.08% | 76.32% | 20.89% | 100% | 52.07% | 99.26% | 46.03% | 100% | 72.71% | 100% | 68.98% | Suburb Large | 2584.4325 | Middle Atlantic
14619 | 1 | Rochester | 0 | NY | 2008 | 5010 | 497628.7592 | 21383.518 | 24035452 | 4961 | 448765.3048 | 4895 | 136724.3705 | 3247 | 87305.5302 | 17477.5 | 19511500 | 47 | 41005.225 | 47 | 25357.9389 | 47 | 24060.7623 | 3262.58 | 3768490 | 2 | 7858.2294 | 2 | 5696.2965 | 2 | 5476.044 | 643.438 | 755462 | 99.3271 | 99.02% | 90.18% | 0.9381% | 8.24% | 0.03992% | 1.579% | 98.67% | 30.47% | 65.45% | 19.45% | 100% | 61.84% | 100% | 58.68% | 100% | 72.49% | 100% | 69.69% | City Midsize | 9540.0546 | Middle Atlantic
14620 | 1 | Rochester | 0 | NY | 2014 | 6404 | 1394440.2831 | 73709.6 | 84629000 | 6050 | 683940.5686 | 5966 | 218192.1122 | 4249 | 142448.9519 | 25812.8 | 29096000 | 293 | 287929.8549 | 293 | 153333.917 | 291 | 138231.763 | 19249.4 | 22066700 | 61 | 422569.8596 | 61 | 256063.8539 | 61 | 237922.0779 | 28647.4 | 33466300 | 217.7452 | 94.47% | 49.05% | 4.575% | 20.65% | 0.9525% | 30.3% | 98.61% | 31.9% | 70.23% | 20.83% | 100% | 53.25% | 99.32% | 48.01% | 100% | 60.6% | 100% | 56.3% | City Midsize | 5106.6875 | Middle Atlantic
14621 | 0.97986 | Rochester | 0 | NY | 2008 | 9316 | 1453037.3829 | 88174.8 | 99592200 | 8998 | 899567.5041 | 8924 | 330928.6189 | 6880 | 232991.3943 | 43418.3 | 47509800 | 273 | 240242.261 | 273 | 153064.8796 | 273 | 143731.9643 | 18586.4 | 21394000 | 45 | 313227.6179 | 45 | 230053.3413 | 45 | 221933.3511 | 26170.1 | 30688400 | 155.9722 | 96.59% | 61.91% | 2.93% | 16.53% | 0.483% | 21.56% | 99.18% | 36.79% | 76.46% | 25.9% | 100% | 63.71% | 100% | 59.83% | 100% | 73.45% | 100% | 70.85% | City Midsize | 8003.0309 | Middle Atlantic
14622 | 0.52027 | Rochester | 0 | NY | 2008 | 2740 | 547607.2684 | 34865.57 | 39623760 | 2682 | 371872.5462 | 2615 | 141237.7856 | 2200 | 107262.6468 | 19121.7 | 21364500 | 44 | 42761.4214 | 44 | 27659.3513 | 44 | 25985.8273 | 3493.17 | 3993360 | 14 | 132973.3008 | 14 | 105799.6653 | 14 | 103011.7903 | 12250.7 | 14265900 | 199.8567 | 97.88% | 67.91% | 1.606% | 7.809% | 0.5109% | 24.28% | 97.5% | 37.98% | 82.03% | 28.84% | 100% | 64.68% | 100% | 60.77% | 100% | 79.56% | 100% | 77.47% | Suburb Large | 2378.3835 | Middle Atlantic
14623 | 0.81057 | Rochester | 0 | NY | 2008 | 4174 | 2644325.0185 | 219830.1 | 255979400 | 3386 | 531116.4287 | 3272 | 193690.153 | 2645 | 149188.2278 | 24799.3 | 28178900 | 606 | 624177.2289 | 606 | 417234.5499 | 606 | 392391.0829 | 50491.8 | 58318500 | 182 | 1489031.3609 | 182 | 1289147.4745 | 182 | 1265047.1809 | 144539 | 169482000 | 633.523 | 81.12% | 20.09% | 14.52% | 23.6% | 4.36% | 56.31% | 96.63% | 36.47% | 78.12% | 28.09% | 100% | 66.85% | 100% | 62.87% | 100% | 86.58% | 100% | 84.96% | Suburb Large | 1288.3679 | Middle Atlantic
14624 | 0.80546 | Rochester | 0 | NY | 2008 | 11209 | 3527838.9376 | 250824.8 | 288608700 | 10527 | 1637359.7625 | 10258 | 588193.4793 | 8673 | 445979.3206 | 78154.1 | 87251400 | 518 | 486138.9723 | 518 | 316025.7387 | 518 | 298011.2546 | 39856.7 | 45717300 | 164 | 1404340.2028 | 164 | 1182948.3163 | 164 | 1160187.6935 | 132814 | 155640000 | 314.7327 | 93.92% | 46.41% | 4.621% | 13.78% | 1.463% | 39.81% | 97.44% | 35.92% | 82.39% | 27.24% | 100% | 65.01% | 100% | 61.3% | 100% | 84.24% | 100% | 82.61% | Suburb Large | 1178.9546 | Middle Atlantic
14625 | 1 | Rochester | 0 | NY | 2014 | 4384 | 1015096.6283 | 53006.7 | 60659200 | 4167 | 681514.0758 | 3975 | 207230.8687 | 3033 | 147656.4882 | 25894 | 29038300 | 193 | 160116.3991 | 193 | 87979.0828 | 193 | 79239.4942 | 10689.8 | 12362700 | 24 | 173466.1534 | 24 | 143683.3447 | 24 | 140253.9562 | 16422.9 | 19258200 | 231.5458 | 95.05% | 67.14% | 4.402% | 15.77% | 0.5474% | 17.09% | 95.39% | 30.41% | 72.79% | 21.67% | 100% | 54.95% | 100% | 49.49% | 100% | 82.83% | 100% | 80.85% | Suburb Large | 1522.3886 | Middle Atlantic
14626 | 0.4438 | Rochester | 0 | NY | 2008 | 4163 | 1065520.757 | 67697.68 | 77215260 | 4030 | 659467.1195 | 3953 | 239690.2762 | 3411 | 180214.7548 | 32175.9 | 35974000 | 106 | 85794.8853 | 106 | 50510.722 | 106 | 46455.7446 | 6820.98 | 7732760 | 27 | 320258.7522 | 27 | 251408.6183 | 27 | 243060.9457 | 28700.8 | 33508500 | 255.9502 | 96.81% | 61.89% | 2.546% | 8.052% | 0.6486% | 30.06% | 98.09% | 36.35% | 84.64% | 27.33% | 100% | 58.87% | 100% | 54.15% | 100% | 78.5% | 100% | 75.9% | Suburb Large | 2064.1467 | Middle Atlantic
15001 | 0.063306 | Pittsburgh | 0 | PA | 2012 | 268 | 33778.4917 | 1728.447 | 1982970 | 266 | 31505.2073 | 259 | 12287.7639 | 203 | 8980.6478 | 1516.31 | 1741740 | 2 | 2273.2844 | 2 | 1587.5156 | 2 | 1484.9574 | 212.137 | 241230 | 0 | 0 | 0 | 0 | 0 | 0 | 0 | 0 | 126.0391 | 99.25% | 93.27% | 0.7463% | 6.73% | 0% | 0% | 97.37% | 39% | 76.32% | 28.51% | 100% | 69.83% | 100% | 65.32% | #DIV/0! | #DIV/0! | #DIV/0! | #DIV/0! | Suburb Large | 489.4227 | Middle Atlantic
15017 | 1 | Pittsburgh | 0 | PA | 2012 | 5411 | 1340969.4948 | 92544.8 | 96697500 | 4963 | 671521.3288 | 4934 | 267696.0247 | 4338 | 207946.0397 | 37033.5 | 37689900 | 385 | 327587.8577 | 385 | 194042.7716 | 384 | 176985.9396 | 24827.8 | 26123200 | 63 | 341860.3082 | 63 | 268977.085 | 63 | 260031.8482 | 30683.5 | 32884400 | 247.8229 | 91.72% | 50.08% | 7.115% | 24.43% | 1.164% | 25.49% | 99.42% | 39.86% | 87.41% | 30.97% | 100% | 59.23% | 99.74% | 54.03% | 100% | 78.68% | 100% | 76.06% | Suburb Large | 1265.5503 | Middle Atlantic
15018 | 0.9474 | Pittsburgh | 0 | PA | 2012 | 543 | 64034.5298 | 3405.438 | 3497591 | 538 | 59837.1566 | 535 | 24072.69 | 439 | 17377.3459 | 3008.43 | 3078360 | 5 | 4197.3732 | 5 | 3224.3799 | 5 | 3094.5264 | 397.008 | 419231 | 0 | 0 | 0 | 0 | 0 | 0 | 0 | 0 | 117.9273 | 99.08% | 93.45% | 0.9208% | 6.555% | 0% | 0% | 99.44% | 40.23% | 81.6% | 29.04% | 100% | 76.82% | 100% | 73.73% | #DIV/0! | #DIV/0! | #DIV/0! | #DIV/0! | Suburb Large | 770.585 | Middle Atlantic
15019 | 0.12426 | Pittsburgh | 0 | PA | 2012 | 220 | 30033.8793 | 1863.716 | 2117996 | 213 | 23728.662 | 211 | 10421.4024 | 163 | 7706.6824 | 1279.03 | 1449690 | 7 | 6305.2174 | 7 | 4482.4031 | 7 | 4204.8544 | 584.686 | 668306 | 0 | 0 | 0 | 0 | 0 | 0 | 0 | 0 | 136.5176 | 96.82% | 79.01% | 3.182% | 20.99% | 0% | 0% | 99.06% | 43.92% | 76.53% | 32.48% | 100% | 71.09% | 100% | 66.69% | #DIV/0! | #DIV/0! | #DIV/0! | #DIV/0! | Rural Fringe | 126.2916 | Middle Atlantic
15024 | 0.1922 | Pittsburgh | 0 | PA | 2012 | 1753 | 351097.3859 | 25989.44 | 30258350 | 1676 | 197707.6609 | 1666 | 93248.9521 | 1492 | 75065.0768 | 12951.4 | 14652400 | 63 | 66295.4791 | 63 | 44839.2705 | 63 | 41981.3313 | 5277.54 | 6306870 | 14 | 87094.2459 | 14 | 65352.7747 | 14 | 62954.5085 | 7760.5 | 9299080 | 200.2837 | 95.61% | 56.31% | 3.594% | 18.88% | 0.7986% | 24.81% | 99.4% | 47.17% | 89.02% | 37.97% | 100% | 67.64% | 100% | 63.32% | 100% | 75.04% | 100% | 72.28% | Suburb Large | 554.3427 | Middle Atlantic
15025 | 1 | Pittsburgh | 0 | PA | 2012 | 7246 | 1250053.5724 | 76433 | 79333300 | 6937 | 843208.4108 | 6835 | 343449.1839 | 5530 | 261340.2292 | 45475.9 | 46536800 | 279 | 240053.2341 | 279 | 141674.5476 | 278 | 130348.2893 | 17574 | 18553400 | 30 | 166791.9274 | 30 | 113148.7722 | 30 | 107406.6907 | 13383.1 | 14243100 | 172.5164 | 95.74% | 67.45% | 3.85% | 19.2% | 0.414% | 13.34% | 98.53% | 40.73% | 79.72% | 30.99% | 100% | 59.02% | 99.64% | 54.3% | 100% | 67.84% | 100% | 64.4% | Suburb Large | 1013.566 | Middle Atlantic
15026 | 0.20832 | Pittsburgh | 0 | PA | 2012 | 512 | 373176.8269 | 30989.69 | 36963810 | 483 | 57940.5706 | 453 | 23415.8874 | 342 | 18419.5998 | 3037.81 | 3516490 | 17 | 17074.4586 | 17 | 11328.4577 | 17 | 10636.1929 | 1485.88 | 1723520 | 12 | 298161.7977 | 12 | 232316.9266 | 12 | 225345.1955 | 26466 | 31723800 | 728.861 | 94.34% | 15.53% | 3.32% | 4.575% | 2.344% | 79.9% | 93.79% | 40.41% | 70.81% | 31.79% | 100% | 66.35% | 100% | 62.29% | 100% | 77.92% | 100% | 75.58% | Rural Distant | 103.1843 | Middle Atlantic
15028 | 1 | Pittsburgh | 0 | PA | 2012 | 46 | 5700.0356 | 317.3447 | 331053.3 | 45 | 4689.0465 | 44 | 1952.6372 | 37 | 1465.9084 | 244.056 | 255293 | 1 | 1010.9891 | 1 | 472.1052 | 1 | 447.4969 | 73.2887 | 75760.3 | 0 | 0 | 0 | 0 | 0 | 0 | 0 | 0 | 123.9138 | 97.83% | 82.26% | 2.174% | 17.74% | 0% | 0% | 97.78% | 41.64% | 82.22% | 31.26% | 100% | 46.7% | 100% | 44.26% | #DIV/0! | #DIV/0! | #DIV/0! | #DIV/0! | Suburb Large | 399.9245 | Middle Atlantic
15031 | 0.71124 | Pittsburgh | 0 | PA | 2012 | 204 | 39346.0438 | 2909.499 | 3417668 | 191 | 21031.5293 | 188 | 9072.1251 | 170 | 7502.6539 | 1348.89 | 1549250 | 12 | 14821.953 | 12 | 10169.0669 | 12 | 9680.1814 | 1207.14 | 1441740 | 1 | 3492.5615 | 1 | 3224.1393 | 1 | 3138.6418 | 353.469 | 426678 | 192.8728 | 93.63% | 53.45% | 5.882% | 37.67% | 0.4902% | 8.877% | 98.43% | 43.14% | 89.01% | 35.67% | 100% | 68.61% | 100% | 65.31% | 100% | 92.31% | 100% | 89.87% | Suburb Large | 504.1682 | Middle Atlantic
15034 | 1 | Pittsburgh | 0 | PA | 2012 | 874 | 107274.9011 | 5515.32 | 5772150 | 855 | 92181.7395 | 847 | 34618.9967 | 660 | 25326.1262 | 4332.17 | 4516930 | 19 | 15093.1617 | 19 | 9878.1143 | 19 | 9148.5712 | 1183.15 | 1255220 | 0 | 0 | 0 | 0 | 0 | 0 | 0 | 0 | 122.7402 | 97.83% | 85.93% | 2.174% | 14.07% | 0% | 0% | 99.06% | 37.56% | 77.19% | 27.47% | 100% | 65.45% | 100% | 60.61% | #DIV/0! | #DIV/0! | #DIV/0! | #DIV/0! | Suburb Large | 1792.2896 | Middle Atlantic
15035 | 1 | Pittsburgh | 0 | PA | 2012 | 1049 | 116082.6475 | 5724.06 | 5928100 | 1033 | 100362.9137 | 1027 | 36783.9832 | 792 | 25433.3202 | 4528 | 4654550 | 16 | 15719.7338 | 16 | 10057.47 | 16 | 9222.8183 | 1196.06 | 1273550 | 0 | 0 | 0 | 0 | 0 | 0 | 0 | 0 | 110.6603 | 98.47% | 86.46% | 1.525% | 13.54% | 0% | 0% | 99.42% | 36.65% | 76.67% | 25.34% | 100% | 63.98% | 100% | 58.67% | #DIV/0! | #DIV/0! | #DIV/0! | #DIV/0! | Suburb Large | 4672.7669 | Middle Atlantic
15037 | 0.69178 | Pittsburgh | 0 | PA | 2012 | 4947 | 879074.1552 | 52475.13 | 54223000 | 4813 | 605721.041 | 4766 | 250147.1007 | 4189 | 189827.8124 | 32438.7 | 33428900 | 109 | 94115.4585 | 109 | 55221.6609 | 107 | 51066.0516 | 7222.93 | 7474300 | 25 | 179237.6558 | 25 | 102161.562 | 25 | 95917.313 | 12813.5 | 13319800 | 177.6984 | 97.29% | 68.9% | 2.203% | 10.71% | 0.5054% | 20.39% | 99.02% | 41.3% | 87.04% | 31.34% | 100% | 58.67% | 98.17% | 54.26% | 100% | 57% | 100% | 53.51% | Suburb Large | 420.403 | Middle Atlantic
15038 | 1 | Pittsburgh | 0 | PA | 2012 | 109 | 12046.3067 | 677.252 | 701905 | 109 | 12046.3067 | 108 | 4807.4852 | 89 | 3805.0458 | 677.252 | 701905 | 0 | 0 | 0 | 0 | 0 | 0 | 0 | 0 | 0 | 0 | 0 | 0 | 0 | 0 | 0 | 0 | 110.5166 | 100% | 100% | 0% | 0% | 0% | 0% | 99.08% | 39.91% | 81.65% | 31.59% | #DIV/0! | #DIV/0! | #DIV/0! | #DIV/0! | #DIV/0! | #DIV/0! | #DIV/0! | #DIV/0! | Suburb Small | 178.8788 | Middle Atlantic
15045 | 1 | Pittsburgh | 0 | PA | 2012 | 2127 | 292005.3392 | 19382.73 | 20084410 | 2076 | 191895.1911 | 2049 | 79159.1456 | 1518 | 57623.6657 | 8892.23 | 9031070 | 45 | 42824.269 | 45 | 31954.6196 | 45 | 30730.9406 | 5049.58 | 5200970 | 6 | 57285.879 | 6 | 37340.0653 | 6 | 36145.8171 | 5440.92 | 5852370 | 137.2851 | 97.6% | 65.72% | 2.116% | 14.67% | 0.2821% | 19.62% | 98.7% | 41.25% | 73.12% | 30.03% | 100% | 74.62% | 100% | 71.76% | 100% | 65.18% | 100% | 63.1% | Suburb Large | 2519.5353 | Middle Atlantic
15046 | 0.39482 | Pittsburgh | 0 | PA | 2012 | 441 | 75936.6747 | 4228.968 | 4928224 | 419 | 51824.5897 | 411 | 18444.4346 | 355 | 14140.1846 | 2508.85 | 2913350 | 21 | 16926.5238 | 21 | 8268.6214 | 21 | 6719.2818 | 1184.96 | 1371770 | 1 | 7185.5612 | 1 | 4037.208 | 1 | 3824.5531 | 535.158 | 643104 | 172.192 | 95.01% | 68.25% | 4.762% | 22.29% | 0.2268% | 9.463% | 98.09% | 35.59% | 84.73% | 27.28% | 100% | 48.85% | 100% | 39.7% | 100% | 56.19% | 100% | 53.23% | Suburb Large | 1140.6572 | Middle Atlantic
15047 | 1 | Pittsburgh | 0 | PA | 2012 | 146 | 18294.902 | 899.374 | 940975.7 | 144 | 16984.1987 | 143 | 6072.5604 | 126 | 4587.3497 | 817.242 | 854712 | 2 | 1310.7033 | 2 | 555.6961 | 2 | 499.1261 | 82.132 | 86263.7 | 0 | 0 | 0 | 0 | 0 | 0 | 0 | 0 | 125.3075 | 98.63% | 92.84% | 1.37% | 7.164% | 0% | 0% | 99.31% | 35.75% | 87.5% | 27.01% | 100% | 42.4% | 100% | 38.08% | #DIV/0! | #DIV/0! | #DIV/0! | #DIV/0! | Suburb Large | 970.7802 | Middle Atlantic
15049 | 0.32598 | Pittsburgh | 0 | PA | 2012 | 280 | 95178.1469 | 7998.33 | 8391160 | 257 | 30741.4622 | 257 | 14267.6518 | 236 | 11729.5702 | 2051.44 | 2064730 | 22 | 15093.1339 | 22 | 8534.4731 | 22 | 7301.7246 | 1269.52 | 1285320 | 1 | 49343.5508 | 1 | 41507.4347 | 1 | 40893.1369 | 4677.37 | 5041110 | 339.922 | 91.79% | 32.3% | 7.857% | 15.86% | 0.3571% | 51.84% | 100% | 46.41% | 91.83% | 38.16% | 100% | 56.55% | 100% | 48.38% | 100% | 84.12% | 100% | 82.87% | Suburb Large | 576.3446 | Middle Atlantic
15055 | 1 | Pittsburgh | 0 | PA | 2012 | 343 | 95792.4156 | 7124.277 | 7304792 | 259 | 33798.5198 | 257 | 14648.227 | 245 | 12090.2776 | 2174.88 | 2246700 | 83 | 55733.7241 | 83 | 28138.1532 | 83 | 24874.6917 | 4326.83 | 4386810 | 1 | 6260.1716 | 1 | 5761.6651 | 1 | 5700.6276 | 622.567 | 671282 | 279.2782 | 75.51% | 35.28% | 24.2% | 58.18% | 0.2915% | 6.535% | 99.23% | 43.34% | 94.59% | 35.77% | 100% | 50.49% | 100% | 44.63% | 100% | 92.04% | 100% | 91.06% | Suburb Large | 587.7426 | Middle Atlantic
15057 | 0.27369 | Pittsburgh | 0 | PA | 2012 | 2263 | 375274.6361 | 22640.87 | 26152680 | 2232 | 323198.8746 | 2220 | 127083.9758 | 2102 | 101957.9609 | 18306.6 | 21012000 | 28 | 26141.3392 | 28 | 15455.4037 | 27 | 14354.8921 | 2028.42 | 2401310 | 3 | 25934.4223 | 3 | 20075.0742 | 3 | 19278.7432 | 2305.85 | 2739370 | 165.8306 | 98.63% | 86.12% | 1.237% | 6.966% | 0.1326% | 6.911% | 99.46% | 39.32% | 94.18% | 31.55% | 100% | 59.12% | 96.43% | 54.91% | 100% | 77.41% | 100% | 74.34% | Rural Fringe | 292.2629 | Middle Atlantic
15063 | 0.043634 | Pittsburgh | 0 | PA | 2012 | 21 | 2945.7811 | 153.9574 | 180592.8 | 20 | 2328.7271 | 20 | 906.8429 | 16 | 690.5358 | 114.657 | 134493 | 1 | 617.0539 | 1 | 305.8184 | 1 | 259.6175 | 39.3004 | 46099.8 | 0 | 0 | 0 | 0 | 0 | 0 | 0 | 0 | 140.2753 | 95.24% | 79.05% | 4.762% | 20.95% | 0% | 0% | 100% | 38.94% | 80% | 29.65% | 100% | 49.56% | 100% | 42.07% | #DIV/0! | #DIV/0! | #DIV/0! | #DIV/0! | Suburb Small | 395.019 | Middle Atlantic
15064 | 1 | Pittsburgh | 0 | PA | 2012 | 203 | 49066.9051 | 3445.356 | 4079637 | 180 | 22543.5399 | 179 | 8698.7479 | 154 | 6925.5577 | 1254.21 | 1456480 | 22 | 22948.5731 | 22 | 16500.1786 | 22 | 15589.616 | 1888.88 | 2258630 | 1 | 3574.792 | 1 | 2779.8303 | 1 | 2653.5437 | 302.266 | 364527 | 241.7089 | 88.67% | 45.94% | 10.84% | 46.77% | 0.4926% | 7.286% | 99.44% | 38.59% | 85.56% | 30.72% | 100% | 71.9% | 100% | 67.93% | 100% | 77.76% | 100% | 74.23% | Suburb Large | 623.3049 | Middle Atlantic
15068 | 0.062397 | Pittsburgh | 0 | PA | 2012 | 629 | 96290.3928 | 5652.286 | 5685356 | 623 | 92741.5284 | 614 | 36408.0037 | 576 | 29756.7243 | 5341.34 | 5372880 | 6 | 3548.8645 | 6 | 2231.0001 | 6 | 2108.9657 | 310.946 | 312476 | 0 | 0 | 0 | 0 | 0 | 0 | 0 | 0 | 153.0849 | 99.05% | 96.31% | 0.9539% | 3.686% | 0% | 0% | 98.56% | 39.26% | 92.46% | 32.09% | 100% | 62.87% | 100% | 59.43% | #DIV/0! | #DIV/0! | #DIV/0! | #DIV/0! | Rural Fringe | 847.3636 | Middle Atlantic
15071 | 0.99799 | Pittsburgh | 0 | PA | 2012 | 4076 | 822563.4223 | 53422.41 | 62111000 | 3838 | 541168.2848 | 3800 | 216044.2115 | 3336 | 168773.5164 | 29390.4 | 33809900 | 218 | 179170.8226 | 218 | 107983.0413 | 218 | 98710.6423 | 14403.1 | 16734900 | 20 | 102224.315 | 20 | 85015.9443 | 20 | 82431.0283 | 9628.91 | 11566200 | 201.8065 | 94.16% | 65.79% | 5.348% | 21.78% | 0.4907% | 12.43% | 99.01% | 39.92% | 86.92% | 31.19% | 100% | 60.27% | 100% | 55.09% | 100% | 83.17% | 100% | 80.64% | Suburb Large | 559.3634 | Middle Atlantic
15083 | 0.5243 | Pittsburgh | 0 | PA | 2012 | 94 | 16371.6192 | 892.163 | 919863 | 91 | 14565.4946 | 90 | 5606.594 | 76 | 4306.852 | 741.606 | 769511 | 3 | 1806.1246 | 3 | 929.878 | 3 | 835.5337 | 150.557 | 150352 | 0 | 0 | 0 | 0 | 0 | 0 | 0 | 0 | 174.1662 | 96.81% | 88.97% | 3.191% | 11.03% | 0% | 0% | 98.9% | 38.49% | 83.52% | 29.57% | 100% | 51.48% | 100% | 46.26% | #DIV/0! | #DIV/0! | #DIV/0! | #DIV/0! | Rural Fringe | 241.7647 | Middle Atlantic
15084 | 0.005164 | Pittsburgh | 0 | PA | 2012 | 7 | 686.3633 | 29.5107 | 35801.8 | 7 | 686.3633 | 7 | 216.0724 | 6 | 168.9502 | 29.5107 | 35801.8 | 0 | 0 | 0 | 0 | 0 | 0 | 0 | 0 | 0 | 0 | 0 | 0 | 0 | 0 | 0 | 0 | 98.0519 | 100% | 100% | 0% | 0% | 0% | 0% | 100% | 31.48% | 85.71% | 24.62% | #DIV/0! | #DIV/0! | #DIV/0! | #DIV/0! | #DIV/0! | #DIV/0! | #DIV/0! | #DIV/0! | Suburb Large | 391.9088 | Middle Atlantic
15085 | 0.022278 | Pittsburgh | 0 | PA | 2012 | 130 | 28354.9736 | 1835.962 | 1951145 | 120 | 15175.2658 | 119 | 5899.4881 | 102 | 4537.5897 | 767.497 | 808227 | 8 | 7734.7491 | 8 | 4776.3244 | 8 | 4529.0082 | 597.204 | 635505 | 2 | 5444.9587 | 2 | 4300.0258 | 2 | 4128.0672 | 471.261 | 507413 | 218.1152 | 92.31% | 53.52% | 6.154% | 27.28% | 1.538% | 19.2% | 99.17% | 38.88% | 85% | 29.9% | 100% | 61.75% | 100% | 58.55% | 100% | 78.97% | 100% | 75.81% | Suburb Large | 858.2658 | Middle Atlantic
15088 | 1 | Pittsburgh | 0 | PA | 2012 | 78 | 9908.338 | 520.694 | 550298 | 76 | 7997.3635 | 76 | 3078.0858 | 66 | 2211.2662 | 384.18 | 404547 | 2 | 1910.9745 | 2 | 1143.507 | 2 | 1075.854 | 136.514 | 145751 | 0 | 0 | 0 | 0 | 0 | 0 | 0 | 0 | 127.03 | 97.44% | 80.71% | 2.564% | 19.29% | 0% | 0% | 100% | 38.49% | 86.84% | 27.65% | 100% | 59.84% | 100% | 56.3% | #DIV/0! | #DIV/0! | #DIV/0! | #DIV/0! | Suburb Large | 490.1847 | Middle Atlantic
15101 | 0.077865 | Pittsburgh | 0 | PA | 2012 | 1859 | 252310.3072 | 14606.819 | 16870655 | 1847 | 230095.9314 | 1823 | 90318.5546 | 1654 | 72359.9934 | 12665 | 14521200 | 9 | 10223.7462 | 9 | 6766.4797 | 9 | 6407.5313 | 820.289 | 984585 | 3 | 11990.6296 | 3 | 10050.0903 | 3 | 9787.934 | 1121.53 | 1364870 | 135.7237 | 99.35% | 91.2% | 0.4841% | 4.052% | 0.1614% | 4.752% | 98.7% | 39.25% | 89.55% | 31.45% | 100% | 66.18% | 100% | 62.67% | 100% | 83.82% | 100% | 81.63% | Suburb Large | 1243.7591 | Middle Atlantic
15102 | 1 | Pittsburgh | 0 | PA | 2012 | 11142 | 1838842.2972 | 106729.5 | 110387400 | 10820 | 1371798.2543 | 10668 | 496282.2514 | 9203 | 378903.0417 | 66913.3 | 68236300 | 283 | 250722.3834 | 283 | 161878.5079 | 282 | 151435.7132 | 20091.4 | 21126800 | 39 | 216321.6595 | 39 | 171942.3623 | 39 | 165127.3463 | 19724.8 | 21024300 | 165.037 | 97.11% | 74.6% | 2.54% | 13.63% | 0.35% | 11.76% | 98.6% | 36.18% | 85.06% | 27.62% | 100% | 64.56% | 99.65% | 60.4% | 100% | 79.48% | 100% | 76.33% | Suburb Large | 2821.5276 | Middle Atlantic
15104 | 1 | Pittsburgh | 0 | PA | 2012 | 4009 | 696709.6048 | 40158.96 | 42378300 | 3842 | 357241.3043 | 3812 | 124590.1631 | 2467 | 84596.8346 | 13689.1 | 14330300 | 133 | 119175.5463 | 133 | 67467.6013 | 129 | 61949.7217 | 9629.86 | 10218900 | 34 | 220292.7541 | 34 | 115011.4412 | 34 | 110371.9069 | 16840 | 17829100 | 173.7864 | 95.83% | 51.28% | 3.318% | 17.11% | 0.8481% | 31.62% | 99.22% | 34.88% | 64.21% | 23.68% | 100% | 56.61% | 96.99% | 51.98% | 100% | 52.21% | 100% | 50.1% | Suburb Large | 3248.2126 | Middle Atlantic
15106 | 1 | Pittsburgh | 0 | PA | 2012 | 8098 | 1375795.3236 | 88976.4 | 103604700 | 7831 | 873918.1689 | 7756 | 357541.2196 | 6321 | 268167.8675 | 45611.7 | 52533700 | 227 | 209164.4067 | 227 | 133727.8795 | 227 | 124460.4186 | 16231.8 | 19177600 | 40 | 292712.748 | 40 | 214469.0979 | 40 | 206609.6473 | 27132.9 | 31893400 | 169.8932 | 96.7% | 63.52% | 2.803% | 15.2% | 0.4939% | 21.28% | 99.04% | 40.91% | 80.72% | 30.69% | 100% | 63.93% | 100% | 59.5% | 100% | 73.27% | 100% | 70.58% | Suburb Large | 1880.6771 | Middle Atlantic
15108 | 0.99953 | Pittsburgh | 0 | PA | 2012 | 14431 | 3258584.3691 | 209630.6 | 245201200 | 13545 | 1872112.0465 | 13398 | 706253.264 | 11519 | 541057.7158 | 95699.6 | 109973000 | 751 | 670943.3353 | 751 | 397662.3825 | 749 | 363302.7786 | 50572.6 | 59237300 | 135 | 715528.9873 | 135 | 558384.6508 | 135 | 539657.663 | 63358.4 | 75990900 | 225.8045 | 93.86% | 57.45% | 5.204% | 20.59% | 0.9355% | 21.96% | 98.91% | 37.72% | 85.04% | 28.9% | 100% | 59.27% | 99.73% | 54.15% | 100% | 78.04% | 100% | 75.42% | Suburb Large | 1094.4685 | Middle Atlantic
15110 | 1 | Pittsburgh | 0 | PA | 2012 | 2471 | 396623.1943 | 24823.35 | 26088410 | 2380 | 237415.5859 | 2376 | 82986.1926 | 1734 | 55325.3537 | 9182.12 | 9559600 | 78 | 68220.3897 | 78 | 39726.147 | 78 | 36488.961 | 5983.44 | 6272510 | 13 | 90987.2188 | 13 | 70338.4825 | 13 | 68529.6114 | 9657.79 | 10256300 | 160.5112 | 96.32% | 59.86% | 3.157% | 17.2% | 0.5261% | 22.94% | 99.83% | 34.95% | 72.86% | 23.3% | 100% | 58.23% | 100% | 53.49% | 100% | 77.31% | 100% | 75.32% | Suburb Large | 2683.949 | Middle Atlantic
15112 | 1 | Pittsburgh | 0 | PA | 2012 | 1279 | 290996.6776 | 20137.59 | 21075110 | 1241 | 119461.3565 | 1230 | 44529.1119 | 923 | 32016.5684 | 4923.68 | 5077000 | 34 | 26898.9306 | 34 | 17234.0627 | 34 | 15799.6085 | 2997.41 | 3082710 | 4 | 144636.3906 | 4 | 70523.8707 | 4 | 69275.2826 | 12216.5 | 12915400 | 227.5189 | 97.03% | 41.05% | 2.658% | 9.244% | 0.3127% | 49.7% | 99.11% | 37.27% | 74.38% | 26.8% | 100% | 64.07% | 100% | 58.74% | 100% | 48.76% | 100% | 47.9% | Suburb Large | 4132.5513 | Middle Atlantic
15116 | 0.88284 | Pittsburgh | 0 | PA | 2012 | 5869 | 910803.1653 | 53143.92 | 54989490 | 5730 | 682758.1045 | 5605 | 247861.2938 | 4820 | 191242.5027 | 34220 | 34859800 | 120 | 103098.589 | 120 | 64018.9085 | 119 | 59209.9539 | 7922.42 | 8348790 | 19 | 124946.4717 | 19 | 91831.5809 | 19 | 88615.3444 | 11001.5 | 11780900 | 155.1888 | 97.63% | 74.96% | 2.045% | 11.32% | 0.3237% | 13.72% | 97.82% | 36.3% | 84.12% | 28.01% | 100% | 62.09% | 99.17% | 57.43% | 100% | 73.5% | 100% | 70.92% | Suburb Large | 1960.7227 | Middle Atlantic
15120 | 1 | Pittsburgh | 0 | PA | 2012 | 8117 | 1241614.1804 | 71054.8 | 74317000 | 7882 | 765032.4187 | 7836 | 287637.7026 | 5892 | 198747.5672 | 32601.9 | 33294600 | 201 | 191717.5182 | 201 | 111905.9931 | 197 | 102195.3556 | 13798.8 | 14668900 | 34 | 284864.2434 | 34 | 223059.1076 | 34 | 216463.5943 | 24654.1 | 26353500 | 152.9647 | 97.1% | 61.62% | 2.476% | 15.44% | 0.4189% | 22.94% | 99.42% | 37.6% | 74.75% | 25.98% | 100% | 58.37% | 98.01% | 53.31% | 100% | 78.3% | 100% | 75.99% | Suburb Large | 3726.9382 | Middle Atlantic
15122 | 1 | Pittsburgh | 0 | PA | 2012 | 8808 | 2205556.5553 | 183957.8 | 188158400 | 8517 | 946465.6699 | 8464 | 386116.5043 | 7330 | 288051.3976 | 50537.7 | 51628800 | 228 | 236880.7568 | 228 | 158060.2227 | 227 | 148442.9643 | 19187.1 | 20160600 | 63 | 1022210.1286 | 63 | 867681.5348 | 63 | 849527.6318 | 114233 | 116369000 | 250.4038 | 96.7% | 42.91% | 2.589% | 10.74% | 0.7153% | 46.35% | 99.38% | 40.8% | 86.06% | 30.43% | 100% | 66.73% | 99.56% | 62.67% | 100% | 84.88% | 100% | 83.11% | Suburb Large | 1443.4636 | Middle Atlantic
15126 | 0.79479 | Pittsburgh | 0 | PA | 2012 | 2664 | 509021.5756 | 31955 | 37371860 | 2545 | 343961.0031 | 2509 | 135159.5539 | 2201 | 106817.4445 | 18343.1 | 21104800 | 107 | 75446.4915 | 107 | 41675.0126 | 107 | 37910.8705 | 5371.74 | 6341290 | 12 | 89614.081 | 12 | 74230.0035 | 12 | 72148.5919 | 8240.16 | 9925770 | 191.0742 | 95.53% | 67.57% | 4.017% | 14.82% | 0.4505% | 17.61% | 98.59% | 39.3% | 86.48% | 31.06% | 100% | 55.24% | 100% | 50.25% | 100% | 82.83% | 100% | 80.51% | Suburb Large | 240.7289 | Middle Atlantic
15129 | 1 | Pittsburgh | 0 | PA | 2012 | 3776 | 619618.8346 | 37385.97 | 38559940 | 3631 | 440023.1401 | 3594 | 168424.7507 | 3185 | 130112.8523 | 23034.1 | 23586600 | 135 | 115342.507 | 135 | 69081.8362 | 135 | 64133.7927 | 9317.56 | 9615870 | 10 | 64253.1875 | 10 | 40797.7618 | 10 | 38370.0212 | 5034.31 | 5357470 | 164.094 | 96.16% | 71.02% | 3.575% | 18.62% | 0.2648% | 10.37% | 98.98% | 38.28% | 87.72% | 29.57% | 100% | 59.89% | 100% | 55.6% | 100% | 63.5% | 100% | 59.72% | Suburb Large | 1489.5866 | Middle Atlantic
15131 | 0.99048 | Pittsburgh | 0 | PA | 2012 | 3884 | 595606.5845 | 33727.31 | 35037620 | 3778 | 468882.5986 | 3754 | 180288.9279 | 3260 | 135348.7671 | 23726.1 | 24445500 | 97 | 83029.4141 | 97 | 49877.276 | 97 | 46270.4091 | 6207.88 | 6522750 | 9 | 43694.5718 | 9 | 33380.4241 | 9 | 31941.9486 | 3793.33 | 4069370 | 153.3488 | 97.27% | 78.72% | 2.497% | 13.94% | 0.2317% | 7.336% | 99.36% | 38.45% | 86.29% | 28.87% | 100% | 60.07% | 100% | 55.73% | 100% | 76.39% | 100% | 73.1% | Suburb Large | 1120.8811 | Middle Atlantic
15132 | 1 | Pittsburgh | 0 | PA | 2012 | 9674 | 1463435.0764 | 91974.2 | 95758400 | 9372 | 856379.225 | 9310 | 323750.0684 | 6683 | 223331.0991 | 39536.9 | 40374700 | 257 | 239046.3647 | 256 | 153849.9301 | 256 | 144136.4701 | 18552.4 | 19638000 | 45 | 368009.4867 | 45 | 259497.8173 | 45 | 250730.0388 | 33884.9 | 35745700 | 151.2751 | 96.88% | 58.52% | 2.657% | 16.33% | 0.4652% | 25.15% | 99.34% | 37.8% | 71.31% | 26.08% | 99.61% | 64.36% | 99.61% | 60.3% | 100% | 70.51% | 100% | 68.13% | Suburb Large | 3518.452 | Middle Atlantic
15133 | 1 | Pittsburgh | 0 | PA | 2012 | 3144 | 373356.8392 | 21996.99 | 22908730 | 3115 | 312393.1485 | 3103 | 128847.5569 | 2683 | 97218.2003 | 16982.2 | 17571600 | 23 | 17546.1046 | 23 | 11517.6922 | 23 | 10756.2015 | 1387.13 | 1467250 | 6 | 43417.5861 | 6 | 27722.4667 | 6 | 27029.4199 | 3627.66 | 3869880 | 118.7522 | 99.08% | 83.67% | 0.7316% | 4.7% | 0.1908% | 11.63% | 99.61% | 41.25% | 86.13% | 31.12% | 100% | 65.64% | 100% | 61.3% | 100% | 63.85% | 100% | 62.25% | Suburb Large | 1965.8563 | Middle Atlantic
15135 | 1 | Pittsburgh | 0 | PA | 2012 | 2082 | 328280.9267 | 18096.94 | 18695540 | 2032 | 274254.467 | 2012 | 104107.4124 | 1746 | 78067.6286 | 13772.8 | 14157300 | 46 | 42358.614 | 46 | 25341.8267 | 46 | 23433.2834 | 3286.13 | 3423950 | 4 | 11667.8457 | 4 | 9337.7181 | 4 | 9128.6977 | 1038.01 | 1114290 | 157.6758 | 97.6% | 83.54% | 2.209% | 12.9% | 0.1921% | 3.554% | 99.02% | 37.96% | 85.93% | 28.47% | 100% | 59.83% | 100% | 55.32% | 100% | 80.03% | 100% | 78.24% | Suburb Large | 876.9334 | Middle Atlantic
15136 | 1 | Pittsburgh | 0 | PA | 2012 | 9215 | 1769096.3232 | 116146.7 | 135867200 | 8880 | 1026119.3672 | 8785 | 418719.2546 | 7073 | 312065.3644 | 53287.2 | 61234600 | 270 | 249957.0237 | 270 | 162243.3206 | 270 | 150851.832 | 19389.9 | 22992300 | 65 | 493019.9323 | 65 | 348264.6321 | 65 | 336126.412 | 43469.6 | 51640300 | 191.9801 | 96.36% | 58% | 2.93% | 14.13% | 0.7054% | 27.87% | 98.93% | 40.81% | 79.65% | 30.41% | 100% | 64.91% | 100% | 60.35% | 100% | 70.64% | 100% | 68.18% | Suburb Large | 1977.2477 | Middle Atlantic
15137 | 0.92814 | Pittsburgh | 0 | PA | 2012 | 4286 | 716945.451 | 46502.8 | 48265960 | 4128 | 450649.427 | 4096 | 180008.2439 | 3411 | 134969.701 | 23645.6 | 23931600 | 135 | 108625.817 | 135 | 63714.4736 | 134 | 58639.6403 | 8023.7 | 8391160 | 23 | 157670.2069 | 23 | 132889.0892 | 23 | 129106.0897 | 14833.5 | 15943200 | 167.2761 | 96.31% | 62.86% | 3.15% | 15.15% | 0.5366% | 21.99% | 99.22% | 39.94% | 82.63% | 29.95% | 100% | 58.66% | 99.26% | 53.98% | 100% | 84.28% | 100% | 81.88% | Suburb Large | 1283.534 | Middle Atlantic
15139 | 1 | Pittsburgh | 0 | PA | 2012 | 2335 | 462951.9851 | 28214.28 | 29083760 | 2217 | 285860.9784 | 2167 | 101788.7124 | 1690 | 75192.2526 | 13402.3 | 13548000 | 102 | 83412.4682 | 102 | 49727.4131 | 102 | 46038.2929 | 6431.76 | 6673160 | 16 | 93678.5385 | 16 | 69792.6983 | 16 | 66813.7183 | 8380.22 | 8862600 | 198.2664 | 94.95% | 61.75% | 4.368% | 18.02% | 0.6852% | 20.24% | 97.74% | 35.61% | 76.23% | 26.3% | 100% | 59.62% | 100% | 55.19% | 100% | 74.5% | 100% | 71.32% | Suburb Large | 3127.3951 | Middle Atlantic
15140 | 0.54248 | Pittsburgh | 0 | PA | 2012 | 576 | 71613.3963 | 4091.499 | 4111065 | 556 | 54500.7632 | 553 | 22389.9758 | 433 | 16139.3672 | 2787.29 | 2762980 | 19 | 14686.394 | 19 | 9103.4611 | 19 | 8455.2405 | 1188.42 | 1225580 | 1 | 2426.239 | 1 | 1143.134 | 1 | 979.8213 | 115.789 | 122505 | 124.3288 | 96.53% | 76.1% | 3.299% | 20.51% | 0.1736% | 3.388% | 99.46% | 41.08% | 77.88% | 29.61% | 100% | 61.99% | 100% | 57.57% | 100% | 47.12% | 100% | 40.38% | Suburb Large | 4106.4955 | Middle Atlantic
15142 | 1 | Pittsburgh | 0 | PA | 2012 | 563 | 166511.1853 | 10468.98 | 11961370 | 488 | 112313.358 | 483 | 45278.3849 | 445 | 35100.8387 | 6893.88 | 7841140 | 75 | 54197.8274 | 75 | 26345.481 | 75 | 21509.2509 | 3575.1 | 4120230 | 0 | 0 | 0 | 0 | 0 | 0 | 0 | 0 | 295.757 | 86.68% | 67.45% | 13.32% | 32.55% | 0% | 0% | 98.98% | 40.31% | 91.19% | 31.25% | 100% | 48.61% | 100% | 39.69% | #DIV/0! | #DIV/0! | #DIV/0! | #DIV/0! | Suburb Large | 524.2129 | Middle Atlantic
15143 | 0.28559 | Pittsburgh | 0 | PA | 2012 | 3655 | 749673.5362 | 40514.91 | 47507400 | 3465 | 483087.9766 | 3369 | 152736.0453 | 2633 | 112829.6511 | 20240.4 | 23428100 | 164 | 132054.6499 | 164 | 70438.5115 | 163 | 62912.7464 | 8812.31 | 10396200 | 26 | 134530.9098 | 26 | 97668.7328 | 26 | 93493.0908 | 11462.2 | 13683100 | 205.109 | 94.8% | 64.44% | 4.487% | 17.61% | 0.7114% | 17.95% | 97.23% | 31.62% | 75.99% | 23.36% | 100% | 53.34% | 99.39% | 47.64% | 100% | 72.6% | 100% | 69.5% | Suburb Large | 612.9538 | Middle Atlantic
15144 | 0.64136 | Pittsburgh | 0 | PA | 2012 | 1840 | 288614.4298 | 18369.48 | 18984530 | 1795 | 191694.5823 | 1774 | 85494.6192 | 1564 | 66431.974 | 11585.9 | 11765900 | 39 | 36448.5851 | 39 | 23836.3117 | 39 | 22181.8746 | 2802.29 | 2952850 | 6 | 60471.2623 | 6 | 36139.7667 | 6 | 33567.3422 | 3981.29 | 4265780 | 156.8557 | 97.55% | 66.42% | 2.12% | 12.63% | 0.3261% | 20.95% | 98.83% | 44.6% | 87.13% | 34.66% | 100% | 65.4% | 100% | 60.86% | 100% | 59.76% | 100% | 55.51% | Suburb Large | 2060.9232 | Middle Atlantic
15145 | 1 | Pittsburgh | 0 | PA | 2012 | 2757 | 355647.129 | 19014.46 | 19690880 | 2684 | 262890.0478 | 2657 | 94404.7166 | 1909 | 67612.5521 | 11944 | 12189700 | 65 | 54225.852 | 65 | 33008.4655 | 65 | 30486.5581 | 3968.7 | 4190980 | 8 | 38531.2292 | 8 | 26242.5064 | 8 | 24862.2352 | 3101.76 | 3310200 | 128.9979 | 97.35% | 73.92% | 2.358% | 15.25% | 0.2902% | 10.83% | 98.99% | 35.91% | 71.13% | 25.72% | 100% | 60.87% | 100% | 56.22% | 100% | 68.11% | 100% | 64.52% | Suburb Large | 3613.4502 | Middle Atlantic
15146 | 0.29638 | Pittsburgh | 0 | PA | 2012 | 3162 | 783953.7564 | 54047.39 | 56913460 | 3004 | 373969.6737 | 2974 | 143814.4317 | 2592 | 108042.3533 | 18818.2 | 19329800 | 118 | 117770.5581 | 118 | 71851.7584 | 118 | 66107.3128 | 8970.39 | 9403560 | 40 | 292213.5247 | 40 | 233427.9274 | 40 | 226417.8271 | 26258.8 | 28180100 | 247.9297 | 95% | 47.7% | 3.732% | 15.02% | 1.265% | 37.27% | 99% | 38.46% | 86.28% | 28.89% | 100% | 61.01% | 100% | 56.13% | 100% | 79.88% | 100% | 77.48% | Suburb Large | 1448.8178 | Middle Atlantic
15147 | 1 | Pittsburgh | 0 | PA | 2012 | 7567 | 1110641.4869 | 63445.9 | 65753000 | 7387 | 795328.2489 | 7208 | 284568.9133 | 5746 | 208853.5295 | 37069.2 | 37988500 | 157 | 140063.8084 | 157 | 85568.7448 | 156 | 79869.5762 | 10634.3 | 11180400 | 23 | 175249.4295 | 23 | 131437.7659 | 23 | 125442.8163 | 15742.4 | 16584100 | 146.7743 | 97.62% | 71.61% | 2.075% | 12.61% | 0.304% | 15.78% | 97.58% | 35.78% | 77.79% | 26.26% | 100% | 61.09% | 99.36% | 57.02% | 100% | 75% | 100% | 71.58% | Suburb Large | 1843.0542 | Middle Atlantic
15148 | 0.90201 | Pittsburgh | 0 | PA | 2012 | 997 | 207430.3707 | 14004.62 | 14542790 | 945 | 92442.4936 | 922 | 32367.049 | 626 | 23114.196 | 3946.88 | 4039960 | 42 | 33782.9283 | 42 | 20408.1472 | 42 | 18990.9574 | 2488.17 | 2631860 | 10 | 81204.9488 | 10 | 59138.8884 | 10 | 57502.7555 | 7569.57 | 7870970 | 208.0545 | 94.78% | 44.57% | 4.213% | 16.29% | 1.003% | 39.15% | 97.57% | 35.01% | 66.24% | 25% | 100% | 60.41% | 100% | 56.21% | 100% | 72.83% | 100% | 70.81% | Suburb Large | 1938.993 | Middle Atlantic
15201 | 1 | Pittsburgh | Pittsburgh, PA | PA | 2012 | 3709 | 1109479.8479 | 75502.7 | 80280200 | 3359 | 368609.7807 | 3323 | 135024.3133 | 2401 | 92419.4419 | 14809.7 | 15425800 | 277 | 266939.3539 | 277 | 144335.346 | 277 | 127354.9516 | 16722.3 | 17817700 | 73 | 473930.7133 | 73 | 324050.516 | 73 | 311391.2548 | 43970.7 | 47036700 | 299.1318 | 90.56% | 33.22% | 7.468% | 24.06% | 1.968% | 42.72% | 98.93% | 36.63% | 71.48% | 25.07% | 100% | 54.07% | 100% | 47.71% | 100% | 68.38% | 100% | 65.7% | City Large | 5161.7012 | Middle Atlantic
15202 | 1 | Pittsburgh | 0 | PA | 2012 | 6580 | 832967.2296 | 38692.37 | 45108090 | 6410 | 647767.0942 | 6308 | 217358.8773 | 4535 | 148413.4326 | 24032.9 | 27715700 | 160 | 140418.6718 | 160 | 87592.7676 | 159 | 81844.8215 | 11113.6 | 13192200 | 10 | 44781.4636 | 10 | 30685.6028 | 10 | 29190.3083 | 3545.87 | 4200190 | 126.5908 | 97.42% | 77.77% | 2.432% | 16.86% | 0.152% | 5.376% | 98.41% | 33.56% | 70.75% | 22.91% | 100% | 62.38% | 99.38% | 58.29% | 100% | 68.52% | 100% | 65.18% | Rural Fringe | 4005.0146 | Middle Atlantic
15203 | 1 | Pittsburgh | Pittsburgh, PA | PA | 2012 | 2969 | 734922.6252 | 46328.98 | 48564310 | 2716 | 263597.6015 | 2685 | 99436.879 | 1678 | 65886.6204 | 8010.48 | 8229810 | 193 | 183848.3917 | 192 | 103795.9 | 191 | 92781.168 | 14585.1 | 15239000 | 60 | 287476.632 | 60 | 202688.4039 | 60 | 193043.5479 | 23733.4 | 25095500 | 247.532 | 91.48% | 35.87% | 6.501% | 25.02% | 2.021% | 39.12% | 98.86% | 37.72% | 61.78% | 25% | 99.48% | 56.46% | 98.96% | 50.47% | 100% | 70.51% | 100% | 67.15% | City Large | 5915.5203 | Middle Atlantic
15204 | 1 | Pittsburgh | Pittsburgh, PA | PA | 2012 | 3502 | 412185.0674 | 20907.39 | 24648920 | 3450 | 303575.3393 | 3414 | 102740.1641 | 2206 | 66258.152 | 11443.3 | 13293900 | 43 | 39086.9186 | 43 | 22539.3189 | 43 | 20512.4544 | 2580.59 | 3065820 | 9 | 69522.8096 | 9 | 58964.5663 | 9 | 57322.1205 | 6883.5 | 8289200 | 117.6999 | 98.52% | 73.65% | 1.228% | 9.483% | 0.257% | 16.87% | 98.96% | 33.84% | 63.94% | 21.83% | 100% | 57.66% | 100% | 52.48% | 100% | 84.81% | 100% | 82.45% | City Large | 3755.0634 | Middle Atlantic
15205 | 1 | Pittsburgh | 0 | PA | 2012 | 7891 | 2024427.2687 | 141578.5 | 168164100 | 7334 | 831444.5592 | 7256 | 297296.4186 | 5615 | 213896.085 | 37413.2 | 43173100 | 441 | 415522.0273 | 441 | 272739.2595 | 440 | 255096.2049 | 31943.9 | 37945300 | 116 | 777460.6822 | 116 | 652080.1698 | 116 | 633709.3619 | 72221.4 | 87045700 | 256.5489 | 92.94% | 41.07% | 5.589% | 20.53% | 1.47% | 38.4% | 98.94% | 35.76% | 76.56% | 25.73% | 100% | 65.64% | 99.77% | 61.39% | 100% | 83.87% | 100% | 81.51% | Suburb Large | 1896.7051 | Middle Atlantic
15206 | 1 | Pittsburgh | Pittsburgh, PA | PA | 2012 | 8483 | 1538446.2576 | 86800 | 91083300 | 8126 | 902398.7154 | 8084 | 329123.9005 | 6092 | 225790.382 | 31497.3 | 32514400 | 288 | 277844.5274 | 288 | 170195.974 | 288 | 155565.8321 | 27491.4 | 28994500 | 69 | 358203.0148 | 69 | 251351.4743 | 69 | 237367.7414 | 27811.3 | 29574400 | 181.3564 | 95.79% | 58.66% | 3.395% | 18.06% | 0.8134% | 23.28% | 99.48% | 36.47% | 74.97% | 25.02% | 100% | 61.26% | 100% | 55.99% | 100% | 70.17% | 100% | 66.27% | City Large | 5713.8731 | Middle Atlantic
15207 | 1 | Pittsburgh | 0 | PA | 2012 | 4698 | 572291.0593 | 32066.13 | 32883570 | 4605 | 444500.6535 | 4559 | 163174.144 | 3210 | 108056.9819 | 15857 | 16226200 | 82 | 70137.2668 | 82 | 43513.5415 | 82 | 39791.1064 | 7881.2 | 8188340 | 11 | 57653.139 | 11 | 40602.2696 | 11 | 38118.777 | 8327.93 | 8469030 | 121.8159 | 98.02% | 77.67% | 1.745% | 12.26% | 0.2341% | 10.07% | 99% | 36.71% | 69.71% | 24.31% | 100% | 62.04% | 100% | 56.73% | 100% | 70.43% | 100% | 66.12% | City Large | 2308.5206 | Middle Atlantic
15208 | 1 | Pittsburgh | Pittsburgh, PA | PA | 2012 | 3692 | 592592.8094 | 35848.7 | 37405300 | 3558 | 364062.2501 | 3525 | 140111.4564 | 2419 | 93842.8198 | 13692.3 | 14114300 | 112 | 101139.3887 | 112 | 62613.7783 | 112 | 56885.4551 | 11176.6 | 11605500 | 22 | 127391.1706 | 22 | 90664.9529 | 22 | 84767.9047 | 10979.8 | 11685500 | 160.5073 | 96.37% | 61.44% | 3.034% | 17.07% | 0.5959% | 21.5% | 99.07% | 38.49% | 67.99% | 25.78% | 100% | 61.91% | 100% | 56.24% | 100% | 71.17% | 100% | 66.54% | City Large | 6418.9155 | Middle Atlantic
15209 | 1 | Pittsburgh | 0 | PA | 2012 | 5247 | 720035.7598 | 38787.2 | 39964970 | 5113 | 577991.4026 | 5056 | 218495.2948 | 4101 | 162061.6858 | 28274.8 | 28898900 | 123 | 99222.9694 | 123 | 58293.1881 | 123 | 53178.8697 | 6952.98 | 7338170 | 11 | 42821.3878 | 11 | 28944.4485 | 11 | 27477.6936 | 3559.42 | 3727900 | 137.2281 | 97.45% | 80.27% | 2.344% | 13.78% | 0.2096% | 5.947% | 98.89% | 37.8% | 80.21% | 28.04% | 100% | 58.75% | 100% | 53.6% | 100% | 67.59% | 100% | 64.17% | Suburb Large | 2642.2606 | Middle Atlantic
15210 | 1 | Pittsburgh | Pittsburgh, PA | PA | 2012 | 10979 | 1068603.7121 | 51850.76 | 53127680 | 10819 | 891528.0055 | 10734 | 319897.6581 | 7004 | 201469.8768 | 30055.3 | 30441800 | 149 | 132483.8232 | 149 | 80370.4507 | 149 | 73756.9779 | 18023 | 18651700 | 11 | 44591.8834 | 11 | 32735.3243 | 11 | 31201.3761 | 3772.46 | 4034180 | 97.3316 | 98.54% | 83.43% | 1.357% | 12.4% | 0.1002% | 4.173% | 99.21% | 35.88% | 64.74% | 22.6% | 100% | 60.66% | 100% | 55.67% | 100% | 73.41% | 100% | 69.97% | City Large | 5030.3307 | Middle Atlantic
15211 | 1 | Pittsburgh | Pittsburgh, PA | PA | 2012 | 4326 | 469960.9551 | 22643.92 | 23162230 | 4267 | 381200.4689 | 4245 | 136704.5008 | 2935 | 88940.5393 | 13424.9 | 13523000 | 53 | 48109.7761 | 53 | 26375.1527 | 53 | 24059.2875 | 5654.9 | 5831230 | 6 | 40650.7101 | 6 | 24923.3314 | 6 | 23265.3885 | 3564.12 | 3808000 | 108.6364 | 98.64% | 81.11% | 1.225% | 10.24% | 0.1387% | 8.65% | 99.48% | 35.86% | 68.78% | 23.33% | 100% | 54.82% | 100% | 50.01% | 100% | 61.31% | 100% | 57.23% | City Large | 6477.7274 | Middle Atlantic
15212 | 1 | Pittsburgh | Pittsburgh, PA | PA | 2012 | 9154 | 1593971.6359 | 87590.4 | 91639500 | 8798 | 872192.8712 | 8731 | 325179.6932 | 6061 | 215816.3933 | 35849.9 | 36704900 | 301 | 282715.8748 | 301 | 156465.6977 | 299 | 137183.4376 | 20197.8 | 21269400 | 55 | 439062.8898 | 55 | 303844.441 | 55 | 288287.3948 | 31542.7 | 33665200 | 174.1284 | 96.11% | 54.72% | 3.288% | 17.74% | 0.6008% | 27.55% | 99.24% | 37.28% | 68.89% | 24.74% | 100% | 55.34% | 99.34% | 48.52% | 100% | 69.2% | 100% | 65.66% | City Large | 4468.0795 | Middle Atlantic
15213 | 1 | Pittsburgh | Pittsburgh, PA | PA | 2012 | 2927 | 1172284.2562 | 67778.8 | 71590500 | 2527 | 339470.5359 | 2511 | 142509.5721 | 1944 | 109389.2551 | 14304.4 | 14937100 | 312 | 302217.6482 | 312 | 172492.1359 | 312 | 156460.8063 | 21645 | 22872300 | 88 | 530596.072 | 88 | 275560.3274 | 88 | 251470.0927 | 31829.4 | 33781100 | 400.5071 | 86.33% | 28.96% | 10.66% | 25.78% | 3.006% | 45.26% | 99.37% | 41.98% | 76.93% | 32.22% | 100% | 57.08% | 100% | 51.77% | 100% | 51.93% | 100% | 47.39% | City Large | 11846.6917 | Middle Atlantic
15214 | 1 | Pittsburgh | Pittsburgh, PA | PA | 2012 | 5341 | 621248.7597 | 30425.06 | 31287620 | 5260 | 531722.9597 | 5195 | 194905.5068 | 3898 | 137825.334 | 23846.2 | 24331900 | 70 | 52348.7018 | 70 | 28578.0875 | 69 | 26010.5579 | 3460.6 | 3648650 | 11 | 37177.0983 | 11 | 26712.4415 | 11 | 25565.9839 | 3118.26 | 3307070 | 116.3169 | 98.48% | 85.59% | 1.311% | 8.426% | 0.206% | 5.984% | 98.76% | 36.66% | 74.11% | 25.92% | 100% | 54.59% | 98.57% | 49.69% | 100% | 71.85% | 100% | 68.77% | City Large | 3021.7249 | Middle Atlantic
15215 | 1 | Pittsburgh | 0 | PA | 2012 | 4618 | 835410.6393 | 47348.1 | 49191300 | 4444 | 557157.7418 | 4340 | 186766.1296 | 3339 | 135078.8029 | 23813.1 | 24261500 | 158 | 136503.1515 | 158 | 87702.2333 | 157 | 81955.2526 | 10613.8 | 11119400 | 16 | 141749.746 | 16 | 113973.2979 | 16 | 110269.7547 | 12921.2 | 13810400 | 180.9031 | 96.23% | 66.69% | 3.421% | 16.34% | 0.3465% | 16.97% | 97.66% | 33.52% | 75.14% | 24.24% | 100% | 64.25% | 99.37% | 60.04% | 100% | 80.4% | 100% | 77.79% | Suburb Large | 1829.4065 | Middle Atlantic
15216 | 1 | Pittsburgh | Pittsburgh, PA | PA | 2012 | 8797 | 991753.6905 | 49813.98 | 52010380 | 8627 | 782835.6862 | 8540 | 274677.2173 | 6316 | 192759.2331 | 33952.1 | 35090800 | 158 | 157700.6641 | 158 | 99818.227 | 156 | 93518.0833 | 11717.9 | 12472500 | 12 | 51217.3401 | 12 | 36925.5008 | 12 | 35125.2487 | 4143.98 | 4447080 | 112.7377 | 98.07% | 78.93% | 1.796% | 15.9% | 0.1364% | 5.164% | 98.99% | 35.09% | 73.21% | 24.62% | 100% | 63.3% | 98.73% | 59.3% | 100% | 72.1% | 100% | 68.58% | City Large | 7081.9763 | Middle Atlantic
15217 | 1 | Pittsburgh | Pittsburgh, PA | PA | 2012 | 7467 | 1134894.179 | 59212.75 | 61021550 | 7275 | 890564.3222 | 7220 | 329026.8853 | 6002 | 238861.1988 | 41862.2 | 42704700 | 170 | 154966.1501 | 170 | 91249.307 | 170 | 83184.5112 | 10828.9 | 11421500 | 22 | 89363.7068 | 22 | 56020.156 | 22 | 51842.5413 | 6521.65 | 6895350 | 151.988 | 97.43% | 78.47% | 2.277% | 13.65% | 0.2946% | 7.874% | 99.24% | 36.95% | 82.5% | 26.82% | 100% | 58.88% | 100% | 53.68% | 100% | 62.69% | 100% | 58.01% | City Large | 6598.2977 | Middle Atlantic
15218 | 1 | Pittsburgh | 0 | PA | 2012 | 5446 | 660088.8397 | 31225.58 | 32631340 | 5338 | 500938.3001 | 5249 | 171443.9616 | 3528 | 111268.9203 | 19201 | 19852000 | 98 | 89649.6301 | 98 | 52062.0471 | 98 | 46879.1534 | 6075.2 | 6454490 | 10 | 69500.9096 | 10 | 50909.2902 | 10 | 48435.5557 | 5949.38 | 6324850 | 121.2062 | 98.02% | 75.89% | 1.799% | 13.58% | 0.1836% | 10.53% | 98.33% | 34.22% | 66.09% | 22.21% | 100% | 58.07% | 100% | 52.29% | 100% | 73.25% | 100% | 69.69% | Suburb Large | 5475.9238 | Middle Atlantic
15219 | 1 | Pittsburgh | Pittsburgh, PA | PA | 2012 | 2382 | 869997.4193 | 50230.4 | 53364700 | 2125 | 291136.8784 | 2102 | 120505.605 | 1616 | 93687.3046 | 12419.6 | 13092600 | 197 | 194298.9751 | 197 | 101597.6368 | 197 | 91529.9718 | 15077.9 | 15990000 | 60 | 384561.5658 | 60 | 211707.5479 | 60 | 199019.0807 | 22732.9 | 24282100 | 365.2382 | 89.21% | 33.46% | 8.27% | 22.33% | 2.519% | 44.2% | 98.92% | 41.39% | 76.05% | 32.18% | 100% | 52.29% | 100% | 47.11% | 100% | 55.05% | 100% | 51.75% | City Large | 6490.8238 | Middle Atlantic
15220 | 1 | Pittsburgh | 0 | PA | 2012 | 5953 | 1002511.1628 | 58723.6 | 61196700 | 5724 | 642483.082 | 5673 | 235816.4998 | 4569 | 173633.9945 | 30425.2 | 31211300 | 203 | 214840.544 | 203 | 130364.1326 | 202 | 120931.6422 | 15970.9 | 16842200 | 26 | 145187.5367 | 26 | 106885.6275 | 26 | 102254.1121 | 12327.5 | 13143200 | 168.4044 | 96.15% | 64.09% | 3.41% | 21.43% | 0.4368% | 14.48% | 99.11% | 36.7% | 79.82% | 27.03% | 100% | 60.68% | 99.51% | 56.29% | 100% | 73.62% | 100% | 70.43% | City Large | 3686.3523 | Middle Atlantic
15221 | 1 | Pittsburgh | 0 | PA | 2012 | 11312 | 1462774.8724 | 75032.6 | 78270400 | 11020 | 1061669.4199 | 10763 | 350293.0333 | 7206 | 236411.243 | 38296.9 | 39359800 | 252 | 229555.5503 | 252 | 145965.7591 | 252 | 134556.2182 | 21938 | 23035500 | 40 | 171549.9022 | 40 | 131369.3091 | 40 | 124998.8847 | 14797.7 | 15875100 | 129.3118 | 97.42% | 72.58% | 2.228% | 15.69% | 0.3536% | 11.73% | 97.67% | 32.99% | 65.39% | 22.27% | 100% | 63.59% | 100% | 58.62% | 100% | 76.58% | 100% | 72.86% | Suburb Large | 4845.7242 | Middle Atlantic
15222 | 1 | Pittsburgh | Pittsburgh, PA | PA | 2004 | 274 | 734620.8512 | 47666.176 | 50468531 | 55 | 12913.4299 | 54 | 5459.9926 | 51 | 4632.8218 | 609.556 | 650331 | 131 | 164335.6627 | 131 | 84790.6027 | 131 | 77169.2004 | 9407.02 | 10047700 | 88 | 557371.7586 | 88 | 321477.7332 | 88 | 303879.343 | 37649.6 | 39770500 | 2681.098 | 20.07% | 1.758% | 47.81% | 22.37% | 32.12% | 75.87% | 98.18% | 42.28% | 92.73% | 35.88% | 100% | 51.6% | 100% | 46.96% | 100% | 57.68% | 100% | 54.52% | City Large | 2827.6104 | Middle Atlantic
15223 | 1 | Pittsburgh | 0 | PA | 2012 | 3113 | 471836.6661 | 29294.09 | 30362310 | 3021 | 301779.5023 | 2980 | 113507.3332 | 2299 | 81966.1187 | 14305.7 | 14634300 | 78 | 72055.9813 | 78 | 46758.5154 | 78 | 43569.9299 | 5415.81 | 5742930 | 14 | 98001.1825 | 14 | 73610.7929 | 14 | 71823.8121 | 9572.58 | 9985080 | 151.5698 | 97.04% | 63.96% | 2.506% | 15.27% | 0.4497% | 20.77% | 98.64% | 37.61% | 76.1% | 27.16% | 100% | 64.89% | 100% | 60.47% | 100% | 75.11% | 100% | 73.29% | Suburb Large | 3215.6699 | Middle Atlantic
15224 | 1 | Pittsburgh | Pittsburgh, PA | PA | 2012 | 2839 | 486563.8944 | 25769.76 | 27081700 | 2706 | 285323.8932 | 2700 | 115655.2763 | 1877 | 78843.2143 | 12424.5 | 12876500 | 122 | 118099.3305 | 122 | 71425.08 | 122 | 63330.1669 | 8077.66 | 8558400 | 11 | 83140.6707 | 11 | 48935.9561 | 11 | 44678.001 | 5267.6 | 5646800 | 171.3857 | 95.32% | 58.64% | 4.297% | 24.27% | 0.3875% | 17.09% | 99.78% | 40.53% | 69.36% | 27.63% | 100% | 60.48% | 100% | 53.62% | 100% | 58.86% | 100% | 53.74% | City Large | 8626.7513 | Middle Atlantic
15225 | 1 | Pittsburgh | 0 | PA | 2012 | 1132 | 542034.3852 | 42054.56 | 49412040 | 992 | 102483.4972 | 939 | 44880.8314 | 678 | 33021.4719 | 5033.94 | 5829670 | 99 | 103320.2776 | 99 | 72724.2096 | 99 | 69142.0323 | 8286.92 | 9935970 | 41 | 336230.6104 | 41 | 222181.039 | 41 | 210949.4218 | 28733.7 | 33646400 | 478.829 | 87.63% | 18.91% | 8.746% | 19.06% | 3.622% | 62.03% | 94.66% | 43.79% | 68.35% | 32.22% | 100% | 70.39% | 100% | 66.92% | 100% | 66.08% | 100% | 62.74% | Suburb Large | 545.7717 | Middle Atlantic
15226 | 1 | Pittsburgh | Pittsburgh, PA | PA | 2012 | 5942 | 659216.4791 | 35486 | 37087600 | 5846 | 502725.3588 | 5819 | 179952.9944 | 4619 | 130067.9421 | 23710.5 | 24487400 | 79 | 73050.7966 | 79 | 44626.1993 | 78 | 42036.1162 | 5160.08 | 5518970 | 17 | 83440.3236 | 17 | 58848.9168 | 17 | 55665.2339 | 6615.42 | 7081230 | 110.9419 | 98.38% | 76.26% | 1.33% | 11.08% | 0.2861% | 12.66% | 99.54% | 35.8% | 79.01% | 25.87% | 100% | 61.09% | 98.73% | 57.54% | 100% | 70.53% | 100% | 66.71% | City Large | 5953.6077 | Middle Atlantic
15227 | 1 | Pittsburgh | 0 | PA | 2012 | 10867 | 1297391.8927 | 67000.77 | 69727240 | 10714 | 1082748.0783 | 10614 | 388860.348 | 8680 | 281000.2506 | 50433.4 | 52073500 | 139 | 129075.6031 | 139 | 78237.6346 | 139 | 72741.9038 | 9393.33 | 9959750 | 14 | 85568.2113 | 14 | 64422.6539 | 14 | 61421.6989 | 7174.04 | 7693990 | 119.3882 | 98.59% | 83.46% | 1.279% | 9.949% | 0.1288% | 6.595% | 99.07% | 35.91% | 81.02% | 25.95% | 100% | 60.61% | 100% | 56.36% | 100% | 75.29% | 100% | 71.78% | Suburb Large | 4237.1989 | Middle Atlantic
15228 | 1 | Pittsburgh | 0 | PA | 2012 | 5671 | 809155.5445 | 37202.65 | 38770350 | 5544 | 631401.3394 | 5423 | 190235.996 | 4046 | 132965.1285 | 24393.2 | 25157100 | 112 | 92579.2117 | 112 | 52140.8535 | 111 | 47654.8322 | 6443.41 | 6778970 | 15 | 85174.9934 | 15 | 57595.6394 | 15 | 54445.926 | 6366.04 | 6834280 | 142.683 | 97.76% | 78.03% | 1.975% | 11.44% | 0.2645% | 10.53% | 97.82% | 30.13% | 72.98% | 21.06% | 100% | 56.32% | 99.11% | 51.47% | 100% | 67.62% | 100% | 63.92% | Suburb Large | 5339.8452 | Middle Atlantic
15229 | 1 | Pittsburgh | 0 | PA | 2012 | 5357 | 686066.0142 | 36835.34 | 42550500 | 5251 | 532961.7308 | 5175 | 187804.2208 | 4050 | 133481.0481 | 24345.9 | 27765800 | 98 | 82596.9161 | 98 | 47155.623 | 97 | 43436.7232 | 6085.64 | 7085450 | 8 | 70507.3673 | 8 | 57456.0874 | 8 | 55418.2057 | 6403.8 | 7699250 | 128.0691 | 98.02% | 77.68% | 1.829% | 12.04% | 0.1493% | 10.28% | 98.55% | 35.24% | 77.13% | 25.05% | 100% | 57.09% | 98.98% | 52.59% | 100% | 81.49% | 100% | 78.6% | Suburb Large | 3218.8829 | Middle Atlantic
15232 | 1 | Pittsburgh | Pittsburgh, PA | PA | 2012 | 1880 | 365929.4956 | 19389.15 | 20472140 | 1741 | 224659.9539 | 1736 | 86702.0103 | 1310 | 59870.1348 | 7728.13 | 8040310 | 130 | 106679.7342 | 130 | 62520.8059 | 130 | 56497 | 8493.99 | 9049310 | 9 | 34589.8076 | 9 | 21868.3277 | 9 | 20201.5749 | 3167.03 | 3382520 | 194.6433 | 92.61% | 61.39% | 6.915% | 29.15% | 0.4787% | 9.453% | 99.71% | 38.59% | 75.24% | 26.65% | 100% | 58.61% | 100% | 52.96% | 100% | 63.22% | 100% | 58.4% | City Large | 14237.8692 | Middle Atlantic
15233 | 1 | Pittsburgh | Pittsburgh, PA | PA | 2012 | 890 | 621322.4278 | 48530.64 | 51245520 | 709 | 109301.8265 | 703 | 45753.1581 | 589 | 34999.1012 | 4560.54 | 4765420 | 122 | 125854.2677 | 122 | 81607.4034 | 122 | 75059.3395 | 10328.7 | 10899300 | 59 | 386166.3335 | 59 | 277991.0345 | 59 | 266911.5554 | 33641.4 | 35580800 | 698.1151 | 79.66% | 17.59% | 13.71% | 20.26% | 6.629% | 62.15% | 99.15% | 41.86% | 83.07% | 32.02% | 100% | 64.84% | 100% | 59.64% | 100% | 71.99% | 100% | 69.12% | City Large | 2676.9325 | Middle Atlantic
15234 | 1 | Pittsburgh | 0 | PA | 2012 | 5198 | 700927.3367 | 38135.47 | 39958070 | 5033 | 517447.2667 | 4979 | 185231.803 | 4095 | 135261.2173 | 23863.2 | 24744200 | 150 | 119338.4428 | 150 | 71146.4723 | 149 | 65750.6388 | 8552.19 | 9074810 | 15 | 64141.6272 | 15 | 51184.5194 | 15 | 49174.2884 | 5720.08 | 6139060 | 134.8456 | 96.83% | 73.82% | 2.886% | 17.03% | 0.2886% | 9.151% | 98.93% | 35.8% | 81.36% | 26.14% | 100% | 59.62% | 99.33% | 55.1% | 100% | 79.8% | 100% | 76.67% | Suburb Large | 4508.8165 | Middle Atlantic
15235 | 0.99976 | Pittsburgh | 0 | PA | 2012 | 15349 | 2090917.3634 | 108634.1 | 112423800 | 15079 | 1648629.5719 | 14656 | 556558.0113 | 11519 | 407462.761 | 72275.6 | 73690000 | 225 | 201072.3066 | 224 | 127529.6017 | 224 | 118200.213 | 15188.4 | 16051300 | 45 | 241215.4849 | 45 | 188793.0125 | 44 | 181718.0816 | 21170.1 | 22682500 | 136.225 | 98.24% | 78.85% | 1.466% | 9.616% | 0.2932% | 11.54% | 97.19% | 33.76% | 76.39% | 24.72% | 99.56% | 63.42% | 99.56% | 58.78% | 100% | 78.27% | 97.78% | 75.33% | Suburb Large | 2287.9214 | Middle Atlantic
15236 | 1 | Pittsburgh | 0 | PA | 2012 | 11412 | 1808718.4491 | 107262.1 | 111669900 | 11043 | 1298396.4335 | 10921 | 496357.7158 | 9396 | 373395.58 | 65686.9 | 67415300 | 326 | 270706.3566 | 326 | 161765.0843 | 326 | 149363.497 | 19731.9 | 20885000 | 43 | 239615.6589 | 43 | 191874.0299 | 43 | 185375.254 | 21843.3 | 23369600 | 158.4927 | 96.77% | 71.79% | 2.857% | 14.97% | 0.3768% | 13.25% | 98.9% | 38.23% | 85.09% | 28.76% | 100% | 59.76% | 100% | 55.18% | 100% | 80.08% | 100% | 77.36% | Suburb Large | 2762.2683 | Middle Atlantic
15237 | 0.61701 | Pittsburgh | 0 | PA | 2012 | 7887 | 1717773.9654 | 107646.5 | 125915900 | 7465 | 1011741.8751 | 7248 | 358676.9819 | 6099 | 279541.0695 | 48850.1 | 55958800 | 375 | 327595.3457 | 375 | 192094.398 | 373 | 177270.9362 | 24167.5 | 28365900 | 47 | 378436.7446 | 47 | 309420.3109 | 47 | 298274.9815 | 34628.9 | 41591200 | 217.7981 | 94.65% | 58.9% | 4.755% | 19.07% | 0.5959% | 22.03% | 97.09% | 35.45% | 81.7% | 27.63% | 100% | 58.64% | 99.47% | 54.11% | 100% | 81.76% | 100% | 78.82% | Suburb Large | 1725.2477 | Middle Atlantic
15238 | 0.79635 | Pittsburgh | 0 | PA | 2012 | 4502 | 1569757.5698 | 105443.7 | 111107900 | 4063 | 717289.0227 | 3950 | 234969.8852 | 3263 | 177357.6344 | 31485.8 | 32282500 | 357 | 285664.3257 | 357 | 162399.3488 | 355 | 145596.623 | 20107.3 | 21062100 | 82 | 566804.2214 | 82 | 474784.4202 | 82 | 462680.8521 | 53850.6 | 57763300 | 348.68 | 90.25% | 45.69% | 7.93% | 18.2% | 1.821% | 36.11% | 97.22% | 32.76% | 80.31% | 24.73% | 100% | 56.85% | 99.44% | 50.97% | 100% | 83.77% | 100% | 81.63% | Suburb Large | 769.5397 | Middle Atlantic
15239 | 0.054309 | Pittsburgh | 0 | PA | 2012 | 611 | 87669.1954 | 5360.59 | 5488970 | 598 | 71814.0205 | 595 | 30274.1441 | 540 | 23646.1761 | 4149.73 | 4208150 | 13 | 15855.1749 | 13 | 10029.4522 | 13 | 9337.6407 | 1210.86 | 1280820 | 0 | 0 | 0 | 0 | 0 | 0 | 0 | 0 | 143.4848 | 97.87% | 81.91% | 2.128% | 18.09% | 0% | 0% | 99.5% | 42.16% | 90.3% | 32.93% | 100% | 63.26% | 100% | 58.89% | #DIV/0! | #DIV/0! | #DIV/0! | #DIV/0! | Suburb Large | 1262.0299 | Middle Atlantic
15241 | 1 | Pittsburgh | 0 | PA | 2012 | 7357 | 1483593.4412 | 80723.74 | 83669100 | 7162 | 1117630.3081 | 7039 | 369803.0696 | 6057 | 283431.0401 | 51181.7 | 52424300 | 166 | 135161.3157 | 166 | 76914.1901 | 165 | 69465.8218 | 9846.54 | 10227600 | 29 | 230801.8174 | 29 | 172249.5086 | 29 | 163413.9179 | 19695.5 | 21017200 | 201.6574 | 97.35% | 75.33% | 2.256% | 9.11% | 0.3942% | 15.56% | 98.28% | 33.09% | 84.57% | 25.36% | 100% | 56.91% | 99.4% | 51.39% | 100% | 74.63% | 100% | 70.8% | Suburb Large | 2011.6908 | Middle Atlantic
15243 | 1 | Pittsburgh | 0 | PA | 2012 | 4878 | 791986.2505 | 44798.4 | 46007600 | 4834 | 606934.3787 | 4772 | 212793.1295 | 4067 | 159905.5486 | 28682 | 29402000 | 26 | 30721.6127 | 26 | 20928.224 | 26 | 19638.6872 | 2534.9 | 2652400 | 18 | 154330.2591 | 18 | 98546.4549 | 18 | 93801.5253 | 13581.5 | 13953200 | 162.3588 | 99.1% | 76.63% | 0.533% | 3.879% | 0.369% | 19.49% | 98.72% | 35.06% | 84.13% | 26.35% | 100% | 68.12% | 100% | 63.92% | 100% | 63.85% | 100% | 60.78% | Suburb Large | 4271.8689 | Middle Atlantic
15260 | 1 | Pittsburgh | Pittsburgh, PA | PA | 2012 | 3 | 965.3413 | 42.2004 | 43250.6 | 2 | 63.2887 | 2 | 27.9171 | 0 | 0 | 0 | 0 | 1 | 902.0525 | 1 | 378.757 | 1 | 301.8974 | 42.2004 | 43250.6 | 0 | 0 | 0 | 0 | 0 | 0 | 0 | 0 | 321.7804 | 66.67% | 6.556% | 33.33% | 93.44% | 0% | 0% | 100% | 44.11% | 0% | 0% | 100% | 41.99% | 100% | 33.47% | #DIV/0! | #DIV/0! | #DIV/0! | #DIV/0! | City Large | 11418.5277 | Middle Atlantic
15262 | 1 | Pittsburgh | Pittsburgh, PA | PA | 2012 | 2 | 14254.256 | 588.838 | 634871 | 0 | 0 | 0 | 0 | 0 | 0 | 0 | 0 | 0 | 0 | 0 | 0 | 0 | 0 | 0 | 0 | 2 | 14254.256 | 2 | 4935.8535 | 2 | 4383.9548 | 588.838 | 634871 | 7127.128 | 0% | 0% | 0% | 0% | 100% | 100% | #DIV/0! | #DIV/0! | #DIV/0! | #DIV/0! | #DIV/0! | #DIV/0! | #DIV/0! | #DIV/0! | 100% | 34.63% | 100% | 30.76% | City Large | 4353.3999 | Middle Atlantic
15275 | 1 | Pittsburgh | 0 | PA | 2012 | 53 | 171742.7845 | 15787.07 | 18967980 | 9 | 2250.5544 | 9 | 1303.4009 | 8 | 1092.1933 | 130.45 | 156630 | 25 | 28621.1429 | 25 | 17317.5079 | 25 | 15856.3802 | 2165.62 | 2534350 | 19 | 140871.0873 | 19 | 122377.7755 | 19 | 119311.2349 | 13491 | 16277000 | 3240.4299 | 16.98% | 1.31% | 47.17% | 16.67% | 35.85% | 82.02% | 100% | 57.91% | 88.89% | 48.53% | 100% | 60.51% | 100% | 55.4% | 100% | 86.87% | 100% | 84.7% | Suburb Large | 2367.1372 | Middle Atlantic
15282 | 1 | Pittsburgh | Pittsburgh, PA | PA | 2012 | 9 | 15217.2382 | 1132.6378 | 1201537 | 2 | 511.2685 | 2 | 160.4283 | 1 | 117.8198 | 22.7588 | 24771 | 5 | 5647.3353 | 5 | 3009.1897 | 5 | 2735.6849 | 379.59 | 391975 | 2 | 9058.6345 | 2 | 6586.2451 | 2 | 6364.8853 | 730.289 | 784791 | 1690.8042 | 22.22% | 3.36% | 55.56% | 37.11% | 22.22% | 59.53% | 100% | 31.38% | 50% | 23.04% | 100% | 53.29% | 100% | 48.44% | 100% | 72.71% | 100% | 70.26% | City Large | 15560.5374 | Middle Atlantic
15317 | 0.45214 | Pittsburgh | 0 | PA | 2012 | 7735 | 1854319.0259 | 114118.1 | 130373700 | 7279 | 1238907.4649 | 7181 | 464928.0523 | 6466 | 364178.9989 | 65414.2 | 73353400 | 400 | 339342.7226 | 400 | 190010.6406 | 400 | 169376.6462 | 24075.1 | 27870400 | 56 | 276068.8384 | 56 | 221153.9921 | 56 | 212889.6463 | 24628.8 | 29149900 | 239.731 | 94.1% | 66.81% | 5.171% | 18.3% | 0.724% | 14.89% | 98.65% | 37.53% | 88.83% | 29.4% | 100% | 55.99% | 100% | 49.91% | 100% | 80.11% | 100% | 77.11% | Suburb Large | 835.6187 | Middle Atlantic
15321 | 0.085704 | Pittsburgh | 0 | PA | 2012 | 27 | 4677.5668 | 282.539 | 328863 | 27 | 4677.5668 | 27 | 1882.9104 | 25 | 1604.0052 | 282.539 | 328863 | 0 | 0 | 0 | 0 | 0 | 0 | 0 | 0 | 0 | 0 | 0 | 0 | 0 | 0 | 0 | 0 | 173.2432 | 100% | 100% | 0% | 0% | 0% | 0% | 100% | 40.25% | 92.59% | 34.29% | #DIV/0! | #DIV/0! | #DIV/0! | #DIV/0! | #DIV/0! | #DIV/0! | #DIV/0! | #DIV/0! | Suburb Large | 353.5686 | Middle Atlantic
15330 | 0.0192 | Pittsburgh | 0 | PA | 2012 | 290 | 56396.1929 | 3145.2976 | 3555783.5 | 288 | 55220.9242 | 286 | 20954.3704 | 261 | 16556.4576 | 3092.65 | 3495360 | 2 | 1175.2688 | 2 | 498.3213 | 2 | 400.9948 | 52.6476 | 60423.5 | 0 | 0 | 0 | 0 | 0 | 0 | 0 | 0 | 194.4696 | 99.31% | 97.92% | 0.6897% | 2.084% | 0% | 0% | 99.31% | 37.95% | 90.62% | 29.98% | 100% | 42.4% | 100% | 34.12% | #DIV/0! | #DIV/0! | #DIV/0! | #DIV/0! | Rural Fringe | 162.7899 | Middle Atlantic
15332 | 0.56388 | Pittsburgh | 0 | PA | 2012 | 3923 | 641102.2018 | 37883.11 | 39220850 | 3821 | 510165.9333 | 3780 | 208536.3132 | 3305 | 159473.0145 | 27341.5 | 28198100 | 94 | 76436.3076 | 94 | 47952.0862 | 94 | 44557.6592 | 6297.45 | 6551710 | 8 | 54499.9609 | 8 | 36391.2459 | 8 | 34504.0906 | 4244.16 | 4471040 | 163.4214 | 97.4% | 79.58% | 2.396% | 11.92% | 0.2039% | 8.501% | 98.93% | 40.88% | 86.5% | 31.26% | 100% | 62.73% | 100% | 58.29% | 100% | 66.77% | 100% | 63.31% | Suburb Small | 351.2325 | Middle Atlantic
15367 | 0.86264 | Pittsburgh | 0 | PA | 2012 | 3003 | 611500.7817 | 37458.9 | 37870800 | 2926 | 543528.6147 | 2910 | 216355.7033 | 2750 | 172768.2733 | 32470.6 | 32763200 | 73 | 52483.1281 | 73 | 25162.9734 | 73 | 21557.0523 | 3720.77 | 3783190 | 4 | 15489.0389 | 4 | 9654.638 | 4 | 9093.2358 | 1267.53 | 1324410 | 203.63 | 97.44% | 88.88% | 2.431% | 8.583% | 0.1332% | 2.533% | 99.45% | 39.81% | 93.98% | 31.79% | 100% | 47.94% | 100% | 41.07% | 100% | 62.33% | 100% | 58.71% | Suburb Large | 794.264 | Middle Atlantic
15642 | 0.046287 | Pittsburgh | 0 | PA | 2012 | 247 | 49426.1696 | 3266.062 | 3403945 | 240 | 38131.2169 | 239 | 16923.5341 | 221 | 13414.9395 | 2242.93 | 2296240 | 5 | 3191.896 | 5 | 1705.9478 | 5 | 1617.2383 | 216.759 | 233322 | 2 | 8103.0567 | 2 | 6379.4896 | 2 | 6287.8571 | 806.373 | 874383 | 200.1059 | 97.17% | 77.15% | 2.024% | 6.458% | 0.8097% | 16.39% | 99.58% | 44.38% | 92.08% | 35.18% | 100% | 53.45% | 100% | 50.67% | 100% | 78.73% | 100% | 77.6% | Suburb Large | 955.2689 | Middle Atlantic
16112 | 0.10465 | Youngstown | 0 | OH | 2008 | 61 | 7385.4245 | 392.326 | 422611 | 61 | 7385.4245 | 61 | 2994.5054 | 46 | 2268.0838 | 392.326 | 422611 | 0 | 0 | 0 | 0 | 0 | 0 | 0 | 0 | 0 | 0 | 0 | 0 | 0 | 0 | 0 | 0 | 121.0725 | 100% | 100% | 0% | 0% | 0% | 0% | 100% | 40.55% | 75.41% | 30.71% | #DIV/0! | #DIV/0! | #DIV/0! | #DIV/0! | #DIV/0! | #DIV/0! | #DIV/0! | #DIV/0! | Rural Distant | 158.1128 | Middle Atlantic
16116 | 0.019914 | Youngstown | 0 | OH | 2008 | 33 | 4584.888 | 181.822 | 204773 | 33 | 4584.888 | 33 | 1362.4841 | 28 | 1011.6115 | 181.822 | 204773 | 0 | 0 | 0 | 0 | 0 | 0 | 0 | 0 | 0 | 0 | 0 | 0 | 0 | 0 | 0 | 0 | 138.936 | 100% | 100% | 0% | 0% | 0% | 0% | 100% | 29.72% | 84.85% | 22.06% | #DIV/0! | #DIV/0! | #DIV/0! | #DIV/0! | #DIV/0! | #DIV/0! | #DIV/0! | #DIV/0! | Rural Distant | 130.2317 | Middle Atlantic
16125 | 0.0083069 | Youngstown | 0 | OH | 2008 | 63 | 11625.2762 | 945.694 | 995475 | 63 | 11625.2762 | 63 | 6101.4975 | 60 | 5301.224 | 945.694 | 995475 | 0 | 0 | 0 | 0 | 0 | 0 | 0 | 0 | 0 | 0 | 0 | 0 | 0 | 0 | 0 | 0 | 184.5282 | 100% | 100% | 0% | 0% | 0% | 0% | 100% | 52.48% | 95.24% | 45.6% | #DIV/0! | #DIV/0! | #DIV/0! | #DIV/0! | #DIV/0! | #DIV/0! | #DIV/0! | #DIV/0! | Rural Distant | 158.6323 | Middle Atlantic
16143 | 0.033057 | Youngstown | 0 | OH | 2008 | 66 | 12589.7419 | 919.112 | 991612 | 63 | 10510.4887 | 63 | 4957.9571 | 56 | 4246.8551 | 726.602 | 781939 | 3 | 2079.2532 | 3 | 1403.4697 | 3 | 1347.4487 | 192.51 | 209673 | 0 | 0 | 0 | 0 | 0 | 0 | 0 | 0 | 190.7537 | 95.45% | 83.48% | 4.545% | 16.52% | 0% | 0% | 100% | 47.17% | 88.89% | 40.41% | 100% | 67.5% | 100% | 64.8% | #DIV/0! | #DIV/0! | #DIV/0! | #DIV/0! | Town Fringe | 123.9218 | Middle Atlantic
16146 | 0.15154 | Youngstown | 0 | OH | 2008 | 1001 | 155046.6437 | 9518.02 | 10480240 | 977 | 96980.6652 | 968 | 33933.4817 | 742 | 22996.0796 | 4343.43 | 4679880 | 18 | 15444.7418 | 18 | 10495.7551 | 18 | 9758.9269 | 1386.97 | 1521460 | 6 | 42621.2367 | 6 | 28892.3595 | 6 | 28220.8729 | 3787.62 | 4278900 | 154.8918 | 97.6% | 62.55% | 1.798% | 9.961% | 0.5994% | 27.49% | 99.08% | 34.99% | 75.95% | 23.71% | 100% | 67.96% | 100% | 63.19% | 100% | 67.79% | 100% | 66.21% | Suburb Large | 3502.0904 | Middle Atlantic
16148 | 0.016122 | Youngstown | 0 | OH | 2008 | 275 | 32787.5795 | 1706.81 | 1847973 | 272 | 31284.1996 | 266 | 11732.0428 | 221 | 8925.5303 | 1591.02 | 1723250 | 3 | 1503.38 | 3 | 698.083 | 3 | 667.6234 | 115.79 | 124723 | 0 | 0 | 0 | 0 | 0 | 0 | 0 | 0 | 119.2276 | 98.91% | 95.41% | 1.091% | 4.585% | 0% | 0% | 97.79% | 37.5% | 81.25% | 28.53% | 100% | 46.43% | 100% | 44.41% | #DIV/0! | #DIV/0! | #DIV/0! | #DIV/0! | Suburb Large | 535.789 | Middle Atlantic
16150 | 0.058362 | Youngstown | 0 | OH | 2008 | 177 | 30598.8126 | 1913.361 | 2073357 | 174 | 25646.5454 | 168 | 10750.5844 | 135 | 8442.9958 | 1496.94 | 1612100 | 2 | 1365.7346 | 2 | 602.0021 | 2 | 597.0021 | 114.708 | 123552 | 1 | 3586.5327 | 1 | 2413.6938 | 1 | 2294.5489 | 301.713 | 337705 | 172.8746 | 98.31% | 83.82% | 1.13% | 4.463% | 0.565% | 11.72% | 96.55% | 41.92% | 77.59% | 32.92% | 100% | 44.08% | 100% | 43.71% | 100% | 67.3% | 100% | 63.98% | Suburb Large | 254.144 | Middle Atlantic
16154 | 0.0097442 | Youngstown | 0 | OH | 2008 | 8 | 1149.4832 | 68.5617 | 74288.6 | 8 | 1149.4832 | 8 | 473.1699 | 7 | 384.99 | 68.5617 | 74288.6 | 0 | 0 | 0 | 0 | 0 | 0 | 0 | 0 | 0 | 0 | 0 | 0 | 0 | 0 | 0 | 0 | 143.6854 | 100% | 100% | 0% | 0% | 0% | 0% | 100% | 41.16% | 87.5% | 33.49% | #DIV/0! | #DIV/0! | #DIV/0! | #DIV/0! | #DIV/0! | #DIV/0! | #DIV/0! | #DIV/0! | Rural Distant | 119.9556 | Middle Atlantic
16159 | 0.075713 | Youngstown | 0 | OH | 2008 | 112 | 36487.2751 | 2752.318 | 3052884 | 96 | 15522.8652 | 96 | 6809.9939 | 90 | 5472.968 | 939.554 | 1014220 | 15 | 11105.2644 | 15 | 5509.9684 | 15 | 4858.553 | 834.487 | 911304 | 1 | 9859.1455 | 1 | 8748.4879 | 1 | 8712.5547 | 978.277 | 1127360 | 325.7792 | 85.71% | 42.54% | 13.39% | 30.44% | 0.8929% | 27.02% | 100% | 43.87% | 93.75% | 35.26% | 100% | 49.62% | 100% | 43.75% | 100% | 88.73% | 100% | 88.37% | Rural Fringe | 195.1967 | Middle Atlantic
17003 | 0.6088 | Harrisburg | 0 | PA | 2009 | 2968 | 650928.0014 | 44228.93 | 49246010 | 2794 | 445703.6307 | 2766 | 185095.6659 | 2455 | 152236.7399 | 26460.4 | 29338400 | 159 | 133509.2606 | 159 | 74132.2101 | 158 | 69441.6229 | 10617.9 | 11907500 | 15 | 71715.11 | 15 | 54913.8733 | 15 | 53210.265 | 7150.63 | 8000110 | 219.3154 | 94.14% | 68.47% | 5.357% | 20.51% | 0.5054% | 11.02% | 99% | 41.53% | 87.87% | 34.16% | 100% | 55.53% | 99.37% | 52.01% | 100% | 76.57% | 100% | 74.2% | Rural Fringe | 301.9843 | Middle Atlantic
17007 | 0.49768 | Harrisburg | 0 | PA | 2009 | 1891 | 336349.654 | 17707.46 | 21078770 | 1854 | 298827.2785 | 1789 | 104802.7876 | 1467 | 81918.7953 | 14783.8 | 17570100 | 33 | 22581.3062 | 33 | 11093.1535 | 33 | 9993.2832 | 1589.2 | 1918110 | 4 | 14941.0693 | 4 | 10051.4221 | 4 | 9562.8225 | 1334.46 | 1590560 | 177.8687 | 98.04% | 88.84% | 1.745% | 6.714% | 0.2115% | 4.442% | 96.49% | 35.07% | 79.13% | 27.41% | 100% | 49.13% | 100% | 44.25% | 100% | 67.27% | 100% | 64% | Town Fringe | 297.3618 | Middle Atlantic
17011 | 1 | Harrisburg | 0 | PA | 2009 | 12477 | 3418075.9271 | 239900.3 | 291826200 | 11916 | 1843521.6182 | 11849 | 717335.7524 | 10618 | 549492.2208 | 95287.1 | 113275000 | 439 | 419733.3147 | 439 | 272505.8108 | 438 | 255157.164 | 33299.2 | 40417200 | 122 | 1154820.9942 | 122 | 995795.3447 | 122 | 975103.8963 | 111314 | 138134000 | 273.9501 | 95.5% | 53.93% | 3.518% | 12.28% | 0.9778% | 33.79% | 99.44% | 38.91% | 89.11% | 29.81% | 100% | 64.92% | 99.77% | 60.79% | 100% | 86.23% | 100% | 84.44% | Suburb Large | 2493.8777 | Middle Atlantic
17013 | 0.052096 | Harrisburg | 0 | PA | 2009 | 154 | 46511.4636 | 3334.135 | 3989755 | 135 | 24849.9659 | 135 | 11287.9917 | 125 | 9512.9286 | 1623.17 | 1908260 | 16 | 12437.4283 | 16 | 7625.3219 | 16 | 6858.4484 | 940.916 | 1141080 | 3 | 9224.0693 | 3 | 6168.6018 | 3 | 5877.7948 | 770.049 | 940415 | 302.0225 | 87.66% | 53.43% | 10.39% | 26.74% | 1.948% | 19.83% | 100% | 45.42% | 92.59% | 38.28% | 100% | 61.31% | 100% | 55.14% | 100% | 66.88% | 100% | 63.72% | Town Fringe | 839.2981 | Middle Atlantic
17015 | 0.23557 | Harrisburg | 0 | PA | 2009 | 3644 | 953261.8416 | 70979.16 | 85939600 | 3473 | 523937.0013 | 3371 | 213798.1992 | 2844 | 169659.5498 | 29750.5 | 35249200 | 143 | 119201.0296 | 143 | 71398.6702 | 142 | 67322.9981 | 9762.96 | 11795400 | 28 | 310123.8108 | 28 | 278499.0342 | 28 | 274445.6028 | 31465.7 | 38895000 | 261.5977 | 95.31% | 54.96% | 3.924% | 12.5% | 0.7684% | 32.53% | 97.06% | 40.81% | 81.89% | 32.38% | 100% | 59.9% | 99.3% | 56.48% | 100% | 89.8% | 100% | 88.5% | Rural Distant | 207.1549 | Middle Atlantic
17018 | 0.20538 | Harrisburg | 0 | PA | 2009 | 1381 | 214261.6531 | 11619.432 | 13860820 | 1361 | 195557.1843 | 1335 | 74407.2349 | 1151 | 59514.6206 | 10202.8 | 12134500 | 19 | 13836.0897 | 19 | 7257.7129 | 19 | 6733.6838 | 986.474 | 1190580 | 1 | 4868.379 | 1 | 3911.5432 | 1 | 3808.5629 | 430.158 | 535740 | 155.1496 | 98.55% | 91.27% | 1.376% | 6.458% | 0.07241% | 2.272% | 98.09% | 38.05% | 84.57% | 30.43% | 100% | 52.45% | 100% | 48.67% | 100% | 80.35% | 100% | 78.23% | Suburb Large | 81.4072 | Middle Atlantic
17019 | 0.27288 | Harrisburg | 0 | PA | 2009 | 2959 | 596253.7725 | 38367.67 | 45576780 | 2865 | 494259.9177 | 2841 | 209804.8949 | 2628 | 170696.9554 | 30305.9 | 35825200 | 89 | 75433.451 | 89 | 42326.7939 | 89 | 38514.1192 | 5618.24 | 6784650 | 5 | 26560.4038 | 5 | 19601.5491 | 5 | 18890.2614 | 2443.53 | 2966930 | 201.5052 | 96.82% | 82.89% | 3.008% | 12.65% | 0.169% | 4.455% | 99.16% | 42.45% | 91.73% | 34.54% | 100% | 56.11% | 100% | 51.06% | 100% | 73.8% | 100% | 71.12% | Rural Fringe | 284.3561 | Middle Atlantic
17020 | 0.34419 | Harrisburg | 0 | PA | 2009 | 1050 | 217948.0742 | 13016.63 | 15692460 | 1015 | 150358.4444 | 982 | 55521.9855 | 793 | 45025.8648 | 7753.15 | 9250110 | 29 | 28584.757 | 29 | 15603.466 | 28 | 14835.7605 | 2083.67 | 2520560 | 6 | 39004.8728 | 6 | 28901.7207 | 6 | 27008.0147 | 3179.81 | 3921790 | 207.5696 | 96.67% | 68.99% | 2.762% | 13.12% | 0.5714% | 17.9% | 96.75% | 36.93% | 78.13% | 29.95% | 100% | 54.59% | 96.55% | 51.9% | 100% | 74.1% | 100% | 69.24% | Rural Fringe | 158.8994 | Middle Atlantic
17022 | 0.86547 | Harrisburg | 0 | PA | 2009 | 10662 | 2521183.4629 | 162126.5 | 183157200 | 10084 | 1590981.6151 | 9947 | 615476.3384 | 8818 | 485422.6016 | 86637.7 | 96783800 | 507 | 454428.1165 | 507 | 235299.822 | 505 | 213610.1527 | 32995.2 | 37276300 | 71 | 475773.7312 | 71 | 367521.2218 | 71 | 354584.4339 | 42493.6 | 49097100 | 236.4644 | 94.58% | 63.1% | 4.755% | 18.02% | 0.6659% | 18.87% | 98.64% | 38.69% | 87.45% | 30.51% | 100% | 51.78% | 99.61% | 47.01% | 100% | 77.25% | 100% | 74.53% | Town Fringe | 537.9929 | Middle Atlantic
17025 | 1 | Harrisburg | 0 | PA | 2009 | 5880 | 1215829.6658 | 77372.3 | 92077300 | 5592 | 890345.252 | 5566 | 364408.6087 | 5131 | 290763.8872 | 51450 | 60734600 | 270 | 194197.7344 | 270 | 103826.8858 | 269 | 93283.5745 | 14706.2 | 17452400 | 18 | 131286.6794 | 18 | 100394.6001 | 18 | 96418.6674 | 11216.1 | 13890300 | 206.7738 | 95.1% | 73.23% | 4.592% | 15.97% | 0.3061% | 10.8% | 99.54% | 40.93% | 91.76% | 32.66% | 100% | 53.46% | 99.63% | 48.04% | 100% | 76.47% | 100% | 73.44% | Rural Fringe | 1179.4258 | Middle Atlantic
17027 | 1 | Harrisburg | 0 | PA | 2009 | 5 | 855.4465 | 36.196 | 42182.2 | 5 | 855.4465 | 5 | 249.1954 | 5 | 195.8504 | 36.196 | 42182.2 | 0 | 0 | 0 | 0 | 0 | 0 | 0 | 0 | 0 | 0 | 0 | 0 | 0 | 0 | 0 | 0 | 171.0893 | 100% | 100% | 0% | 0% | 0% | 0% | 100% | 29.13% | 100% | 22.89% | #DIV/0! | #DIV/0! | #DIV/0! | #DIV/0! | #DIV/0! | #DIV/0! | #DIV/0! | #DIV/0! | Suburb Large | 876.3006 | Middle Atlantic
17028 | 0.32122 | Harrisburg | 0 | PA | 2009 | 999 | 201137.574 | 13059.06 | 14710670 | 954 | 143738.6464 | 949 | 59753.5637 | 830 | 48693.8096 | 8374.15 | 9347330 | 39 | 30107.9107 | 39 | 17171.6156 | 39 | 15720.8794 | 2306.98 | 2601980 | 6 | 27291.0169 | 6 | 21537.1494 | 6 | 20484.4886 | 2377.93 | 2761360 | 201.3389 | 95.5% | 71.46% | 3.904% | 14.97% | 0.6006% | 13.57% | 99.48% | 41.57% | 87% | 33.88% | 100% | 57.03% | 100% | 52.22% | 100% | 78.92% | 100% | 75.06% | Suburb Large | 115.2238 | Middle Atlantic
17033 | 0.97915 | Harrisburg | 0 | PA | 2009 | 6011 | 1907852.3308 | 126611.2 | 142444300 | 5372 | 850792.0236 | 5311 | 323538.3459 | 4600 | 252219.4969 | 44265.7 | 49145100 | 586 | 505046.9498 | 586 | 260425.6915 | 584 | 234485.037 | 37298.9 | 41603300 | 53 | 552013.3574 | 53 | 387518.5392 | 53 | 368680.4354 | 45046.6 | 51695900 | 317.3935 | 89.37% | 44.59% | 9.749% | 26.47% | 0.8817% | 28.93% | 98.86% | 38.03% | 85.63% | 29.65% | 100% | 51.56% | 99.66% | 46.43% | 100% | 70.2% | 100% | 66.79% | Suburb Large | 549.245 | Middle Atlantic
17034 | 1 | Harrisburg | 0 | PA | 2009 | 1024 | 171410.9882 | 9992.52 | 11395250 | 981 | 115877.1146 | 959 | 44650.2162 | 749 | 31673.6502 | 5333.72 | 5990850 | 40 | 33466.8919 | 40 | 20698.1397 | 40 | 19284.2061 | 2433.64 | 2815920 | 3 | 22066.9817 | 3 | 19979.6477 | 3 | 19630.8865 | 2225.16 | 2588480 | 167.3935 | 95.8% | 67.6% | 3.906% | 19.52% | 0.293% | 12.87% | 97.76% | 38.53% | 76.35% | 27.33% | 100% | 61.85% | 100% | 57.62% | 100% | 90.54% | 100% | 88.96% | Rural Fringe | 1544.7166 | Middle Atlantic
17036 | 1 | Harrisburg | 0 | PA | 2009 | 8422 | 1885023.4125 | 117871.5 | 131577100 | 7841 | 1278506.0242 | 7757 | 498797.3498 | 7009 | 399359.7598 | 71590.6 | 79283500 | 555 | 414089.8351 | 555 | 205376.8641 | 555 | 180635.6446 | 29098.4 | 32496900 | 26 | 192427.5531 | 26 | 143092.3359 | 26 | 138663.6433 | 17182.5 | 19796700 | 223.8214 | 93.1% | 67.82% | 6.59% | 21.97% | 0.3087% | 10.21% | 98.93% | 39.01% | 89.39% | 31.24% | 100% | 49.6% | 100% | 43.62% | 100% | 74.36% | 100% | 72.06% | Suburb Large | 805.2924 | Middle Atlantic
17041 | 1 | Harrisburg | 0 | PA | 2009 | 44 | 5508.0697 | 295.326 | 335846 | 44 | 5508.0697 | 42 | 2014.7205 | 37 | 1662.6592 | 295.326 | 335846 | 0 | 0 | 0 | 0 | 0 | 0 | 0 | 0 | 0 | 0 | 0 | 0 | 0 | 0 | 0 | 0 | 125.1834 | 100% | 100% | 0% | 0% | 0% | 0% | 95.45% | 36.58% | 84.09% | 30.19% | #DIV/0! | #DIV/0! | #DIV/0! | #DIV/0! | #DIV/0! | #DIV/0! | #DIV/0! | #DIV/0! | Suburb Large | 286.8046 | Middle Atlantic
17042 | 0.036457 | Harrisburg | 0 | PA | 2009 | 109 | 27198.4591 | 1923.797 | 2086762 | 96 | 15086.3881 | 94 | 5823.2014 | 76 | 4869.3298 | 833.277 | 915382 | 13 | 12112.071 | 13 | 7150.5463 | 13 | 6888.9296 | 1090.52 | 1171380 | 0 | 0 | 0 | 0 | 0 | 0 | 0 | 0 | 249.5271 | 88.07% | 55.47% | 11.93% | 44.53% | 0% | 0% | 97.92% | 38.6% | 79.17% | 32.28% | 100% | 59.04% | 100% | 56.88% | #DIV/0! | #DIV/0! | #DIV/0! | #DIV/0! | Suburb Small | 547.8857 | Middle Atlantic
17043 | 1 | Harrisburg | 0 | PA | 2009 | 2196 | 517392.48 | 31995.89 | 39186790 | 2012 | 289058.0982 | 1999 | 112576.7756 | 1700 | 85478.0923 | 14015.9 | 17047200 | 164 | 136965.3008 | 164 | 81700.6052 | 164 | 74765.722 | 9941.96 | 12193600 | 20 | 91369.081 | 20 | 71285.2219 | 20 | 68147.5727 | 8038.03 | 9945990 | 235.6068 | 91.62% | 55.87% | 7.468% | 26.47% | 0.9107% | 17.66% | 99.35% | 38.95% | 84.49% | 29.57% | 100% | 59.65% | 100% | 54.59% | 100% | 78.02% | 100% | 74.58% | Suburb Large | 3063.3687 | Middle Atlantic
17050 | 1 | Harrisburg | 0 | PA | 2009 | 11871 | 4603346.3653 | 363917 | 442308200 | 10915 | 1928525.8404 | 10877 | 806687.8134 | 10168 | 642885.711 | 115628 | 136176000 | 775 | 607725.5218 | 775 | 351099.1112 | 775 | 323130.3603 | 48147 | 57719200 | 181 | 2067095.0031 | 181 | 1792946.7116 | 181 | 1750908.813 | 200142 | 248413000 | 387.7808 | 91.95% | 41.89% | 6.529% | 13.2% | 1.525% | 44.9% | 99.65% | 41.83% | 93.16% | 33.34% | 100% | 57.77% | 100% | 53.17% | 100% | 86.74% | 100% | 84.7% | Rural Fringe | 922.8129 | Middle Atlantic
17053 | 1 | Harrisburg | 0 | PA | 2009 | 2481 | 400655.6857 | 22065.2 | 26307890 | 2423 | 345023.718 | 2393 | 129808.124 | 2033 | 101898.706 | 17823.4 | 21176900 | 54 | 40375.8794 | 54 | 22397.1706 | 54 | 20414.6672 | 3074.08 | 3677650 | 4 | 15256.0883 | 4 | 7778.8977 | 4 | 7592.1311 | 1167.72 | 1453340 | 161.4896 | 97.66% | 86.11% | 2.177% | 10.08% | 0.1612% | 3.808% | 98.76% | 37.62% | 83.9% | 29.53% | 100% | 55.47% | 100% | 50.56% | 100% | 50.99% | 100% | 49.76% | Rural Fringe | 202.3643 | Middle Atlantic
17055 | 1 | Harrisburg | 0 | PA | 2009 | 12728 | 3407380.4208 | 239390.9 | 289326700 | 11952 | 1999887.8617 | 11846 | 823294.2885 | 10728 | 647365.0175 | 115394 | 137042000 | 680 | 543344.5914 | 680 | 302500.5782 | 679 | 275112.8603 | 41058.5 | 49470700 | 96 | 864147.9678 | 96 | 732936.1024 | 96 | 716450.9598 | 82938.4 | 102814000 | 267.7074 | 93.9% | 58.69% | 5.343% | 15.95% | 0.7542% | 25.36% | 99.11% | 41.17% | 89.76% | 32.37% | 100% | 55.67% | 99.85% | 50.63% | 100% | 84.82% | 100% | 82.91% | Suburb Large | 903.5329 | Middle Atlantic
17057 | 1 | Harrisburg | 0 | PA | 2009 | 9224 | 2541166.7771 | 186868 | 212715700 | 8726 | 1193964.2982 | 8509 | 489894.2489 | 7135 | 381620.0996 | 65987.5 | 73259800 | 387 | 335666.5352 | 387 | 213148.7117 | 386 | 199241.1029 | 27139.7 | 30693900 | 111 | 1011535.9437 | 111 | 815241.2281 | 110 | 798810.1538 | 93740.8 | 108762000 | 275.4951 | 94.6% | 46.98% | 4.196% | 13.21% | 1.203% | 39.81% | 97.51% | 41.03% | 81.77% | 31.96% | 100% | 63.5% | 99.74% | 59.36% | 100% | 80.59% | 99.1% | 78.97% | Suburb Large | 572.4924 | Middle Atlantic
17068 | 0.038787 | Harrisburg | 0 | PA | 2009 | 109 | 22921.4377 | 1403.013 | 1692965 | 104 | 18992.0689 | 101 | 7508.7879 | 92 | 6207.2749 | 1102.89 | 1326160 | 5 | 3929.3688 | 5 | 1829.9327 | 5 | 1716.8146 | 300.123 | 366805 | 0 | 0 | 0 | 0 | 0 | 0 | 0 | 0 | 210.2884 | 95.41% | 82.86% | 4.587% | 17.14% | 0% | 0% | 97.12% | 39.54% | 88.46% | 32.68% | 100% | 46.57% | 100% | 43.69% | #DIV/0! | #DIV/0! | #DIV/0! | #DIV/0! | Rural Distant | 113.9535 | Middle Atlantic
17070 | 1 | Harrisburg | 0 | PA | 2009 | 6783 | 1836252.227 | 130352 | 160025400 | 6459 | 933437.0412 | 6361 | 346351.6585 | 5497 | 267254.5808 | 46097.8 | 55765200 | 279 | 241102.7217 | 279 | 146693.2544 | 278 | 134454.9988 | 17909.8 | 21852900 | 45 | 661712.4641 | 45 | 594081.4822 | 45 | 584149.8579 | 66344.4 | 82407300 | 270.7139 | 95.22% | 50.83% | 4.113% | 13.13% | 0.6634% | 36.04% | 98.48% | 37.1% | 85.11% | 28.63% | 100% | 60.84% | 99.64% | 55.77% | 100% | 89.78% | 100% | 88.28% | Suburb Large | 1050.8642 | Middle Atlantic
17072 | 1 | Harrisburg | 0 | PA | 2009 | 17 | 1653.0958 | 95.7483 | 119831 | 17 | 1653.0958 | 17 | 603.5705 | 16 | 488.389 | 95.7483 | 119831 | 0 | 0 | 0 | 0 | 0 | 0 | 0 | 0 | 0 | 0 | 0 | 0 | 0 | 0 | 0 | 0 | 97.2409 | 100% | 100% | 0% | 0% | 0% | 0% | 100% | 36.51% | 94.12% | 29.54% | #DIV/0! | #DIV/0! | #DIV/0! | #DIV/0! | #DIV/0! | #DIV/0! | #DIV/0! | #DIV/0! | Rural Fringe | 761.0739 | Middle Atlantic
17078 | 0.97204 | Harrisburg | 0 | PA | 2009 | 8579 | 2010278.6051 | 137022.6 | 155003000 | 8189 | 1273646.3599 | 8137 | 503560.5381 | 7366 | 402558.2977 | 70701.6 | 78866100 | 355 | 278254.9789 | 355 | 153951.2648 | 354 | 140723.3758 | 21077.5 | 23708400 | 35 | 458377.2662 | 35 | 394554.1795 | 35 | 387438.5176 | 45243.5 | 52428500 | 234.3255 | 95.45% | 63.36% | 4.138% | 13.84% | 0.408% | 22.8% | 99.37% | 39.54% | 89.95% | 31.61% | 100% | 55.33% | 99.72% | 50.57% | 100% | 86.08% | 100% | 84.52% | Suburb Large | 621.3454 | Middle Atlantic
17090 | 0.094958 | Harrisburg | 0 | PA | 2009 | 236 | 34152.2467 | 1811.18 | 2155590 | 236 | 34152.2467 | 228 | 12793.6272 | 190 | 10576.0042 | 1811.18 | 2155590 | 0 | 0 | 0 | 0 | 0 | 0 | 0 | 0 | 0 | 0 | 0 | 0 | 0 | 0 | 0 | 0 | 144.7129 | 100% | 100% | 0% | 0% | 0% | 0% | 96.61% | 37.46% | 80.51% | 30.97% | #DIV/0! | #DIV/0! | #DIV/0! | #DIV/0! | #DIV/0! | #DIV/0! | #DIV/0! | #DIV/0! | Rural Distant | 144.9605 | Middle Atlantic
17093 | 1 | Harrisburg | 0 | PA | 2009 | 254 | 30817.4059 | 1315.6091 | 1579265.9 | 252 | 29522.279 | 251 | 10757.4563 | 202 | 6886.7897 | 1238.25 | 1484350 | 2 | 1295.1269 | 2 | 630.2755 | 2 | 534.7113 | 77.3591 | 94915.9 | 0 | 0 | 0 | 0 | 0 | 0 | 0 | 0 | 121.3284 | 99.21% | 95.8% | 0.7874% | 4.203% | 0% | 0% | 99.6% | 36.44% | 80.16% | 23.33% | 100% | 48.67% | 100% | 41.29% | #DIV/0! | #DIV/0! | #DIV/0! | #DIV/0! | Suburb Large | 1351.2865 | Middle Atlantic
17101 | 1 | Harrisburg | 0 | PA | 2009 | 191 | 292419.3416 | 17432.694 | 21271128 | 93 | 18179.3334 | 91 | 7011.3006 | 69 | 5609.0794 | 794.434 | 971498 | 63 | 73244.1892 | 63 | 35003.81 | 63 | 30834.1489 | 4008.76 | 4943830 | 35 | 200995.819 | 35 | 106721.4764 | 35 | 98944.6933 | 12629.5 | 15355800 | 1530.9913 | 48.69% | 6.217% | 32.98% | 25.05% | 18.32% | 68.74% | 97.85% | 38.57% | 74.19% | 30.85% | 100% | 47.79% | 100% | 42.1% | 100% | 53.1% | 100% | 49.23% | City Small | 1912.741 | Middle Atlantic
17102 | 1 | Harrisburg | 0 | PA | 2009 | 894 | 401928.0136 | 22637.63 | 27932050 | 676 | 141452.8388 | 676 | 62343.218 | 596 | 49089.8598 | 6482.55 | 7988470 | 200 | 179209.0985 | 200 | 93372.809 | 200 | 81099.9765 | 10352 | 12766400 | 18 | 81266.0763 | 18 | 51203.0307 | 18 | 48370.6319 | 5803.08 | 7177180 | 449.5839 | 75.62% | 35.19% | 22.37% | 44.59% | 2.013% | 20.22% | 100% | 44.07% | 88.17% | 34.7% | 100% | 52.1% | 100% | 45.25% | 100% | 63.01% | 100% | 59.52% | City Small | 4407.7432 | Middle Atlantic
17103 | 1 | Harrisburg | 0 | PA | 2009 | 2800 | 873457.0051 | 60283.2 | 73280700 | 2529 | 352299.3072 | 2516 | 149795.1904 | 2136 | 115152.1423 | 17040 | 20492200 | 233 | 204760.0668 | 233 | 124039.7567 | 233 | 114079.6387 | 15144.7 | 18304500 | 38 | 316397.6311 | 38 | 250302.5506 | 38 | 238348.6333 | 28098.5 | 34484000 | 311.9489 | 90.32% | 40.33% | 8.321% | 23.44% | 1.357% | 36.22% | 99.49% | 42.52% | 84.46% | 32.69% | 100% | 60.58% | 100% | 55.71% | 100% | 79.11% | 100% | 75.33% | City Small | 4740.2003 | Middle Atlantic
17104 | 1 | Harrisburg | 0 | PA | 2009 | 3207 | 1159886.9922 | 80748.6 | 99095600 | 2685 | 405502.1742 | 2672 | 177536.5219 | 2270 | 139389.3603 | 19913.6 | 24093500 | 449 | 378021.1519 | 449 | 228617.214 | 447 | 209793.6683 | 26434.5 | 32359400 | 73 | 376363.6661 | 73 | 309323.8663 | 73 | 299088.5172 | 34400.5 | 42642700 | 361.6735 | 83.72% | 34.96% | 14% | 32.59% | 2.276% | 32.45% | 99.52% | 43.78% | 84.54% | 34.37% | 100% | 60.48% | 99.55% | 55.5% | 100% | 82.19% | 100% | 79.47% | City Small | 5256.9749 | Middle Atlantic
17109 | 1 | Harrisburg | 0 | PA | 2009 | 7577 | 1717526.353 | 118888.9 | 143034300 | 7183 | 984558.4824 | 7143 | 397250.178 | 6416 | 317998.1548 | 54473.1 | 64486800 | 347 | 301976.6377 | 347 | 175777.328 | 347 | 164897.6962 | 24132.4 | 28697500 | 47 | 430991.2328 | 47 | 353308.6661 | 47 | 344533.9544 | 40283.4 | 49850000 | 226.6763 | 94.8% | 57.32% | 4.58% | 17.58% | 0.6203% | 25.09% | 99.44% | 40.35% | 89.32% | 32.3% | 100% | 58.21% | 100% | 54.61% | 100% | 81.98% | 100% | 79.94% | Suburb Large | 2719.8887 | Middle Atlantic
17110 | 1 | Harrisburg | 0 | PA | 2009 | 6981 | 2207447.0902 | 158552.8 | 191565500 | 6236 | 1010658.2791 | 6194 | 410966.9712 | 5616 | 328618.2474 | 54869.6 | 64718400 | 650 | 540062.5338 | 650 | 319374.5783 | 649 | 292959.6402 | 41060.7 | 49463200 | 95 | 656726.2773 | 95 | 546862.5592 | 95 | 534599.4282 | 62622.5 | 77383900 | 316.2079 | 89.33% | 45.78% | 9.311% | 24.47% | 1.361% | 29.75% | 99.33% | 40.66% | 90.06% | 32.52% | 100% | 59.14% | 99.85% | 54.25% | 100% | 83.27% | 100% | 81.4% | Suburb Large | 1425.7469 | Middle Atlantic
17111 | 1 | Harrisburg | 0 | PA | 2009 | 9314 | 2691329.1883 | 201939.2 | 227779500 | 8476 | 1316811.3495 | 8448 | 561391.5199 | 7911 | 453727.0021 | 79163.7 | 87175400 | 715 | 599029.1654 | 715 | 364879.3428 | 715 | 340528.7385 | 48391.4 | 54451300 | 123 | 775488.6735 | 123 | 661209.8688 | 123 | 647024.2165 | 74384.1 | 86152800 | 288.9552 | 91% | 48.93% | 7.677% | 22.26% | 1.321% | 28.81% | 99.67% | 42.63% | 93.33% | 34.46% | 100% | 60.91% | 100% | 56.85% | 100% | 85.26% | 100% | 83.43% | Suburb Large | 1651.5107 | Middle Atlantic
17112 | 0.69526 | Harrisburg | 0 | PA | 2009 | 12585 | 2990797.4061 | 206440.5 | 247932500 | 11982 | 2001374.4665 | 11919 | 819533.0383 | 11195 | 663921.3106 | 116831 | 138453000 | 535 | 436798.7202 | 535 | 260787.5489 | 535 | 240559.2387 | 35110.6 | 41976700 | 68 | 552624.2194 | 68 | 483300.8234 | 68 | 474867.9756 | 54498.9 | 67502800 | 237.6478 | 95.21% | 66.92% | 4.251% | 14.6% | 0.5403% | 18.48% | 99.47% | 40.95% | 93.43% | 33.17% | 100% | 59.7% | 100% | 55.07% | 100% | 87.46% | 100% | 85.93% | Suburb Large | 546.0877 | Middle Atlantic
17113 | 1 | Harrisburg | 0 | PA | 2009 | 3716 | 845239.3337 | 53014.08 | 64243650 | 3562 | 488060.8808 | 3549 | 199815.3082 | 3220 | 155387.3223 | 26509.1 | 31854200 | 135 | 108345.719 | 135 | 60536.1231 | 135 | 55405.7958 | 7808.08 | 9536950 | 19 | 248832.7339 | 19 | 134148.6587 | 19 | 127907.4597 | 18696.9 | 22852500 | 227.4595 | 95.86% | 57.74% | 3.633% | 12.82% | 0.5113% | 29.44% | 99.64% | 40.94% | 90.4% | 31.84% | 100% | 55.87% | 100% | 51.14% | 100% | 53.91% | 100% | 51.4% | Suburb Large | 1737.4367 | Middle Atlantic
17123 | 1 | Harrisburg | 0 | PA | 2009 | 1 | 284.1642 | 13.0491 | 16240.7 | 1 | 284.1642 | 1 | 134.5067 | 1 | 116.5067 | 13.0491 | 16240.7 | 0 | 0 | 0 | 0 | 0 | 0 | 0 | 0 | 0 | 0 | 0 | 0 | 0 | 0 | 0 | 0 | 284.1642 | 100% | 100% | 0% | 0% | 0% | 0% | 100% | 47.33% | 100% | 41% | #DIV/0! | #DIV/0! | #DIV/0! | #DIV/0! | #DIV/0! | #DIV/0! | #DIV/0! | #DIV/0! | City Small | 1861.8377 | Middle Atlantic
17126 | 1 | Harrisburg | 0 | PA | 2009 | 1 | 8028.769 | 451.51 | 561227 | 0 | 0 | 0 | 0 | 0 | 0 | 0 | 0 | 0 | 0 | 0 | 0 | 0 | 0 | 0 | 0 | 1 | 8028.769 | 1 | 4225.5985 | 1 | 3923.5985 | 451.51 | 561227 | 8028.769 | 0% | 0% | 0% | 0% | 100% | 100% | #DIV/0! | #DIV/0! | #DIV/0! | #DIV/0! | #DIV/0! | #DIV/0! | #DIV/0! | #DIV/0! | 100% | 52.63% | 100% | 48.87% | City Small | 1861.8377 | Middle Atlantic
17140 | 1 | Harrisburg | 0 | PA | 2009 | 2 | 594.0535 | 35.8569 | 45955.3 | 2 | 594.0535 | 2 | 215.1052 | 2 | 196.637 | 35.8569 | 45955.3 | 0 | 0 | 0 | 0 | 0 | 0 | 0 | 0 | 0 | 0 | 0 | 0 | 0 | 0 | 0 | 0 | 297.0267 | 100% | 100% | 0% | 0% | 0% | 0% | 100% | 36.21% | 100% | 33.1% | #DIV/0! | #DIV/0! | #DIV/0! | #DIV/0! | #DIV/0! | #DIV/0! | #DIV/0! | #DIV/0! | Suburb Large | 943.2074 | Middle Atlantic
17315 | 0.0075064 | Harrisburg | 0 | PA | 2009 | 33 | 5415.2151 | 279.036 | 304585 | 33 | 5415.2151 | 32 | 2016.6241 | 24 | 1545.4543 | 279.036 | 304585 | 0 | 0 | 0 | 0 | 0 | 0 | 0 | 0 | 0 | 0 | 0 | 0 | 0 | 0 | 0 | 0 | 164.0974 | 100% | 100% | 0% | 0% | 0% | 0% | 96.97% | 37.24% | 72.73% | 28.54% | #DIV/0! | #DIV/0! | #DIV/0! | #DIV/0! | #DIV/0! | #DIV/0! | #DIV/0! | #DIV/0! | Suburb Midsize | 421.2811 | Middle Atlantic
17319 | 1 | Harrisburg | 0 | PA | 2009 | 4104 | 728345.2229 | 44385.27 | 49707880 | 4003 | 613176.9633 | 3962 | 244258.3716 | 3583 | 194439.9277 | 34603.9 | 38569800 | 97 | 72325.2238 | 97 | 41897.0945 | 97 | 38446.5882 | 5650.51 | 6364090 | 4 | 42843.0359 | 4 | 36570.4086 | 4 | 35687.9631 | 4130.86 | 4773990 | 177.472 | 97.54% | 84.19% | 2.364% | 9.93% | 0.09747% | 5.882% | 98.98% | 39.83% | 89.51% | 31.71% | 100% | 57.93% | 100% | 53.16% | 100% | 85.36% | 100% | 83.3% | Suburb Large | 595.5525 | Middle Atlantic
17339 | 0.69172 | Harrisburg | 0 | PA | 2009 | 2820 | 797454.5535 | 59755.3 | 72571120 | 2697 | 446259.3574 | 2653 | 178386.5331 | 2371 | 143258.8592 | 25887.2 | 30701400 | 104 | 82395.475 | 104 | 47679.655 | 104 | 43887.0642 | 6319.9 | 7633320 | 19 | 268799.7211 | 19 | 245952.5872 | 19 | 243847.2031 | 27548.2 | 34236400 | 282.7853 | 95.64% | 55.96% | 3.688% | 10.33% | 0.6738% | 33.71% | 98.37% | 39.97% | 87.91% | 32.1% | 100% | 57.87% | 100% | 53.26% | 100% | 91.5% | 100% | 90.72% | Suburb Large | 275.5548 | Middle Atlantic
17370 | 0.59679 | Harrisburg | 0 | PA | 2009 | 1996 | 303261.6009 | 17465.35 | 19674040 | 1971 | 262182.2791 | 1923 | 102408.7536 | 1664 | 80909.3396 | 13947 | 15616600 | 20 | 18095.8803 | 20 | 10890.028 | 20 | 10195.6644 | 1433.51 | 1633900 | 5 | 22983.4415 | 5 | 18872.8972 | 5 | 18213.0076 | 2084.84 | 2423540 | 151.9347 | 98.75% | 86.45% | 1.002% | 5.967% | 0.2505% | 7.579% | 97.56% | 39.06% | 84.42% | 30.86% | 100% | 60.18% | 100% | 56.34% | 100% | 82.12% | 100% | 79.24% | Suburb Large | 534.7404 | Middle Atlantic
17502 | 0.29769 | Harrisburg | 0 | PA | 2009 | 445 | 83834.5774 | 5014.49 | 5668971 | 425 | 59692.1421 | 418 | 23274.8352 | 340 | 18288.1723 | 3233.78 | 3632240 | 19 | 21478.8912 | 19 | 10168.9693 | 19 | 9368.5053 | 1575.85 | 1803200 | 1 | 2663.5442 | 1 | 1249.2957 | 1 | 1170.8605 | 204.86 | 233531 | 188.3923 | 95.51% | 71.2% | 4.27% | 25.62% | 0.2247% | 3.177% | 98.35% | 38.99% | 80% | 30.64% | 100% | 47.34% | 100% | 43.62% | 100% | 46.9% | 100% | 43.96% | Town Fringe | 175.4072 | Middle Atlantic
17504 | 1 | Lancaster | 0 | PA | 2010 | 37 | 4473.1084 | 238.3429 | 270371.9 | 36 | 3479.4857 | 35 | 1220.5363 | 30 | 928.8059 | 168.441 | 191038 | 1 | 993.6227 | 1 | 432.7774 | 1 | 392.1393 | 69.9019 | 79333.9 | 0 | 0 | 0 | 0 | 0 | 0 | 0 | 0 | 120.8948 | 97.3% | 77.79% | 2.703% | 22.21% | 0% | 0% | 97.22% | 35.08% | 83.33% | 26.69% | 100% | 43.56% | 100% | 39.47% | #DIV/0! | #DIV/0! | #DIV/0! | #DIV/0! | City Small | 2516.6434 | Middle Atlantic
17505 | 0.82252 | Lancaster | 0 | PA | 2010 | 1045 | 270986.2638 | 19927.34 | 21954610 | 925 | 148823.3619 | 858 | 65135.5057 | 768 | 54578.2474 | 9903.87 | 10783800 | 114 | 105658.4714 | 114 | 57663.7364 | 114 | 53197.0042 | 8625.72 | 9567910 | 6 | 16504.4305 | 6 | 12316.3394 | 6 | 11613.672 | 1397.75 | 1602900 | 259.317 | 88.52% | 54.92% | 10.91% | 38.99% | 0.5742% | 6.091% | 92.76% | 43.77% | 83.03% | 36.67% | 100% | 54.58% | 100% | 50.35% | 100% | 74.62% | 100% | 70.37% | Suburb Large | 435.8069 | Middle Atlantic
17508 | 1 | Lancaster | 0 | PA | 2010 | 44 | 6188.9526 | 343.423 | 381669 | 44 | 6188.9526 | 44 | 2396.9917 | 39 | 1858.9595 | 343.423 | 381669 | 0 | 0 | 0 | 0 | 0 | 0 | 0 | 0 | 0 | 0 | 0 | 0 | 0 | 0 | 0 | 0 | 140.658 | 100% | 100% | 0% | 0% | 0% | 0% | 100% | 38.73% | 88.64% | 30.04% | #DIV/0! | #DIV/0! | #DIV/0! | #DIV/0! | #DIV/0! | #DIV/0! | #DIV/0! | #DIV/0! | Suburb Large | 438.553 | Middle Atlantic
17516 | 0.21181 | Lancaster | 0 | PA | 2010 | 766 | 134808.9409 | 7237.897 | 8026639 | 743 | 112712.5431 | 705 | 39793.4091 | 563 | 31556.4283 | 5694.01 | 6295310 | 22 | 18189.9944 | 22 | 7732.9659 | 22 | 6947.8386 | 1200.25 | 1335890 | 1 | 3906.4034 | 1 | 3163.1058 | 1 | 2991.9437 | 343.637 | 395439 | 175.9908 | 97% | 83.61% | 2.872% | 13.49% | 0.1305% | 2.898% | 94.89% | 35.31% | 75.77% | 28% | 100% | 42.51% | 100% | 38.2% | 100% | 80.97% | 100% | 76.59% | Suburb Large | 182.1269 | Middle Atlantic
17520 | 1 | Lancaster | 0 | PA | 2010 | 1737 | 390690.324 | 27263.74 | 30361030 | 1650 | 237323.5141 | 1629 | 94447.4166 | 1448 | 74809.1446 | 13417.5 | 14622400 | 72 | 67995.1488 | 72 | 45172.6091 | 72 | 42499.6874 | 5664.79 | 6365060 | 15 | 85371.6611 | 15 | 72345.9589 | 15 | 70253.2029 | 8181.45 | 9373570 | 224.9225 | 94.99% | 60.74% | 4.145% | 17.4% | 0.8636% | 21.85% | 98.73% | 39.8% | 87.76% | 31.52% | 100% | 66.44% | 100% | 62.5% | 100% | 84.74% | 100% | 82.29% | Suburb Large | 654.3512 | Middle Atlantic
17522 | 0.077474 | Lancaster | 0 | PA | 2010 | 1108 | 292629.2663 | 19987.77 | 22565820 | 1016 | 153415.7235 | 971 | 60317.4093 | 855 | 47908.6313 | 8437.38 | 9347370 | 79 | 78607.7104 | 79 | 46455.6696 | 79 | 43186.7265 | 5944.91 | 6779980 | 13 | 60605.8324 | 13 | 47590.4283 | 13 | 46099.09 | 5605.48 | 6438470 | 264.1058 | 91.7% | 52.43% | 7.13% | 26.86% | 1.173% | 20.71% | 95.57% | 39.32% | 84.15% | 31.23% | 100% | 59.1% | 100% | 54.94% | 100% | 78.52% | 100% | 76.06% | Suburb Large | 744.2278 | Middle Atlantic
17537 | 1 | Lancaster | 0 | PA | 2010 | 34 | 4376.5648 | 225.2651 | 252207.5 | 33 | 3744.147 | 31 | 1356.1973 | 19 | 1025.6538 | 177.479 | 195187 | 1 | 632.4178 | 1 | 278.7329 | 1 | 268.081 | 47.7861 | 57020.5 | 0 | 0 | 0 | 0 | 0 | 0 | 0 | 0 | 128.7225 | 97.06% | 85.55% | 2.941% | 14.45% | 0% | 0% | 93.94% | 36.22% | 57.58% | 27.39% | 100% | 44.07% | 100% | 42.39% | #DIV/0! | #DIV/0! | #DIV/0! | #DIV/0! | Suburb Large | 954.8312 | Middle Atlantic
17538 | 0.96836 | Lancaster | 0 | PA | 2010 | 2498 | 522130.0188 | 33531.26 | 37284180 | 2411 | 358946.6627 | 2366 | 136967.3596 | 2107 | 105579.8881 | 19255.2 | 21103200 | 69 | 67934.1707 | 69 | 45277.403 | 68 | 42748.4809 | 5783.71 | 6493810 | 18 | 95249.1854 | 18 | 73238.5029 | 18 | 70261.0861 | 8492.35 | 9687170 | 209.0192 | 96.52% | 68.75% | 2.762% | 13.01% | 0.7206% | 18.24% | 98.13% | 38.16% | 87.39% | 29.41% | 100% | 66.65% | 98.55% | 62.93% | 100% | 76.89% | 100% | 73.77% | Suburb Large | 1526.5614 | Middle Atlantic
17540 | 0.74122 | Lancaster | 0 | PA | 2010 | 3625 | 1123762.9576 | 88349.1 | 99226700 | 3332 | 500767.2899 | 3123 | 203210.8501 | 2739 | 165722.6758 | 29771.1 | 32680800 | 258 | 217448.1827 | 258 | 118160.7292 | 257 | 109054.7257 | 17632.2 | 19450000 | 35 | 405547.485 | 35 | 360441.0337 | 35 | 355070.7065 | 40945.8 | 47095900 | 310.0036 | 91.92% | 44.56% | 7.117% | 19.35% | 0.9655% | 36.09% | 93.73% | 40.58% | 82.2% | 33.09% | 100% | 54.34% | 99.61% | 50.15% | 100% | 88.88% | 100% | 87.55% | Suburb Large | 521.4537 | Middle Atlantic
17543 | 0.20436 | Lancaster | 0 | PA | 2010 | 4017 | 1125358.4571 | 76183.2 | 84872200 | 3697 | 700421.2338 | 3634 | 278253.0311 | 3385 | 217860.3267 | 41432.1 | 45693400 | 289 | 236660.7896 | 289 | 134820.5039 | 289 | 122901.4321 | 18507.1 | 20733700 | 31 | 188276.4337 | 31 | 134192.1903 | 31 | 128024.9414 | 16244 | 18445100 | 280.149 | 92.03% | 62.24% | 7.194% | 21.03% | 0.7717% | 16.73% | 98.3% | 39.73% | 91.56% | 31.1% | 100% | 56.97% | 100% | 51.93% | 100% | 71.27% | 100% | 68% | Suburb Large | 713.467 | Middle Atlantic
17545 | 0.15873 | Lancaster | 0 | PA | 2010 | 1163 | 357920.5805 | 27433.71 | 30596090 | 1045 | 174954.8303 | 999 | 71398.4372 | 863 | 59272.1854 | 10618.3 | 11732800 | 112 | 104661.1484 | 112 | 57360.1149 | 112 | 53822.7904 | 8764.47 | 9681020 | 6 | 78304.6019 | 6 | 67486.9738 | 6 | 66838.2876 | 8050.94 | 9182270 | 307.7563 | 89.85% | 48.88% | 9.63% | 29.24% | 0.5159% | 21.88% | 95.6% | 40.81% | 82.58% | 33.88% | 100% | 54.81% | 100% | 51.43% | 100% | 86.19% | 100% | 85.36% | Suburb Large | 348.3177 | Middle Atlantic
17551 | 0.57392 | Lancaster | 0 | PA | 2010 | 2527 | 610157.2541 | 37813.04 | 42096340 | 2316 | 367870.8339 | 2263 | 136405.1968 | 1902 | 106509.6151 | 19211.9 | 21161600 | 194 | 156548.9806 | 194 | 81994.6837 | 192 | 74200.7639 | 11516.8 | 12826400 | 17 | 85737.4395 | 17 | 62543.7552 | 17 | 59192.9766 | 7084.34 | 8108340 | 241.4552 | 91.65% | 60.29% | 7.677% | 25.66% | 0.6727% | 14.05% | 97.71% | 37.08% | 82.12% | 28.95% | 100% | 52.38% | 98.97% | 47.4% | 100% | 72.95% | 100% | 69.04% | Suburb Large | 1007.2142 | Middle Atlantic
17552 | 0.16156 | Harrisburg | 0 | PA | 2009 | 976 | 245057.4703 | 17851.94 | 20046280 | 915 | 146321.4773 | 907 | 63392.4584 | 843 | 52184.9828 | 9559.88 | 10546300 | 51 | 46881.2528 | 51 | 24300.6596 | 51 | 22307.3899 | 3315.47 | 3765600 | 10 | 51854.7403 | 10 | 44098.9708 | 10 | 43275.1518 | 4976.59 | 5734380 | 251.0835 | 93.75% | 59.71% | 5.225% | 19.13% | 1.025% | 21.16% | 99.13% | 43.32% | 92.13% | 35.66% | 100% | 51.83% | 100% | 47.58% | 100% | 85.04% | 100% | 83.45% | Rural Fringe | 576.9772 | Middle Atlantic
17554 | 0.67722 | Lancaster | 0 | PA | 2010 | 1283 | 364414.0821 | 26616.13 | 30099680 | 1198 | 179756.4726 | 1190 | 66989.9116 | 1043 | 52680.4132 | 9579.33 | 10649200 | 70 | 50480.1842 | 70 | 27757.3568 | 70 | 25573.5537 | 3988.1 | 4392280 | 15 | 134177.4252 | 15 | 117631.4481 | 15 | 115325.167 | 13048.7 | 15058200 | 284.0328 | 93.37% | 49.33% | 5.456% | 13.85% | 1.169% | 36.82% | 99.33% | 37.27% | 87.06% | 29.31% | 100% | 54.99% | 100% | 50.66% | 100% | 87.67% | 100% | 85.95% | Suburb Large | 1470.3666 | Middle Atlantic
17560 | 0.59619 | Lancaster | 0 | PA | 2010 | 1709 | 282546.513 | 17121.7 | 19010690 | 1649 | 221754.5271 | 1577 | 89810.4274 | 1313 | 71323.6692 | 12319.1 | 13683500 | 55 | 44601.5034 | 55 | 22642.4914 | 55 | 20669.7604 | 3420.15 | 3779110 | 5 | 16190.4825 | 5 | 10244.3421 | 5 | 9687.7351 | 1382.45 | 1548080 | 165.3286 | 96.49% | 78.48% | 3.218% | 15.79% | 0.2926% | 5.73% | 95.63% | 40.5% | 79.62% | 32.16% | 100% | 50.77% | 100% | 46.34% | 100% | 63.27% | 100% | 59.84% | Rural Fringe | 332.7945 | Middle Atlantic
17565 | 0.34322 | Lancaster | 0 | PA | 2010 | 696 | 118305.0454 | 5192.318 | 5812985 | 681 | 102420.7882 | 619 | 27878.0989 | 453 | 21623.5821 | 3938.09 | 4400940 | 14 | 9826.5988 | 14 | 4741.4905 | 14 | 4422.5642 | 742.312 | 821767 | 1 | 6057.6584 | 1 | 4631.6477 | 1 | 4407.0535 | 511.916 | 590278 | 169.9785 | 97.84% | 86.57% | 2.011% | 8.306% | 0.1437% | 5.12% | 90.9% | 27.22% | 66.52% | 21.11% | 100% | 48.25% | 100% | 45.01% | 100% | 76.46% | 100% | 72.75% | Suburb Large | 171.3462 | Middle Atlantic
17566 | 0.046002 | Lancaster | 0 | PA | 2010 | 326 | 69703.6861 | 4760.313 | 5324690 | 310 | 44843.5096 | 296 | 16838.7416 | 241 | 13936.513 | 2525.47 | 2816340 | 13 | 10996.7872 | 13 | 5956.4911 | 13 | 5461.4886 | 935.163 | 1021040 | 3 | 13863.3893 | 3 | 11108.3728 | 3 | 10785.7712 | 1299.68 | 1487310 | 213.815 | 95.09% | 64.33% | 3.988% | 15.78% | 0.9202% | 19.89% | 95.48% | 37.55% | 77.74% | 31.08% | 100% | 54.17% | 100% | 49.66% | 100% | 80.13% | 100% | 77.8% | Rural Fringe | 203.8156 | Middle Atlantic
17568 | 1 | Lancaster | 0 | PA | 2010 | 20 | 2351.5347 | 111.645 | 124134 | 20 | 2351.5347 | 20 | 795.5713 | 19 | 579.7834 | 111.645 | 124134 | 0 | 0 | 0 | 0 | 0 | 0 | 0 | 0 | 0 | 0 | 0 | 0 | 0 | 0 | 0 | 0 | 117.5767 | 100% | 100% | 0% | 0% | 0% | 0% | 100% | 33.83% | 95% | 24.66% | #DIV/0! | #DIV/0! | #DIV/0! | #DIV/0! | #DIV/0! | #DIV/0! | #DIV/0! | #DIV/0! | Suburb Large | 331.3311 | Middle Atlantic
17572 | 0.40109 | Lancaster | 0 | PA | 2010 | 1069 | 255221.9838 | 18573.15 | 20356980 | 969 | 154091.0632 | 912 | 67876.586 | 824 | 56132.4797 | 10033.7 | 10872300 | 97 | 85892.3569 | 97 | 47733.3755 | 97 | 44238.2311 | 7121.14 | 7868920 | 3 | 15238.5637 | 3 | 11881.7745 | 3 | 11394.1867 | 1418.31 | 1615760 | 238.7483 | 90.65% | 60.38% | 9.074% | 33.65% | 0.2806% | 5.971% | 94.12% | 44.05% | 85.04% | 36.43% | 100% | 55.57% | 100% | 51.5% | 100% | 77.97% | 100% | 74.77% | Rural Fringe | 369.0931 | Middle Atlantic
17576 | 1 | Lancaster | 0 | PA | 2010 | 67 | 15204.883 | 1183.806 | 1254860 | 63 | 11099.245 | 62 | 5404.7301 | 58 | 4477.4586 | 788.877 | 828558 | 4 | 4105.6379 | 4 | 2734.1691 | 4 | 2564.3722 | 394.929 | 426302 | 0 | 0 | 0 | 0 | 0 | 0 | 0 | 0 | 226.9386 | 94.03% | 73% | 5.97% | 27% | 0% | 0% | 98.41% | 48.69% | 92.06% | 40.34% | 100% | 66.6% | 100% | 62.46% | #DIV/0! | #DIV/0! | #DIV/0! | #DIV/0! | Suburb Large | 618.8549 | Middle Atlantic
17579 | 0.8864 | Lancaster | 0 | PA | 2010 | 2927 | 569027.9595 | 37033.86 | 41163260 | 2780 | 409228.7065 | 2672 | 163085.1834 | 2347 | 131024.3211 | 23787.1 | 26319900 | 141 | 124851.2064 | 141 | 67275.7573 | 141 | 63307.5449 | 10462.1 | 11644100 | 6 | 34948.0466 | 6 | 22797.2488 | 6 | 21987.996 | 2784.66 | 3199260 | 194.4065 | 94.98% | 71.92% | 4.817% | 21.94% | 0.205% | 6.142% | 96.12% | 39.85% | 84.42% | 32.02% | 100% | 53.88% | 100% | 50.71% | 100% | 65.23% | 100% | 62.92% | Suburb Large | 351.5475 | Middle Atlantic
17580 | 1 | Lancaster | 0 | PA | 2010 | 9 | 849.7586 | 36.7478 | 40761.6 | 9 | 849.7586 | 9 | 282.2287 | 7 | 199.471 | 36.7478 | 40761.6 | 0 | 0 | 0 | 0 | 0 | 0 | 0 | 0 | 0 | 0 | 0 | 0 | 0 | 0 | 0 | 0 | 94.4176 | 100% | 100% | 0% | 0% | 0% | 0% | 100% | 33.21% | 77.78% | 23.47% | #DIV/0! | #DIV/0! | #DIV/0! | #DIV/0! | #DIV/0! | #DIV/0! | #DIV/0! | #DIV/0! | Suburb Large | 438.553 | Middle Atlantic
17582 | 0.17488 | Lancaster | 0 | PA | 2010 | 371 | 81182.0611 | 5026.827 | 5599202 | 344 | 53566.56 | 334 | 19988.2926 | 299 | 15823.0417 | 2922.37 | 3241610 | 25 | 20934.8342 | 25 | 11252.3129 | 25 | 10468.1592 | 1642.66 | 1833480 | 2 | 6680.667 | 2 | 3283.4519 | 2 | 3072.2944 | 461.797 | 524112 | 218.8196 | 92.72% | 65.98% | 6.739% | 25.79% | 0.5391% | 8.229% | 97.09% | 37.31% | 86.92% | 29.54% | 100% | 53.75% | 100% | 50% | 100% | 49.15% | 100% | 45.99% | Suburb Large | 123.4364 | Middle Atlantic
17584 | 1 | Lancaster | 0 | PA | 2010 | 3748 | 859502.1786 | 59839.4 | 66040400 | 3537 | 539619.5583 | 3444 | 221166.3362 | 3054 | 177619.0629 | 31747.3 | 34674000 | 188 | 162672.3063 | 188 | 93776.9712 | 188 | 86598.9907 | 13900.3 | 15205200 | 23 | 157210.3141 | 23 | 121845.3837 | 23 | 117062.1352 | 14191.8 | 16161200 | 229.3229 | 94.37% | 62.78% | 5.016% | 18.93% | 0.6137% | 18.29% | 97.37% | 40.99% | 86.34% | 32.92% | 100% | 57.65% | 100% | 53.24% | 100% | 77.5% | 100% | 74.46% | Suburb Large | 466.407 | Middle Atlantic
17601 | 0.97981 | Lancaster | 0 | PA | 2010 | 16787 | 5868976.4827 | 421643.1 | 476400500 | 15428 | 2587429.5132 | 15014 | 921839.9082 | 12958 | 714106.6919 | 130180 | 143835000 | 1095 | 920603.8873 | 1095 | 549990.9759 | 1091 | 507977.2203 | 72157.1 | 80675500 | 264 | 2360943.0822 | 264 | 1934367.6682 | 264 | 1879540.2977 | 219306 | 251890000 | 349.6144 | 91.9% | 44.09% | 6.523% | 15.69% | 1.573% | 40.23% | 97.32% | 35.63% | 83.99% | 27.6% | 100% | 59.74% | 99.63% | 55.18% | 100% | 81.93% | 100% | 79.61% | Suburb Large | 1497.7918 | Middle Atlantic
17602 | 1 | Lancaster | 0 | PA | 2010 | 10893 | 3339950.2457 | 229013.5 | 255701900 | 9693 | 1545140.0068 | 9479 | 628924.8573 | 8246 | 499793.4002 | 85177.1 | 93624500 | 1076 | 899256.8018 | 1076 | 487982.5356 | 1075 | 438002.4397 | 64313 | 71675900 | 124 | 895553.4371 | 124 | 682558.0745 | 124 | 654903.8461 | 79523.4 | 90401500 | 306.6144 | 88.98% | 46.26% | 9.878% | 26.92% | 1.138% | 26.81% | 97.79% | 40.7% | 85.07% | 32.35% | 100% | 54.27% | 99.91% | 48.71% | 100% | 76.22% | 100% | 73.13% | Suburb Large | 1985.7646 | Middle Atlantic
17603 | 0.98753 | Lancaster | 0 | PA | 2010 | 14861 | 3908592.1645 | 249061.4 | 279446600 | 13531 | 2089203.2442 | 13209 | 788124.7517 | 11193 | 617428.4949 | 104032 | 115652000 | 1186 | 1005910.0129 | 1186 | 556148.9499 | 1183 | 499837.1136 | 72136 | 80517000 | 144 | 813478.9074 | 144 | 627750.0694 | 144 | 606836.3639 | 72893.4 | 83277600 | 263.01 | 91.05% | 53.45% | 7.981% | 25.74% | 0.969% | 20.81% | 97.62% | 37.72% | 82.72% | 29.55% | 100% | 55.29% | 99.75% | 49.69% | 100% | 77.17% | 100% | 74.6% | Suburb Large | 2124.3111 | Middle Atlantic
18014 | 0.052948 | Allentown | 0 | PA | 2006 | 180 | 63664.1244 | 4410.23 | 5262450 | 158 | 27316.118 | 158 | 12876.2245 | 142 | 10781.3496 | 1798.09 | 2117250 | 20 | 15167.1101 | 20 | 9132.5768 | 20 | 8503.8415 | 1222.34 | 1452460 | 2 | 21180.8962 | 2 | 11009.6627 | 2 | 10257.8604 | 1389.8 | 1692740 | 353.6896 | 87.78% | 42.91% | 11.11% | 23.82% | 1.111% | 33.27% | 100% | 47.14% | 89.87% | 39.47% | 100% | 60.21% | 100% | 56.07% | 100% | 51.98% | 100% | 48.43% | Suburb Large | 360.1782 | Middle Atlantic
18015 | 0.90988 | Allentown | 0 | PA | 2006 | 7354 | 1845799.2122 | 109891.3 | 131498400 | 6887 | 1015050.0867 | 6764 | 355068.421 | 5550 | 264910.8603 | 46189.7 | 54717700 | 403 | 352651.9444 | 403 | 178134.553 | 400 | 159509.9394 | 22987.9 | 27548100 | 64 | 478097.1811 | 64 | 325054.9097 | 64 | 312158.2695 | 40713.7 | 49232600 | 250.9925 | 93.65% | 54.99% | 5.48% | 19.11% | 0.8703% | 25.9% | 98.21% | 34.98% | 80.59% | 26.1% | 100% | 50.51% | 99.26% | 45.23% | 100% | 67.99% | 100% | 65.29% | Rural Fringe | 1622.3537 | Middle Atlantic
18017 | 1 | Allentown | 0 | PA | 2006 | 11518 | 3097367.6196 | 212081.4 | 254175900 | 10876 | 1775817.1716 | 10779 | 689274.4927 | 9777 | 545438.1114 | 96834.4 | 113052000 | 497 | 445991.0792 | 497 | 272046.4349 | 497 | 252644.1743 | 34351.3 | 41403700 | 145 | 875559.3688 | 145 | 707670.6265 | 145 | 688044.0625 | 80895.7 | 99720200 | 268.9154 | 94.43% | 57.33% | 4.315% | 14.4% | 1.259% | 28.27% | 99.11% | 38.81% | 89.9% | 30.71% | 100% | 61% | 100% | 56.65% | 100% | 80.82% | 100% | 78.58% | City Small | 2239.6345 | Middle Atlantic
18018 | 1 | Allentown | 0 | PA | 2006 | 8251 | 1625688.7056 | 100252.8 | 118979800 | 7798 | 997829.5685 | 7734 | 374607.641 | 6630 | 284175.0971 | 49547.2 | 57929400 | 399 | 333711.1111 | 399 | 192755.2027 | 399 | 177982.4393 | 25074.5 | 29852700 | 54 | 294148.026 | 54 | 219805.7455 | 54 | 210536.9823 | 25631.1 | 31197700 | 197.0293 | 94.51% | 61.38% | 4.836% | 20.53% | 0.6545% | 18.09% | 99.18% | 37.54% | 85.02% | 28.48% | 100% | 57.76% | 100% | 53.33% | 100% | 74.73% | 100% | 71.58% | City Small | 5696.1312 | Middle Atlantic
18020 | 1 | Allentown | 0 | PA | 2006 | 7190 | 2069100.6527 | 155751.9 | 186908200 | 6906 | 1187649.8086 | 6864 | 486104.9469 | 6495 | 392522.0468 | 70423.5 | 82163000 | 223 | 182195.3988 | 223 | 114924.8762 | 223 | 107321.7565 | 14885.4 | 17780000 | 61 | 699255.4452 | 61 | 623643.3438 | 61 | 615117.3758 | 70443 | 86965200 | 287.7748 | 96.05% | 57.4% | 3.102% | 8.806% | 0.8484% | 33.8% | 99.39% | 40.93% | 94.05% | 33.05% | 100% | 63.08% | 100% | 58.9% | 100% | 89.19% | 100% | 87.97% | City Small | 1493.3303 | Middle Atlantic
18032 | 1 | Allentown | 0 | PA | 2006 | 2747 | 481978.7555 | 27218.09 | 32414230 | 2644 | 353734.9713 | 2635 | 131348.9562 | 2295 | 100286.3359 | 17609.3 | 20883800 | 95 | 80283.9974 | 95 | 43014.589 | 95 | 38630.1587 | 5552.72 | 6646070 | 8 | 47959.7867 | 8 | 31792.7586 | 8 | 30002.5325 | 4056.07 | 4884360 | 175.4564 | 96.25% | 73.39% | 3.458% | 16.66% | 0.2912% | 9.951% | 99.66% | 37.13% | 86.8% | 28.35% | 100% | 53.58% | 100% | 48.12% | 100% | 66.29% | 100% | 62.56% | Suburb Large | 3871.6648 | Middle Atlantic
18034 | 0.35106 | Allentown | 0 | PA | 2006 | 496 | 152356.3545 | 8765.61 | 10733290 | 467 | 74542.44 | 443 | 19836.7694 | 321 | 14749.1393 | 2525.34 | 3063910 | 19 | 16157.5128 | 19 | 8255.0295 | 18 | 7382.6489 | 1081.59 | 1292350 | 10 | 61656.4016 | 10 | 46828.6233 | 10 | 45407.8624 | 5158.68 | 6377030 | 307.1701 | 94.15% | 48.93% | 3.831% | 10.61% | 2.016% | 40.47% | 94.86% | 26.61% | 68.74% | 19.79% | 100% | 51.09% | 94.74% | 45.69% | 100% | 75.95% | 100% | 73.65% | Suburb Large | 570.601 | Middle Atlantic
18035 | 0.6023 | Allentown | 0 | PA | 2006 | 50 | 11186.5623 | 640.5014 | 755241.7 | 48 | 10180.6244 | 48 | 4118.1776 | 47 | 3107.4907 | 560.026 | 663011 | 2 | 1005.938 | 2 | 584.1764 | 2 | 512.0493 | 80.4754 | 92230.7 | 0 | 0 | 0 | 0 | 0 | 0 | 0 | 0 | 223.7312 | 96% | 91.01% | 4% | 8.992% | 0% | 0% | 100% | 40.45% | 97.92% | 30.52% | 100% | 58.07% | 100% | 50.9% | #DIV/0! | #DIV/0! | #DIV/0! | #DIV/0! | Suburb Large | 348.9367 | Middle Atlantic
18036 | 0.01697 | Allentown | 0 | PA | 2006 | 105 | 15264.4467 | 356.564 | 435131 | 105 | 15264.4467 | 82 | 2860.8377 | 50 | 1999.8719 | 356.564 | 435131 | 0 | 0 | 0 | 0 | 0 | 0 | 0 | 0 | 0 | 0 | 0 | 0 | 0 | 0 | 0 | 0 | 145.3757 | 100% | 100% | 0% | 0% | 0% | 0% | 78.1% | 18.74% | 47.62% | 13.1% | #DIV/0! | #DIV/0! | #DIV/0! | #DIV/0! | #DIV/0! | #DIV/0! | #DIV/0! | #DIV/0! | Suburb Large | 418.0925 | Middle Atlantic
18037 | 0.37822 | Allentown | 0 | PA | 2006 | 1691 | 269288.6422 | 14572.764 | 17347664 | 1655 | 233931.6037 | 1650 | 89947.8965 | 1435 | 69078.3753 | 12068 | 14315700 | 35 | 30002.0287 | 35 | 15218.4589 | 35 | 13963.8716 | 1974.2 | 2374930 | 1 | 5355.0098 | 1 | 4823.8085 | 1 | 4665.1903 | 530.564 | 657034 | 159.2482 | 97.87% | 86.87% | 2.07% | 11.14% | 0.05914% | 1.989% | 99.7% | 38.45% | 86.71% | 29.53% | 100% | 50.72% | 100% | 46.54% | 100% | 90.08% | 100% | 87.12% | Suburb Large | 876.0093 | Middle Atlantic
18040 | 0.11709 | Allentown | 0 | PA | 2006 | 1610 | 352584.0683 | 23183.32 | 27576690 | 1549 | 243389.2611 | 1531 | 97338.9122 | 1359 | 75736.2982 | 13862.7 | 16285700 | 56 | 45511.6266 | 56 | 24666.7273 | 56 | 22609.4898 | 3571.55 | 4190670 | 5 | 63683.1806 | 5 | 51945.3743 | 5 | 49959.2861 | 5749.07 | 7100320 | 218.9963 | 96.21% | 69.03% | 3.478% | 12.91% | 0.3106% | 18.06% | 98.84% | 39.99% | 87.73% | 31.12% | 100% | 54.2% | 100% | 49.68% | 100% | 81.57% | 100% | 78.45% | Suburb Large | 890.8666 | Middle Atlantic
18042 | 0.67043 | Allentown | 0 | PA | 2006 | 9014 | 1991104.4789 | 120441.8 | 144010600 | 8441 | 1100375.1285 | 8257 | 407912.4998 | 6681 | 299868.7975 | 51788.4 | 60757900 | 494 | 443158.1547 | 493 | 249437.8566 | 492 | 226194.9861 | 31451.8 | 37788200 | 79 | 447571.1958 | 79 | 320245.4289 | 79 | 304550.5116 | 37201.6 | 45464500 | 220.8902 | 93.64% | 55.26% | 5.48% | 22.26% | 0.8764% | 22.48% | 97.82% | 37.07% | 79.15% | 27.25% | 99.8% | 56.29% | 99.6% | 51.04% | 100% | 71.55% | 100% | 68.05% | Suburb Large | 1724.8311 | Middle Atlantic
18045 | 0.7696 | Allentown | 0 | PA | 2006 | 8378 | 1784352.4463 | 110742.8 | 131781600 | 8110 | 1304006.8414 | 8017 | 492676.5736 | 7193 | 385461.176 | 69187 | 81198900 | 231 | 190316.9599 | 231 | 114111.0314 | 231 | 105701.9523 | 14754.4 | 17651500 | 37 | 290028.6449 | 37 | 228185.4763 | 37 | 220847.7944 | 26801.4 | 32931200 | 212.9807 | 96.8% | 73.08% | 2.757% | 10.67% | 0.4416% | 16.25% | 98.85% | 37.78% | 88.69% | 29.56% | 100% | 59.96% | 100% | 55.54% | 100% | 78.68% | 100% | 76.15% | Suburb Large | 1417.7588 | Middle Atlantic
18049 | 0.37393 | Allentown | 0 | PA | 2006 | 4267 | 859635.5425 | 47754.6 | 57960800 | 4077 | 593130.3616 | 4002 | 209762.989 | 3445 | 156730.2885 | 27358.8 | 33059400 | 167 | 142744.6862 | 167 | 78546.5849 | 167 | 71363.2032 | 9809.7 | 11957100 | 23 | 123760.4947 | 23 | 90002.1558 | 23 | 85971.4161 | 10586.1 | 12944300 | 201.4613 | 95.55% | 69% | 3.914% | 16.61% | 0.539% | 14.4% | 98.16% | 35.37% | 84.5% | 26.42% | 100% | 55.03% | 100% | 49.99% | 100% | 72.72% | 100% | 69.47% | Suburb Large | 1172.035 | Middle Atlantic
18052 | 0.99293 | Allentown | 0 | PA | 2006 | 8275 | 2082074.7868 | 141257.2 | 169329100 | 7771 | 1172146.1132 | 7744 | 473844.2999 | 6923 | 368323.8819 | 63895 | 74866300 | 440 | 381955.3794 | 440 | 220506.3327 | 440 | 205336.269 | 28623.2 | 34404900 | 64 | 527973.2942 | 64 | 432950.2587 | 64 | 419001.3928 | 48739 | 60057900 | 251.6102 | 93.91% | 56.3% | 5.317% | 18.34% | 0.7734% | 25.36% | 99.65% | 40.43% | 89.09% | 31.42% | 100% | 57.73% | 100% | 53.76% | 100% | 82% | 100% | 79.36% | Suburb Large | 2129.2891 | Middle Atlantic
18055 | 0.42028 | Allentown | 0 | PA | 2006 | 2770 | 450328.0271 | 27656.07 | 32520050 | 2649 | 348618.0391 | 2616 | 141321.0651 | 2315 | 110406.9828 | 19683.3 | 23104600 | 116 | 85047.4058 | 116 | 46709.8046 | 115 | 41385.009 | 6531.58 | 7643030 | 5 | 16662.5822 | 5 | 12810.3717 | 5 | 12270.1474 | 1441.19 | 1772420 | 162.5733 | 95.63% | 77.41% | 4.188% | 18.89% | 0.1805% | 3.7% | 98.75% | 40.54% | 87.39% | 31.67% | 100% | 54.92% | 99.14% | 48.66% | 100% | 76.88% | 100% | 73.64% | Rural Fringe | 570.2038 | Middle Atlantic
18059 | 0.94482 | Allentown | 0 | PA | 2006 | 514 | 82660.5349 | 5521.864 | 6357832 | 503 | 73287.3006 | 501 | 32568.6312 | 462 | 25447.3827 | 4727.74 | 5431170 | 11 | 9373.2343 | 11 | 5652.4258 | 11 | 5211.5676 | 794.124 | 926662 | 0 | 0 | 0 | 0 | 0 | 0 | 0 | 0 | 160.8182 | 97.86% | 88.66% | 2.14% | 11.34% | 0% | 0% | 99.6% | 44.44% | 91.85% | 34.72% | 100% | 60.3% | 100% | 55.6% | #DIV/0! | #DIV/0! | #DIV/0! | #DIV/0! | Suburb Large | 502.8993 | Middle Atlantic
18064 | 0.3213 | Allentown | 0 | PA | 2006 | 4826 | 1047380.2611 | 71075.6 | 84191400 | 4629 | 697385.6705 | 4606 | 298160.6194 | 4187 | 235017.0347 | 42401.3 | 49383000 | 165 | 143310.4192 | 165 | 90477.8558 | 164 | 84425.2167 | 11436 | 13778900 | 32 | 206684.1714 | 32 | 148570.3234 | 32 | 142183.925 | 17238.3 | 21029500 | 217.0286 | 95.92% | 66.58% | 3.419% | 13.68% | 0.6631% | 19.73% | 99.5% | 42.75% | 90.45% | 33.7% | 100% | 63.13% | 99.39% | 58.91% | 100% | 71.88% | 100% | 68.79% | Suburb Large | 604.8317 | Middle Atlantic
18067 | 0.68403 | Allentown | 0 | PA | 2006 | 5647 | 1129992.0123 | 70535.4 | 84012100 | 5422 | 834626.534 | 5380 | 334585.4208 | 4865 | 266107.8987 | 47177.5 | 55627400 | 200 | 174570.8967 | 200 | 100943.8721 | 199 | 93168.1293 | 13095.7 | 15768200 | 25 | 120794.5816 | 25 | 89049.9257 | 25 | 85610.7089 | 10262.2 | 12616500 | 200.1048 | 96.02% | 73.86% | 3.542% | 15.45% | 0.4427% | 10.69% | 99.23% | 40.09% | 89.73% | 31.88% | 100% | 57.82% | 99.5% | 53.37% | 100% | 73.72% | 100% | 70.87% | Suburb Large | 699.1972 | Middle Atlantic
18086 | 0.47721 | Allentown | 0 | PA | 2006 | 11 | 2051.0193 | 62.1675 | 71507 | 10 | 1519.3887 | 10 | 462.5176 | 9 | 269.1541 | 53.0419 | 60257.7 | 1 | 531.6305 | 1 | 96 | 1 | 56 | 9.1256 | 11249.3 | 0 | 0 | 0 | 0 | 0 | 0 | 0 | 0 | 186.4563 | 90.91% | 74.08% | 9.091% | 25.92% | 0% | 0% | 100% | 30.44% | 90% | 17.71% | 100% | 18.06% | 100% | 10.53% | #DIV/0! | #DIV/0! | #DIV/0! | #DIV/0! | Suburb Large | 332.6276 | Middle Atlantic
18088 | 0.015597 | Allentown | 0 | PA | 2006 | 55 | 10440.1111 | 547.385 | 652363 | 54 | 8364.0575 | 53 | 3018.5949 | 45 | 2323.1898 | 421.106 | 496772 | 1 | 2076.0536 | 1 | 1049.7089 | 1 | 964.7916 | 126.279 | 155591 | 0 | 0 | 0 | 0 | 0 | 0 | 0 | 0 | 189.8202 | 98.18% | 80.11% | 1.818% | 19.89% | 0% | 0% | 98.15% | 36.09% | 83.33% | 27.78% | 100% | 50.56% | 100% | 46.47% | #DIV/0! | #DIV/0! | #DIV/0! | #DIV/0! | Suburb Large | 432.7346 | Middle Atlantic
18101 | 1 | Allentown | 0 | PA | 2006 | 220 | 158992.4462 | 9747.74 | 11954720 | 145 | 32726.8632 | 144 | 16231.645 | 135 | 12457.8488 | 1624.89 | 1984770 | 58 | 61168.204 | 58 | 33030.1325 | 58 | 28796.7006 | 3641.41 | 4438680 | 17 | 65097.3789 | 17 | 41489.4057 | 17 | 38591.2044 | 4481.44 | 5531270 | 722.6929 | 65.91% | 20.58% | 26.36% | 38.47% | 7.727% | 40.94% | 99.31% | 49.6% | 93.1% | 38.07% | 100% | 54% | 100% | 47.08% | 100% | 63.73% | 100% | 59.28% | City Midsize | 10988.6841 | Middle Atlantic
18102 | 1 | Allentown | 0 | PA | 2006 | 4338 | 1591902.0099 | 98345.8 | 118895600 | 3450 | 609995.0367 | 3446 | 285046.9154 | 3140 | 215996.7155 | 30247.3 | 36366400 | 828 | 698752.8161 | 828 | 407438.043 | 828 | 348078.5812 | 44424.9 | 53889600 | 60 | 283154.1571 | 60 | 199074.15 | 60 | 187455.0192 | 23673.6 | 28639600 | 366.9668 | 79.53% | 38.32% | 19.09% | 43.89% | 1.383% | 17.79% | 99.88% | 46.73% | 91.01% | 35.41% | 100% | 58.31% | 100% | 49.81% | 100% | 70.31% | 100% | 66.2% | City Midsize | 15182.3882 | Middle Atlantic
18103 | 0.94939 | Allentown | 0 | PA | 2006 | 12022 | 2948044.2444 | 190182.1 | 229643000 | 11405 | 1721920.0173 | 11218 | 662365.8908 | 9871 | 508154.1058 | 86971.5 | 102795000 | 516 | 425921.217 | 516 | 246070.6469 | 515 | 223714.5808 | 30398.9 | 36699000 | 101 | 800203.0102 | 101 | 630709.5061 | 101 | 609185.4645 | 72811.7 | 90149000 | 245.2208 | 94.87% | 58.41% | 4.292% | 14.45% | 0.8401% | 27.14% | 98.36% | 38.47% | 86.55% | 29.51% | 100% | 57.77% | 99.81% | 52.52% | 100% | 78.82% | 100% | 76.13% | Suburb Large | 2503.387 | Middle Atlantic
18104 | 0.43592 | Allentown | 0 | PA | 2006 | 8934 | 1798342.2347 | 99031.4 | 118235700 | 8505 | 1281334.6848 | 8445 | 481483.7363 | 7126 | 344877.1057 | 58444.4 | 68927600 | 390 | 320603.099 | 390 | 183852.9636 | 390 | 166852.6122 | 23073.6 | 27769000 | 39 | 196404.4509 | 39 | 154018.9353 | 39 | 147299.4619 | 17513.4 | 21539100 | 201.2919 | 95.2% | 71.25% | 4.365% | 17.83% | 0.4365% | 10.92% | 99.29% | 37.58% | 83.79% | 26.92% | 100% | 57.35% | 100% | 52.04% | 100% | 78.42% | 100% | 75% | Suburb Large | 1893.3944 | Middle Atlantic
18109 | 1 | Allentown | 0 | PA | 2006 | 4472 | 1713530.9666 | 135628.9 | 164519100 | 3926 | 562649.6891 | 3896 | 253145.4893 | 3428 | 206769.4342 | 32500.8 | 37975400 | 430 | 397492.0528 | 430 | 264100.7487 | 430 | 249857.868 | 32429.6 | 39221500 | 116 | 753389.2247 | 116 | 628587.4975 | 116 | 613492.2327 | 70698.5 | 87322200 | 383.1688 | 87.79% | 32.84% | 9.615% | 23.2% | 2.594% | 43.97% | 99.24% | 44.99% | 87.32% | 36.75% | 100% | 66.44% | 100% | 62.86% | 100% | 83.43% | 100% | 81.43% | Suburb Large | 2080.8125 | Middle Atlantic
18403 | 0.58379 | Scranton | 0 | PA | 2008 | 2996 | 684221.5447 | 48062.53 | 56354230 | 2894 | 409914.8354 | 2887 | 160876.9175 | 2579 | 123758.8391 | 22121.1 | 25541800 | 84 | 63421.7071 | 84 | 40261.203 | 84 | 37076.8831 | 4940.43 | 5767030 | 18 | 210885.0021 | 18 | 186692.3915 | 18 | 183112.0368 | 21001 | 25045400 | 228.3784 | 96.6% | 59.91% | 2.804% | 9.269% | 0.6008% | 30.82% | 99.76% | 39.25% | 89.12% | 30.19% | 100% | 63.48% | 100% | 58.46% | 100% | 88.53% | 100% | 86.83% | Suburb Large | 403.8336 | Middle Atlantic
18411 | 0.025615 | Scranton | 0 | PA | 2008 | 38 | 8390.5719 | 521.5169 | 600419 | 37 | 7110.5719 | 37 | 3142.6014 | 37 | 2534.3816 | 429.868 | 491086 | 1 | 1280 | 1 | 847.3428 | 1 | 796 | 91.6489 | 109333 | 0 | 0 | 0 | 0 | 0 | 0 | 0 | 0 | 220.8045 | 97.37% | 84.74% | 2.632% | 15.26% | 0% | 0% | 100% | 44.2% | 100% | 35.64% | 100% | 66.2% | 100% | 62.19% | #DIV/0! | #DIV/0! | #DIV/0! | #DIV/0! | Suburb Large | 378.9691 | Middle Atlantic
18433 | 0.021379 | Scranton | 0 | PA | 2008 | 320 | 46885.5683 | 2903.359 | 3264743 | 313 | 41784.5862 | 311 | 18336.259 | 266 | 13564.4447 | 2392.88 | 2693360 | 7 | 5100.9821 | 7 | 3395.5391 | 7 | 3279.9465 | 510.479 | 571383 | 0 | 0 | 0 | 0 | 0 | 0 | 0 | 0 | 146.5174 | 97.81% | 89.12% | 2.188% | 10.88% | 0% | 0% | 99.36% | 43.88% | 84.98% | 32.46% | 100% | 66.57% | 100% | 64.3% | #DIV/0! | #DIV/0! | #DIV/0! | #DIV/0! | Rural Fringe | 210.0515 | Middle Atlantic
18434 | 0.46902 | Scranton | 0 | PA | 2008 | 1935 | 405332.1288 | 27136.01 | 31979980 | 1886 | 231465.9929 | 1881 | 86437.3515 | 1590 | 64805.2431 | 11521.4 | 13332400 | 32 | 28340.1517 | 32 | 19396.2401 | 32 | 18538.4213 | 2327.61 | 2754980 | 17 | 145525.9843 | 17 | 119891.268 | 17 | 118076.5751 | 13287 | 15892600 | 209.474 | 97.47% | 57.11% | 1.654% | 6.992% | 0.8786% | 35.9% | 99.73% | 37.34% | 84.31% | 28% | 100% | 68.44% | 100% | 65.41% | 100% | 82.38% | 100% | 81.14% | Suburb Large | 608.6657 | Middle Atlantic
18447 | 0.37996 | Scranton | 0 | PA | 2008 | 3576 | 725569.1489 | 48722.1 | 57127070 | 3457 | 463890.6107 | 3444 | 180082.1754 | 3078 | 139527.1911 | 24774.9 | 28645600 | 102 | 95302.6763 | 102 | 64050.7666 | 102 | 60429.656 | 7593.7 | 8968070 | 17 | 166375.862 | 17 | 145135.8899 | 17 | 142710.3079 | 16353.5 | 19513400 | 202.8997 | 96.67% | 63.93% | 2.852% | 13.13% | 0.4754% | 22.93% | 99.62% | 38.82% | 89.04% | 30.08% | 100% | 67.21% | 100% | 63.41% | 100% | 87.23% | 100% | 85.78% | Rural Fringe | 493.4956 | Middle Atlantic
18452 | 1 | Scranton | 0 | PA | 2008 | 2163 | 357261.325 | 22242.53 | 25669710 | 2113 | 286820.6403 | 2109 | 118867.9062 | 1896 | 91087.1466 | 16265.5 | 18621100 | 46 | 42545.9818 | 46 | 25814.2641 | 44 | 23782.7642 | 3241.61 | 3785140 | 4 | 27894.7028 | 4 | 24228.9987 | 4 | 23843.5409 | 2735.42 | 3263470 | 165.1694 | 97.69% | 80.28% | 2.127% | 11.91% | 0.1849% | 7.808% | 99.81% | 41.44% | 89.73% | 31.76% | 100% | 60.67% | 95.65% | 55.9% | 100% | 86.86% | 100% | 85.48% | Suburb Large | 1648.893 | Middle Atlantic
18503 | 0.65782 | Scranton | 0 | PA | 2008 | 123 | 218325.7823 | 15601.052 | 18535128 | 29 | 5773.2257 | 29 | 2878.1852 | 27 | 2549.1352 | 317.302 | 377188 | 67 | 83217.8532 | 67 | 50249.522 | 67 | 46744.6715 | 5729.01 | 6809740 | 27 | 129334.7034 | 27 | 80998.6333 | 27 | 76530.2694 | 9554.74 | 11348200 | 1775.0064 | 23.58% | 2.644% | 54.47% | 38.12% | 21.95% | 59.24% | 100% | 49.85% | 93.1% | 44.15% | 100% | 60.38% | 100% | 56.17% | 100% | 62.63% | 100% | 59.17% | City Small | 6871.3135 | Middle Atlantic
18504 | 0.0013856 | Scranton | 0 | PA | 2008 | 11 | 1404.8057 | 64.9037 | 75822.5 | 11 | 1404.8057 | 11 | 465.0514 | 9 | 360.6551 | 64.9037 | 75822.5 | 0 | 0 | 0 | 0 | 0 | 0 | 0 | 0 | 0 | 0 | 0 | 0 | 0 | 0 | 0 | 0 | 127.7096 | 100% | 100% | 0% | 0% | 0% | 0% | 100% | 33.1% | 81.82% | 25.67% | #DIV/0! | #DIV/0! | #DIV/0! | #DIV/0! | #DIV/0! | #DIV/0! | #DIV/0! | #DIV/0! | City Small | 2081.4766 | Middle Atlantic
18505 | 0.44271 | Scranton | 0 | PA | 2008 | 4354 | 644311.295 | 34198.43 | 40110200 | 4249 | 505560.7309 | 4220 | 179973.4344 | 3603 | 137340.6255 | 23888.9 | 27878100 | 89 | 76350.9965 | 89 | 40994.552 | 89 | 37544.4215 | 5100.21 | 6029300 | 16 | 62399.5675 | 16 | 45262.7734 | 16 | 43272.2263 | 5209.32 | 6202800 | 147.9815 | 97.59% | 78.47% | 2.044% | 11.85% | 0.3675% | 9.685% | 99.32% | 35.6% | 84.8% | 27.17% | 100% | 53.69% | 100% | 49.17% | 100% | 72.54% | 100% | 69.35% | City Small | 2136.9627 | Middle Atlantic
18508 | 0.78018 | Scranton | 0 | PA | 2008 | 3974 | 764620.5056 | 49672.3 | 58359900 | 3807 | 427869.0663 | 3787 | 157428.6968 | 3084 | 118179.733 | 20622.3 | 23930000 | 140 | 130447.7744 | 140 | 83378.7635 | 140 | 77711.9844 | 10066.9 | 11815300 | 27 | 206303.6649 | 27 | 168371.3892 | 27 | 163514.6528 | 18983.1 | 22614600 | 192.4058 | 95.8% | 55.96% | 3.523% | 17.06% | 0.6794% | 26.98% | 99.47% | 36.79% | 81.01% | 27.62% | 100% | 63.92% | 100% | 59.57% | 100% | 81.61% | 100% | 79.26% | City Small | 1895.5888 | Middle Atlantic
18509 | 1 | Scranton | 0 | PA | 2008 | 4339 | 910432.0434 | 56700.4 | 66890900 | 4089 | 462164.9517 | 4065 | 159917.2323 | 3308 | 117935.7238 | 20756 | 24182400 | 196 | 206412.3441 | 196 | 127740.6401 | 195 | 118572.4377 | 15057.6 | 17855900 | 54 | 241854.7476 | 54 | 182256.7197 | 54 | 175956.376 | 20886.8 | 24852600 | 209.8253 | 94.24% | 50.76% | 4.517% | 22.67% | 1.245% | 26.56% | 99.41% | 34.6% | 80.9% | 25.52% | 100% | 61.89% | 99.49% | 57.44% | 100% | 75.36% | 100% | 72.75% | City Small | 5069.7081 | Middle Atlantic
18510 | 0.99952 | Scranton | 0 | PA | 2008 | 3365 | 592973.1328 | 33432.62 | 39360560 | 3240 | 396321.8328 | 3225 | 141214.6882 | 2770 | 108464.7511 | 18875.1 | 22036400 | 108 | 98517.3074 | 108 | 57980.9661 | 108 | 53593.26 | 6857.25 | 8127450 | 17 | 98133.9926 | 17 | 69711.9007 | 17 | 66322.7067 | 7700.27 | 9196710 | 176.2179 | 96.29% | 66.84% | 3.21% | 16.61% | 0.5052% | 16.55% | 99.54% | 35.63% | 85.49% | 27.37% | 100% | 58.85% | 100% | 54.4% | 100% | 71.04% | 100% | 67.58% | City Small | 6236.1605 | Middle Atlantic
18512 | 0.89272 | Scranton | 0 | PA | 2008 | 5412 | 1178986.6428 | 81952.1 | 96446200 | 5229 | 648916.1807 | 5217 | 251300.8118 | 4444 | 189545.5461 | 33400.5 | 38556000 | 143 | 134155.7694 | 143 | 87674.7212 | 143 | 81964.4424 | 10495.2 | 12401900 | 40 | 395914.6927 | 40 | 341260.5396 | 40 | 334892.8954 | 38056.4 | 45488300 | 217.8468 | 96.62% | 55.04% | 2.642% | 11.38% | 0.7391% | 33.58% | 99.77% | 38.73% | 84.99% | 29.21% | 100% | 65.35% | 100% | 61.1% | 100% | 86.2% | 100% | 84.59% | Rural Fringe | 1183.7769 | Middle Atlantic
18519 | 1 | Scranton | 0 | PA | 2008 | 2273 | 540522.1223 | 39292.46 | 46488250 | 2181 | 252493.4623 | 2180 | 93120.1712 | 1866 | 70914.5682 | 12701.7 | 14767800 | 74 | 69663.3 | 74 | 45118.4938 | 74 | 42465.3852 | 5355.56 | 6353550 | 18 | 218365.36 | 18 | 190197.8918 | 18 | 186340.5221 | 21235.2 | 25366900 | 237.8012 | 95.95% | 46.71% | 3.256% | 12.89% | 0.7919% | 40.4% | 99.95% | 36.88% | 85.56% | 28.09% | 100% | 64.77% | 100% | 60.96% | 100% | 87.1% | 100% | 85.33% | Rural Fringe | 1518.3132 | Middle Atlantic
18634 | 0.41717 | Scranton | 0 | PA | 2008 | 5208 | 784233.2595 | 42153.6 | 48805120 | 5083 | 599645.619 | 5076 | 229147.628 | 3671 | 153806.5591 | 27053.7 | 30937400 | 110 | 93801.8128 | 110 | 58448.8265 | 110 | 53429.6826 | 6926.39 | 8126410 | 15 | 90785.8277 | 15 | 73225.3613 | 15 | 70289.8502 | 8173.51 | 9741310 | 150.5824 | 97.6% | 76.46% | 2.112% | 11.96% | 0.288% | 11.58% | 99.86% | 38.21% | 72.22% | 25.65% | 100% | 62.31% | 100% | 56.96% | 100% | 80.66% | 100% | 77.42% | Suburb Large | 743.149 | Middle Atlantic
18640 | 0.13275 | Scranton | 0 | PA | 2008 | 2746 | 495600.0513 | 29769.98 | 34656460 | 2623 | 346705.4827 | 2613 | 137068.7974 | 2208 | 103119.0529 | 17920.7 | 20673600 | 113 | 92007.6029 | 113 | 55661.4336 | 112 | 51045.216 | 6838.24 | 8030200 | 10 | 56886.9657 | 10 | 44473.8948 | 10 | 42789.9495 | 5011.04 | 5952660 | 180.4807 | 95.52% | 69.96% | 4.115% | 18.56% | 0.3642% | 11.48% | 99.62% | 39.53% | 84.18% | 29.74% | 100% | 60.5% | 99.12% | 55.48% | 100% | 78.18% | 100% | 75.22% | Suburb Large | 618.1207 | Middle Atlantic
18642 | 0.29653 | Scranton | 0 | PA | 2008 | 48 | 9634.8044 | 561.7817 | 651690.3 | 45 | 5431.0018 | 45 | 2109.668 | 38 | 1619.8735 | 284.713 | 324753 | 2 | 1071.8951 | 2 | 394.0666 | 2 | 319.8105 | 42.4157 | 50469.3 | 1 | 3131.9075 | 1 | 1997.8949 | 1 | 1813.8776 | 234.653 | 276468 | 200.7251 | 93.75% | 56.37% | 4.167% | 11.13% | 2.083% | 32.51% | 100% | 38.84% | 84.44% | 29.83% | 100% | 36.76% | 100% | 29.84% | 100% | 63.79% | 100% | 57.92% | Suburb Large | 867.9726 | Middle Atlantic
18643 | 0.38682 | Scranton | 0 | PA | 2008 | 4669 | 887659.0191 | 57176.37 | 67207020 | 4519 | 568734.04 | 4512 | 214179.1196 | 3873 | 162677.8399 | 28291.2 | 32840500 | 124 | 108316.1645 | 124 | 67376.2879 | 123 | 62934.5565 | 8129.37 | 9605020 | 26 | 210608.8145 | 26 | 184367.0165 | 26 | 180954.3058 | 20755.8 | 24761500 | 190.1176 | 96.79% | 64.07% | 2.656% | 12.2% | 0.5569% | 23.73% | 99.85% | 37.66% | 85.7% | 28.6% | 100% | 62.2% | 99.19% | 58.1% | 100% | 87.54% | 100% | 85.92% | Suburb Large | 651.3213 | Middle Atlantic
18644 | 0.31151 | Scranton | 0 | PA | 2008 | 2801 | 479124.0788 | 28537.72 | 33507130 | 2721 | 341255.8313 | 2716 | 130766.4182 | 2389 | 99554.6853 | 17421.9 | 20321700 | 66 | 56412.3034 | 66 | 35133.2985 | 66 | 32783.8077 | 4278.84 | 5068710 | 14 | 81455.944 | 14 | 59581.7235 | 14 | 56858.2401 | 6836.98 | 8116720 | 171.0547 | 97.14% | 71.22% | 2.356% | 11.77% | 0.4998% | 17% | 99.82% | 38.32% | 87.8% | 29.17% | 100% | 62.28% | 100% | 58.11% | 100% | 73.15% | 100% | 69.8% | Suburb Large | 612.3552 | Middle Atlantic
18651 | 0.80916 | Scranton | 0 | PA | 2008 | 3688 | 525908.3589 | 28007.58 | 32630960 | 3599 | 421574.7382 | 3591 | 152159.4579 | 2986 | 113288.0251 | 20116.8 | 23305600 | 81 | 69209.3897 | 81 | 42137.4223 | 81 | 38466.4166 | 5007.43 | 5895710 | 8 | 35124.231 | 8 | 26495.0009 | 8 | 24728.5719 | 2883.35 | 3429650 | 142.5999 | 97.59% | 80.16% | 2.196% | 13.16% | 0.2169% | 6.679% | 99.78% | 36.09% | 82.97% | 26.87% | 100% | 60.88% | 100% | 55.58% | 100% | 75.43% | 100% | 70.4% | Suburb Large | 872.5733 | Middle Atlantic
18701 | 1 | Scranton | 0 | PA | 2008 | 563 | 404517.8555 | 28219.2 | 33583770 | 395 | 66721.6525 | 395 | 29397.9511 | 362 | 24458.7193 | 3476.35 | 4100570 | 129 | 141803.8065 | 129 | 87850.2192 | 129 | 81874.1514 | 9922.95 | 11808400 | 39 | 195992.3964 | 39 | 132625.3686 | 39 | 125820.7543 | 14819.9 | 17674800 | 718.5042 | 70.16% | 16.49% | 22.91% | 35.06% | 6.927% | 48.45% | 100% | 44.06% | 91.65% | 36.66% | 100% | 61.95% | 100% | 57.74% | 100% | 67.67% | 100% | 64.2% | City Small | 4777.0119 | Middle Atlantic
18702 | 0.18329 | Scranton | 0 | PA | 2008 | 13005 | 2878320.053 | 195367.4 | 230632300 | 12353 | 1369158.6688 | 12304 | 505238.3405 | 9563 | 380243.2097 | 63860.5 | 74329200 | 533 | 508971.5507 | 533 | 321515.5601 | 533 | 300765.2632 | 38987.8 | 45929100 | 119 | 1000189.8335 | 119 | 823213.636 | 119 | 800328.146 | 92519.1 | 110374000 | 221.3241 | 94.99% | 47.57% | 4.098% | 17.68% | 0.915% | 34.75% | 99.6% | 36.9% | 77.41% | 27.77% | 100% | 63.17% | 100% | 59.09% | 100% | 82.31% | 100% | 80.02% | City Small | 564.9318 | Middle Atlantic
18704 | 0.9887 | Scranton | 0 | PA | 2008 | 12445 | 2112855.0148 | 129913 | 152542400 | 12034 | 1415483.3348 | 11996 | 523682.8804 | 10343 | 400596.6599 | 70387.6 | 81875800 | 352 | 308805.3244 | 352 | 194479.7277 | 349 | 181258.897 | 23173.3 | 27420700 | 59 | 388566.3556 | 59 | 314454.8134 | 59 | 305822.1426 | 36352.1 | 43245900 | 169.7754 | 96.7% | 66.99% | 2.828% | 14.62% | 0.4741% | 18.39% | 99.68% | 37% | 85.95% | 28.3% | 100% | 62.98% | 99.15% | 58.7% | 100% | 80.93% | 100% | 78.71% | Suburb Large | 2997.412 | Middle Atlantic
18705 | 1 | Scranton | 0 | PA | 2008 | 6285 | 1000724.8145 | 60576.73 | 70984460 | 6150 | 719554.7868 | 6139 | 273971.875 | 4963 | 199747.9561 | 35378.4 | 41020300 | 110 | 93162.49 | 110 | 56380.5633 | 110 | 50989.1352 | 6832.93 | 8043160 | 25 | 188007.5376 | 25 | 164222.8264 | 25 | 160483.5064 | 18365.4 | 21921000 | 159.2243 | 97.85% | 71.9% | 1.75% | 9.31% | 0.3978% | 18.79% | 99.82% | 38.08% | 80.7% | 27.76% | 100% | 60.52% | 100% | 54.73% | 100% | 87.35% | 100% | 85.36% | City Small | 2210.284 | Middle Atlantic
18706 | 0.79678 | Scranton | 0 | PA | 2008 | 6480 | 1501772.1157 | 109227.8 | 129132400 | 6263 | 735193.4324 | 6241 | 268144.0113 | 5124 | 200867.7286 | 34909.2 | 40445200 | 157 | 138415.8197 | 157 | 85396.893 | 157 | 79434.8343 | 10384.5 | 12249300 | 60 | 628162.8635 | 60 | 570222.023 | 60 | 564765.4696 | 63934.1 | 76437900 | 231.755 | 96.65% | 48.96% | 2.423% | 9.217% | 0.9259% | 41.83% | 99.65% | 36.47% | 81.81% | 27.32% | 100% | 61.7% | 100% | 57.39% | 100% | 90.78% | 100% | 89.91% | Suburb Large | 735.7669 | Middle Atlantic
18708 | 0.019618 | Scranton | 0 | PA | 2008 | 14 | 4957.8543 | 325.3496 | 385674.2 | 12 | 1703.9176 | 12 | 544.3095 | 12 | 444.213 | 79.4424 | 91594.9 | 1 | 572.2531 | 1 | 335.7085 | 1 | 322.4021 | 36.8222 | 43767.3 | 1 | 2681.6836 | 1 | 1949.4615 | 1 | 1778.7947 | 209.085 | 250312 | 354.1324 | 85.71% | 34.37% | 7.143% | 11.54% | 7.143% | 54.09% | 100% | 31.94% | 100% | 26.07% | 100% | 58.66% | 100% | 56.34% | 100% | 72.7% | 100% | 66.33% | Rural Fringe | 384.493 | Middle Atlantic
18709 | 1 | Scranton | 0 | PA | 2008 | 1259 | 178716.3122 | 9864.371 | 11577240 | 1218 | 135443.5873 | 1214 | 50365.4843 | 980 | 36994.9942 | 6394.78 | 7456690 | 39 | 34087.8016 | 39 | 22122.0996 | 39 | 20558.3122 | 2592.58 | 3071790 | 2 | 9184.9233 | 2 | 7990.5237 | 2 | 7783.5787 | 877.011 | 1048760 | 141.951 | 96.74% | 75.79% | 3.098% | 19.07% | 0.1589% | 5.139% | 99.67% | 37.19% | 80.46% | 27.31% | 100% | 64.9% | 100% | 60.31% | 100% | 87% | 100% | 84.74% | Suburb Large | 3560.9746 | Middle Atlantic
18766 | 1 | Scranton | 0 | PA | 2008 | 2 | 343.0379 | 15.3011 | 17945.8 | 2 | 343.0379 | 2 | 133.2079 | 2 | 77.9189 | 15.3011 | 17945.8 | 0 | 0 | 0 | 0 | 0 | 0 | 0 | 0 | 0 | 0 | 0 | 0 | 0 | 0 | 0 | 0 | 171.519 | 100% | 100% | 0% | 0% | 0% | 0% | 100% | 38.83% | 100% | 22.71% | #DIV/0! | #DIV/0! | #DIV/0! | #DIV/0! | #DIV/0! | #DIV/0! | #DIV/0! | #DIV/0! | City Small | 6680.3833 | Middle Atlantic
18966 | 0.081743 | Philadelphia | 0 | PA | 2007 | 728 | 342689.1208 | 23774.14 | 29583220 | 564 | 107453.6934 | 556 | 32097.2698 | 460 | 25400.6869 | 4242.63 | 5199520 | 141 | 119984.1578 | 141 | 67482.6074 | 141 | 60979.1351 | 8237.11 | 10234200 | 23 | 115251.2696 | 23 | 99288.5069 | 23 | 97805.7268 | 11294.4 | 14149500 | 470.7268 | 77.47% | 31.36% | 19.37% | 35.01% | 3.159% | 33.63% | 98.58% | 29.87% | 81.56% | 23.64% | 100% | 56.24% | 100% | 50.82% | 100% | 86.15% | 100% | 84.86% | Suburb Large | 2213.6676 | Middle Atlantic
18977 | 0.099348 | Trenton | 0 | NJ | 2008 | 61 | 8853 | 164.016 | 194097 | 61 | 8853 | 50 | 1639.9211 | 24 | 905.3683 | 164.016 | 194097 | 0 | 0 | 0 | 0 | 0 | 0 | 0 | 0 | 0 | 0 | 0 | 0 | 0 | 0 | 0 | 0 | 145.1311 | 100% | 100% | 0% | 0% | 0% | 0% | 81.97% | 18.52% | 39.34% | 10.23% | #DIV/0! | #DIV/0! | #DIV/0! | #DIV/0! | #DIV/0! | #DIV/0! | #DIV/0! | #DIV/0! | Suburb Large | 450.5416 | Middle Atlantic
19001 | 0.99952 | Philadelphia | 0 | PA | 2007 | 6328 | 969877.7611 | 41717.71 | 51725210 | 6227 | 761564.1665 | 5941 | 215732.8955 | 4214 | 159008.9593 | 26713.5 | 32925400 | 81 | 76791.0632 | 81 | 44845.7295 | 80 | 41535.6601 | 5319.19 | 6641710 | 20 | 131522.5315 | 20 | 87538.5788 | 20 | 83244.3856 | 9685.02 | 12158100 | 153.2677 | 98.4% | 78.52% | 1.28% | 7.918% | 0.3161% | 13.56% | 95.41% | 28.33% | 67.67% | 20.88% | 100% | 58.4% | 98.77% | 54.09% | 100% | 66.56% | 100% | 63.29% | Suburb Large | 4689.9057 | Middle Atlantic
19002 | 0.21062 | Philadelphia | 0 | PA | 2007 | 3295 | 731756.6361 | 37884.06 | 46651610 | 3096 | 483586.4895 | 3036 | 149530.177 | 2420 | 114297.0948 | 19769.2 | 24126900 | 181 | 149026.7669 | 181 | 84876.4985 | 181 | 78746.3439 | 10496.9 | 13014900 | 18 | 99143.3797 | 18 | 63961.1631 | 18 | 60499.0617 | 7617.96 | 9509810 | 222.0809 | 93.96% | 66.09% | 5.493% | 20.37% | 0.5463% | 13.55% | 98.06% | 30.92% | 78.17% | 23.64% | 100% | 56.95% | 100% | 52.84% | 100% | 64.51% | 100% | 61.02% | Suburb Large | 1559.7606 | Middle Atlantic
19003 | 1 | Philadelphia | 0 | PA | 2007 | 3445 | 691927.8609 | 33305.91 | 42295500 | 3269 | 464340.5118 | 3204 | 141423.6393 | 2454 | 105650.1177 | 17250.2 | 21827500 | 159 | 156168.5734 | 159 | 86694.2353 | 159 | 80038.559 | 10459.5 | 13301100 | 17 | 71418.7757 | 17 | 48201.2731 | 17 | 45607.7891 | 5596.21 | 7166900 | 200.8499 | 94.89% | 67.11% | 4.615% | 22.57% | 0.4935% | 10.32% | 98.01% | 30.46% | 75.07% | 22.75% | 100% | 55.51% | 100% | 51.25% | 100% | 67.49% | 100% | 63.86% | Suburb Large | 6184.0818 | Middle Atlantic
19004 | 1 | Philadelphia | 0 | PA | 2007 | 2909 | 637161.323 | 30266.49 | 38393780 | 2773 | 393161.1234 | 2677 | 98284.7624 | 1758 | 66245.7279 | 11422.5 | 14296800 | 113 | 113069.0401 | 113 | 64247.6031 | 112 | 59414.5093 | 7546.99 | 9614080 | 23 | 130931.1595 | 23 | 100936.0849 | 23 | 97736.9952 | 11297 | 14482900 | 219.031 | 95.32% | 61.71% | 3.884% | 17.75% | 0.7906% | 20.55% | 96.54% | 25% | 63.4% | 16.85% | 100% | 56.82% | 99.12% | 52.55% | 100% | 77.09% | 100% | 74.65% | Suburb Large | 3196.3635 | Middle Atlantic
19006 | 0.97114 | Philadelphia | 0 | PA | 2007 | 7041 | 1974954.9419 | 96600.4 | 115089800 | 6630 | 1340878.2423 | 6424 | 346751.7405 | 5049 | 259719.2097 | 46238.1 | 54682000 | 346 | 337948.5938 | 345 | 195620.9537 | 340 | 183049.0045 | 24135.1 | 28826700 | 65 | 296128.1058 | 65 | 225699.0573 | 65 | 218499.6509 | 26227.2 | 31581100 | 280.4935 | 94.16% | 67.89% | 4.914% | 17.11% | 0.9232% | 14.99% | 96.89% | 25.86% | 76.15% | 19.37% | 99.71% | 57.88% | 98.27% | 54.16% | 100% | 76.22% | 100% | 73.79% | Suburb Large | 1699.6151 | Middle Atlantic
19007 | 1 | Philadelphia | 0 | PA | 2007 | 5986 | 1911846.6598 | 136685 | 164612000 | 5492 | 670721.4124 | 5372 | 226120.3145 | 3960 | 170911.9657 | 27114.1 | 31971200 | 365 | 354033.9824 | 365 | 219138.5636 | 364 | 207515.8702 | 26294.9 | 31568800 | 129 | 887091.2649 | 129 | 743966.1761 | 129 | 730539.6237 | 83276 | 101072000 | 319.3863 | 91.75% | 35.08% | 6.098% | 18.52% | 2.155% | 46.4% | 97.82% | 33.71% | 72.1% | 25.48% | 100% | 61.9% | 99.73% | 58.61% | 100% | 83.87% | 100% | 82.35% | Suburb Large | 2265.7818 | Middle Atlantic
19008 | 1 | Philadelphia | 0 | PA | 2007 | 7265 | 1428077.852 | 73878.9 | 93008700 | 7096 | 1079448.4187 | 7011 | 348986.4645 | 5949 | 262722.8014 | 45330.5 | 56597700 | 133 | 144456.3231 | 133 | 91540.3906 | 132 | 86656.728 | 11195.2 | 14147000 | 36 | 204173.1102 | 36 | 155506.689 | 36 | 149649.1741 | 17353.2 | 22264000 | 196.5696 | 97.67% | 75.59% | 1.831% | 10.12% | 0.4955% | 14.3% | 98.8% | 32.33% | 83.84% | 24.34% | 100% | 63.37% | 99.25% | 59.99% | 100% | 76.16% | 100% | 73.3% | Suburb Large | 2600.3453 | Middle Atlantic
19009 | 1 | Philadelphia | 0 | PA | 2007 | 147 | 33510.0071 | 896.901 | 1068214 | 138 | 25232.2216 | 132 | 4781.88 | 80 | 2956.3245 | 539.569 | 646618 | 9 | 8277.7855 | 9 | 2731.9374 | 9 | 2346.4669 | 357.332 | 421596 | 0 | 0 | 0 | 0 | 0 | 0 | 0 | 0 | 227.9592 | 93.88% | 75.3% | 6.122% | 24.7% | 0% | 0% | 95.65% | 18.95% | 57.97% | 11.72% | 100% | 33% | 100% | 28.35% | #DIV/0! | #DIV/0! | #DIV/0! | #DIV/0! | Suburb Large | 764.3644 | Middle Atlantic
19010 | 1 | Philadelphia | 0 | PA | 2007 | 5605 | 1551922.59 | 63060.9 | 79679100 | 5158 | 996702.3954 | 4933 | 231736.2451 | 3496 | 162198.8305 | 29456.3 | 37007200 | 400 | 349901.0572 | 400 | 158427.3425 | 389 | 139015.2389 | 19571.1 | 24829800 | 47 | 205319.1374 | 47 | 115928.6749 | 47 | 108363.3389 | 14033.5 | 17842100 | 276.8818 | 92.02% | 64.22% | 7.136% | 22.55% | 0.8385% | 13.23% | 95.64% | 23.25% | 67.78% | 16.27% | 100% | 45.28% | 97.25% | 39.73% | 100% | 56.46% | 100% | 52.78% | Suburb Large | 2343.5655 | Middle Atlantic
19012 | 1 | Philadelphia | 0 | PA | 2007 | 2027 | 354313.1767 | 15106.25 | 17932750 | 1991 | 294203.8009 | 1954 | 82653.0632 | 1536 | 62517.1457 | 10617.6 | 12517000 | 27 | 26360.7238 | 27 | 13857.2815 | 27 | 12650.1523 | 1674.51 | 2012920 | 9 | 33748.652 | 9 | 23929.374 | 9 | 23144.9933 | 2814.14 | 3402830 | 174.7968 | 98.22% | 83.03% | 1.332% | 7.44% | 0.444% | 9.525% | 98.14% | 28.09% | 77.15% | 21.25% | 100% | 52.57% | 100% | 47.99% | 100% | 70.9% | 100% | 68.58% | Suburb Large | 3835.0177 | Middle Atlantic
19013 | 0.8226 | Philadelphia | 0 | PA | 2007 | 4280 | 1568604.5493 | 101156.4 | 129045000 | 3656 | 593897.3905 | 3628 | 266347.6555 | 3188 | 224682.0554 | 30172 | 38282000 | 560 | 497633.1145 | 560 | 286923.2516 | 557 | 264122.4674 | 33214.9 | 42345800 | 64 | 477074.0443 | 64 | 334461.1682 | 64 | 318725.074 | 37769.5 | 48417200 | 366.4964 | 85.42% | 37.86% | 13.08% | 31.72% | 1.495% | 30.41% | 99.23% | 44.85% | 87.2% | 37.83% | 100% | 57.66% | 99.46% | 53.08% | 100% | 70.11% | 100% | 66.81% | Suburb Large | 5947.5147 | Middle Atlantic
19014 | 0.011088 | Philadelphia | 0 | PA | 2007 | 40 | 12561.8635 | 717.262 | 905320 | 32 | 6043.1485 | 31 | 2049.3139 | 27 | 1502.8031 | 276.277 | 340235 | 7 | 3667.6906 | 7 | 1375.3772 | 7 | 1105.2889 | 206.891 | 264069 | 1 | 2851.0244 | 1 | 2077.2056 | 1 | 2025.9101 | 234.094 | 301016 | 314.0466 | 80% | 48.11% | 17.5% | 29.2% | 2.5% | 22.7% | 96.88% | 33.91% | 84.38% | 24.87% | 100% | 37.5% | 100% | 30.14% | 100% | 72.86% | 100% | 71.06% | Suburb Large | 2342.4545 | Middle Atlantic
19015 | 0.79273 | Philadelphia | 0 | PA | 2007 | 3372 | 596586.2085 | 35285.67 | 44155600 | 3158 | 396911.9706 | 3128 | 159392.0515 | 2671 | 126341.1166 | 20574.5 | 25475000 | 201 | 138373.3815 | 201 | 68567.1319 | 200 | 63021.3784 | 9108.77 | 11486000 | 13 | 61300.8564 | 13 | 49806.3729 | 13 | 48315.7463 | 5602.4 | 7194600 | 176.9235 | 93.65% | 66.53% | 5.961% | 23.19% | 0.3855% | 10.28% | 99.05% | 40.16% | 84.58% | 31.83% | 100% | 49.55% | 99.5% | 45.54% | 100% | 81.25% | 100% | 78.82% | Suburb Large | 5284.4557 | Middle Atlantic
19018 | 1 | Philadelphia | 0 | PA | 2007 | 4585 | 984883.6179 | 53843.8 | 68394400 | 4205 | 536621.1626 | 4105 | 172191.5629 | 3191 | 132186.86 | 20820.2 | 26265900 | 352 | 300096.0801 | 352 | 178727.4599 | 352 | 168197.5752 | 20621.3 | 26254100 | 28 | 148166.3751 | 28 | 109175.9451 | 28 | 104947.9642 | 12402.3 | 15874400 | 214.8056 | 91.71% | 54.49% | 7.677% | 30.47% | 0.6107% | 15.04% | 97.62% | 32.09% | 75.89% | 24.63% | 100% | 59.56% | 100% | 56.05% | 100% | 73.68% | 100% | 70.83% | Suburb Large | 8283.9457 | Middle Atlantic
19020 | 1 | Philadelphia | 0 | PA | 2007 | 12522 | 3959578.5609 | 261225 | 312702100 | 11171 | 1605123.862 | 10974 | 509318.633 | 8903 | 380489.6861 | 65327 | 76815900 | 1156 | 1008636.3658 | 1156 | 529796.9995 | 1155 | 489492.2646 | 69190 | 82301200 | 195 | 1345818.3331 | 195 | 1123659.2917 | 195 | 1102003.2569 | 126708 | 153585000 | 316.2098 | 89.21% | 40.54% | 9.232% | 25.47% | 1.557% | 33.99% | 98.24% | 31.73% | 79.7% | 23.7% | 100% | 52.53% | 99.91% | 48.53% | 100% | 83.49% | 100% | 81.88% | Suburb Large | 3035.1167 | Middle Atlantic
19021 | 1 | Philadelphia | 0 | PA | 2007 | 3563 | 613518.6544 | 37722.68 | 44845700 | 3468 | 357427.5207 | 3392 | 117562.52 | 2470 | 82964.3402 | 13919.3 | 16036000 | 68 | 72060.2678 | 68 | 54373.8756 | 68 | 52633.9679 | 6180.68 | 7451300 | 27 | 184030.8659 | 27 | 156734.263 | 27 | 154132.3855 | 17622.7 | 21358400 | 172.1916 | 97.33% | 58.26% | 1.909% | 11.75% | 0.7578% | 30% | 97.81% | 32.89% | 71.22% | 23.21% | 100% | 75.46% | 100% | 73.04% | 100% | 85.17% | 100% | 83.75% | Suburb Large | 2378.1064 | Middle Atlantic
19022 | 1 | Philadelphia | 0 | PA | 2007 | 803 | 433982.1414 | 31621.39 | 40440400 | 678 | 98141.4181 | 672 | 50066.7616 | 584 | 43562.3006 | 5500.48 | 7042720 | 98 | 97861.2898 | 98 | 64501.4197 | 98 | 60975.2005 | 7326.81 | 9391180 | 27 | 237979.4335 | 27 | 155866.5101 | 27 | 150200.1976 | 18794.1 | 24006500 | 540.451 | 84.43% | 22.61% | 12.2% | 22.55% | 3.362% | 54.84% | 99.12% | 51.01% | 86.14% | 44.39% | 100% | 65.91% | 100% | 62.31% | 100% | 65.5% | 100% | 63.11% | Suburb Large | 2502.6564 | Middle Atlantic
19023 | 1 | Philadelphia | 0 | PA | 2007 | 2840 | 817822.1656 | 48817.6 | 62331300 | 2494 | 389964.7179 | 2481 | 170327.0595 | 2175 | 142874.6254 | 18452.6 | 23503600 | 318 | 295398.6965 | 318 | 180450.8059 | 317 | 169027.796 | 20037.1 | 25599200 | 28 | 132458.7512 | 28 | 92940.0679 | 28 | 88860.312 | 10327.9 | 13228500 | 287.9656 | 87.82% | 47.68% | 11.2% | 36.12% | 0.9859% | 16.2% | 99.48% | 43.68% | 87.21% | 36.64% | 100% | 61.09% | 99.69% | 57.22% | 100% | 70.17% | 100% | 67.09% | Suburb Large | 10974.2792 | Middle Atlantic
19025 | 0.99969 | Philadelphia | 0 | PA | 2007 | 1800 | 463102.6761 | 21499.55 | 26379070 | 1729 | 357367.2807 | 1675 | 96414.6419 | 1327 | 74133.5087 | 13481.7 | 16394100 | 59 | 52100.2542 | 59 | 22996.8052 | 56 | 20293.9886 | 3088.51 | 3794640 | 12 | 53635.1413 | 12 | 43886.7029 | 12 | 42905.1368 | 4929.34 | 6190330 | 257.2793 | 96.06% | 77.17% | 3.278% | 11.25% | 0.6667% | 11.58% | 96.88% | 26.98% | 76.75% | 20.74% | 100% | 44.14% | 94.92% | 38.95% | 100% | 81.82% | 100% | 79.99% | Suburb Large | 1816.1873 | Middle Atlantic
19026 | 1 | Philadelphia | 0 | PA | 2007 | 7025 | 1217386.0346 | 55415.02 | 70466700 | 6706 | 852379.4942 | 6556 | 260258.0592 | 5162 | 198074.777 | 31499.1 | 39898200 | 297 | 251257.4983 | 297 | 131442.9408 | 294 | 120916.7504 | 15067.1 | 19215900 | 22 | 113749.0421 | 22 | 78674.7538 | 22 | 75253.3406 | 8848.82 | 11352600 | 173.2934 | 95.46% | 70.02% | 4.228% | 20.64% | 0.3132% | 9.344% | 97.76% | 30.53% | 76.98% | 23.24% | 100% | 52.31% | 98.99% | 48.12% | 100% | 69.17% | 100% | 66.16% | Suburb Large | 8799.5986 | Middle Atlantic
19027 | 1 | Philadelphia | 0 | PA | 2007 | 4758 | 1037703.6958 | 41556.49 | 49512890 | 4453 | 713919.357 | 4323 | 174170.85 | 2983 | 122504.4253 | 21075.6 | 25024100 | 281 | 238175.8166 | 281 | 105035.7077 | 277 | 92302.2732 | 13819.5 | 16420900 | 24 | 85608.5222 | 24 | 59283.9593 | 24 | 56604.2155 | 6661.39 | 8067890 | 218.0966 | 93.59% | 68.8% | 5.906% | 22.95% | 0.5044% | 8.25% | 97.08% | 24.4% | 66.99% | 17.16% | 100% | 44.1% | 98.58% | 38.75% | 100% | 69.25% | 100% | 66.12% | Suburb Large | 4599.2321 | Middle Atlantic
19029 | 1 | Philadelphia | 0 | PA | 2007 | 1465 | 438470.5438 | 32659.96 | 41231480 | 1363 | 165643.698 | 1339 | 69725.827 | 1092 | 56087.4436 | 8765.1 | 10789900 | 84 | 86805.6491 | 84 | 61954.9084 | 84 | 58562.8807 | 7313.36 | 9182580 | 18 | 186021.1968 | 18 | 141202.5833 | 18 | 137430.73 | 16581.5 | 21259000 | 299.2973 | 93.04% | 37.78% | 5.734% | 19.8% | 1.229% | 42.43% | 98.24% | 42.09% | 80.12% | 33.86% | 100% | 71.37% | 100% | 67.46% | 100% | 75.91% | 100% | 73.88% | Suburb Large | 1083.3556 | Middle Atlantic
19030 | 0.37578 | Philadelphia | 0 | PA | 2007 | 1711 | 406447.0403 | 24824.18 | 30319200 | 1647 | 251306.8557 | 1641 | 87151.5547 | 1490 | 65965.1583 | 11806.6 | 14213300 | 51 | 48388.8685 | 51 | 25723.1702 | 50 | 23839.0496 | 3333.06 | 4018400 | 13 | 106751.3161 | 13 | 87180.8978 | 13 | 85076.2636 | 9684.52 | 12087500 | 237.5494 | 96.26% | 61.83% | 2.981% | 11.91% | 0.7598% | 26.26% | 99.64% | 34.68% | 90.47% | 26.25% | 100% | 53.16% | 98.04% | 49.27% | 100% | 81.67% | 100% | 79.7% | Suburb Large | 3680.276 | Middle Atlantic
19031 | 1 | Philadelphia | 0 | PA | 2007 | 1757 | 395694.8884 | 20978.23 | 26014700 | 1695 | 246064.5298 | 1642 | 71930.7771 | 1225 | 51197.2484 | 9036.56 | 11064100 | 52 | 43880.874 | 52 | 23146.2059 | 52 | 21148.1038 | 2943.49 | 3638000 | 10 | 105749.4846 | 10 | 81080.9152 | 10 | 77601.3934 | 8998.18 | 11312600 | 225.2105 | 96.47% | 62.19% | 2.96% | 11.09% | 0.5692% | 26.73% | 96.87% | 29.23% | 72.27% | 20.81% | 100% | 52.75% | 100% | 48.19% | 100% | 76.67% | 100% | 73.38% | Suburb Large | 1395.3454 | Middle Atlantic
19032 | 1 | Philadelphia | 0 | PA | 2007 | 925 | 419043.7876 | 32809.32 | 42125170 | 721 | 111525.2872 | 718 | 51703.1046 | 620 | 45491.393 | 6072.21 | 7745570 | 167 | 123208.5032 | 167 | 84726.1837 | 167 | 81067.236 | 9441.51 | 12122800 | 37 | 184309.9971 | 37 | 155454.5703 | 37 | 152806.8037 | 17295.6 | 22256800 | 453.0203 | 77.95% | 26.61% | 18.05% | 29.4% | 4% | 43.98% | 99.58% | 46.36% | 85.99% | 40.79% | 100% | 68.77% | 100% | 65.8% | 100% | 84.34% | 100% | 82.91% | Suburb Large | 4668.5531 | Middle Atlantic
19033 | 1 | Philadelphia | 0 | PA | 2007 | 2602 | 395094.3623 | 20758.87 | 26314800 | 2533 | 290449.6315 | 2505 | 97505.2159 | 1987 | 75959.2442 | 12269.7 | 15449800 | 61 | 56258.421 | 61 | 34626.3221 | 61 | 32171.1133 | 4047.84 | 5162130 | 8 | 48386.3098 | 8 | 39827.9768 | 8 | 38762.7459 | 4441.33 | 5702870 | 151.8426 | 97.35% | 73.51% | 2.344% | 14.24% | 0.3075% | 12.25% | 98.89% | 33.57% | 78.44% | 26.15% | 100% | 61.55% | 100% | 57.18% | 100% | 82.31% | 100% | 80.11% | Suburb Large | 6456.9967 | Middle Atlantic
19034 | 1 | Philadelphia | 0 | PA | 2007 | 2360 | 816396.2469 | 50132.31 | 62538800 | 2201 | 392446.8961 | 2112 | 95766.7083 | 1501 | 70264.2736 | 12836.9 | 15729800 | 117 | 122012.3199 | 117 | 75085.2328 | 113 | 70276.6601 | 8858.51 | 11016500 | 42 | 301937.031 | 42 | 254475.7618 | 42 | 249190.0561 | 28436.9 | 35792500 | 345.9306 | 93.26% | 48.07% | 4.958% | 14.95% | 1.78% | 36.98% | 95.96% | 24.4% | 68.2% | 17.9% | 100% | 61.54% | 96.58% | 57.6% | 100% | 84.28% | 100% | 82.53% | Suburb Large | 1155.5668 | Middle Atlantic
19035 | 1 | Philadelphia | 0 | PA | 2007 | 1634 | 421300.0937 | 14622.44 | 18307700 | 1520 | 319662.3319 | 1439 | 70284.0314 | 983 | 47280.8382 | 8748.54 | 11006700 | 109 | 75183.8781 | 109 | 27146.8195 | 105 | 22152.298 | 3760.33 | 4660590 | 5 | 26453.8837 | 5 | 16763.0935 | 5 | 15592.8407 | 2113.57 | 2640410 | 257.8336 | 93.02% | 75.88% | 6.671% | 17.85% | 0.306% | 6.279% | 94.67% | 21.99% | 64.67% | 14.79% | 100% | 36.11% | 96.33% | 29.46% | 100% | 63.37% | 100% | 58.94% | Suburb Large | 937.2209 | Middle Atlantic
19036 | 1 | Philadelphia | 0 | PA | 2007 | 2118 | 540974.4926 | 32557.46 | 41587520 | 1846 | 263236.2537 | 1814 | 95887.5634 | 1567 | 79257.9454 | 11878.5 | 15039700 | 262 | 191118.9124 | 262 | 119433.1182 | 262 | 113296.8084 | 13249.6 | 16993600 | 10 | 86619.3264 | 10 | 67390.263 | 10 | 64901.2319 | 7429.36 | 9554220 | 255.4176 | 87.16% | 48.66% | 12.37% | 35.33% | 0.4721% | 16.01% | 98.27% | 36.43% | 84.89% | 30.11% | 100% | 62.49% | 100% | 59.28% | 100% | 77.8% | 100% | 74.93% | Suburb Large | 8365.0968 | Middle Atlantic
19038 | 1 | Philadelphia | 0 | PA | 2007 | 11256 | 1820586.3891 | 71901.02 | 88886600 | 10969 | 1479680.8776 | 10503 | 384080.4408 | 7248 | 274768.8093 | 47169.6 | 57999200 | 260 | 224971.9343 | 260 | 129477.9384 | 258 | 119685.8309 | 15397.6 | 19217900 | 27 | 115933.5773 | 27 | 77543.0933 | 27 | 74410.0719 | 9333.82 | 11669500 | 161.7436 | 97.45% | 81.27% | 2.31% | 12.36% | 0.2399% | 6.368% | 95.75% | 25.96% | 66.08% | 18.57% | 100% | 57.55% | 99.23% | 53.2% | 100% | 66.89% | 100% | 64.18% | Suburb Large | 3861.9605 | Middle Atlantic
19040 | 0.17617 | Philadelphia | 0 | PA | 2007 | 427 | 181023.0046 | 13544.93 | 16913940 | 393 | 62278.0943 | 387 | 17898.535 | 287 | 13607.3267 | 2345.55 | 2855600 | 18 | 16426.0384 | 18 | 11977.4894 | 18 | 11611.6226 | 1395.79 | 1745040 | 16 | 102318.8719 | 16 | 86429.014 | 16 | 85382.5722 | 9803.59 | 12313300 | 423.9415 | 92.04% | 34.4% | 4.215% | 9.074% | 3.747% | 56.52% | 98.47% | 28.74% | 73.03% | 21.85% | 100% | 72.92% | 100% | 70.69% | 100% | 84.47% | 100% | 83.45% | Suburb Large | 2978.2582 | Middle Atlantic
19041 | 1 | Philadelphia | 0 | PA | 2007 | 1557 | 474352.3932 | 16544.28 | 20865560 | 1388 | 299524.0976 | 1330 | 61099.9526 | 884 | 40501.4039 | 7315.41 | 9220350 | 155 | 124863.9815 | 154 | 48150.0625 | 144 | 41270.5102 | 6068.12 | 7672690 | 14 | 49964.314 | 14 | 23253.2266 | 14 | 21354.9262 | 3160.75 | 3972520 | 304.6579 | 89.15% | 63.14% | 9.955% | 26.32% | 0.8992% | 10.53% | 95.82% | 20.4% | 63.69% | 13.52% | 99.35% | 38.56% | 92.9% | 33.05% | 100% | 46.54% | 100% | 42.74% | Suburb Large | 2337.1493 | Middle Atlantic
19043 | 1 | Philadelphia | 0 | PA | 2007 | 846 | 140988.7306 | 7297.23 | 9296990 | 816 | 105429.9785 | 807 | 35274.1705 | 662 | 28235.5118 | 4377.99 | 5547610 | 27 | 23781.6403 | 27 | 16024.5714 | 27 | 15252.8888 | 1817.54 | 2332650 | 3 | 11777.1117 | 3 | 9909.9341 | 3 | 9686.2013 | 1101.7 | 1416730 | 166.6533 | 96.45% | 74.78% | 3.191% | 16.87% | 0.3546% | 8.353% | 98.9% | 33.46% | 81.13% | 26.78% | 100% | 67.38% | 100% | 64.14% | 100% | 84.15% | 100% | 82.25% | Suburb Large | 7353.6484 | Middle Atlantic
19044 | 0.01462 | Philadelphia | 0 | PA | 2007 | 7 | 34663.5153 | 3170.4377 | 3969973.4 | 1 | 183.9685 | 1 | 125.0489 | 1 | 123.6379 | 13.8477 | 17453.4 | 0 | 0 | 0 | 0 | 0 | 0 | 0 | 0 | 6 | 34479.5468 | 6 | 27539.1072 | 6 | 26930.0838 | 3156.59 | 3952520 | 4951.9308 | 14.29% | 0.5307% | 0% | 0% | 85.71% | 99.47% | 100% | 67.97% | 100% | 67.21% | #DIV/0! | #DIV/0! | #DIV/0! | #DIV/0! | 100% | 79.87% | 100% | 78.1% | Suburb Large | 2028.9372 | Middle Atlantic
19046 | 1 | Philadelphia | 0 | PA | 2007 | 5899 | 1389567.1872 | 58417.5 | 69681900 | 5626 | 963180.701 | 5400 | 237980.4816 | 3830 | 169486.107 | 29076.8 | 34419800 | 234 | 201780.2489 | 233 | 95885.3835 | 218 | 85299.1606 | 11456.6 | 13672600 | 39 | 224606.2373 | 39 | 158110.5168 | 39 | 150240.9971 | 17884.1 | 21589500 | 235.5598 | 95.37% | 69.32% | 3.967% | 14.52% | 0.6611% | 16.16% | 95.98% | 24.71% | 68.08% | 17.6% | 99.57% | 47.52% | 93.16% | 42.27% | 100% | 70.39% | 100% | 66.89% | Suburb Large | 3194.6316 | Middle Atlantic
19047 | 0.32349 | Philadelphia | 0 | PA | 2007 | 4751 | 985084.9451 | 50132.7 | 59045600 | 4530 | 663193.3637 | 4369 | 196671.9427 | 3311 | 142514.5169 | 24941.8 | 29053200 | 194 | 178600.027 | 194 | 102693.8948 | 194 | 95569.8135 | 13141.8 | 15608400 | 27 | 143291.5544 | 27 | 100838.0848 | 27 | 96093.0537 | 12049.1 | 14384000 | 207.3427 | 95.35% | 67.32% | 4.083% | 18.13% | 0.5683% | 14.55% | 96.45% | 29.66% | 73.09% | 21.49% | 100% | 57.5% | 100% | 53.51% | 100% | 70.37% | 100% | 67.06% | Suburb Large | 2150.4645 | Middle Atlantic
19050 | 1 | Philadelphia | 0 | PA | 2007 | 5661 | 1212471.9253 | 65342.7 | 82589500 | 5364 | 786482.1057 | 5310 | 268725.7577 | 4385 | 208986.9286 | 31342.3 | 39342700 | 264 | 271808.3321 | 264 | 175165.5596 | 262 | 165353.0488 | 20100 | 25571600 | 33 | 154181.4874 | 33 | 119448.4446 | 33 | 116041.3755 | 13900.4 | 17675200 | 214.1798 | 94.75% | 64.87% | 4.663% | 22.42% | 0.5829% | 12.72% | 98.99% | 34.17% | 81.75% | 26.57% | 100% | 64.44% | 99.24% | 60.83% | 100% | 77.47% | 100% | 75.26% | Suburb Large | 8376.605 | Middle Atlantic
19053 | 0.8994 | Philadelphia | 0 | PA | 2007 | 8371 | 1832636.3054 | 99730.4 | 119371100 | 7979 | 1142569.6564 | 7726 | 329377.0375 | 5909 | 247203.3807 | 42067.7 | 49746200 | 335 | 318763.2911 | 335 | 196075.5374 | 334 | 184993.8966 | 23856.6 | 28660400 | 57 | 371303.358 | 57 | 301771.136 | 57 | 294186.7387 | 33806.1 | 40964500 | 218.9268 | 95.32% | 62.35% | 4.002% | 17.39% | 0.6809% | 20.26% | 96.83% | 28.83% | 74.06% | 21.64% | 100% | 61.51% | 99.7% | 58.03% | 100% | 81.27% | 100% | 79.23% | Suburb Large | 2472.1773 | Middle Atlantic
19054 | 0.53662 | Philadelphia | 0 | PA | 2007 | 3633 | 560962.1341 | 30877.36 | 36716940 | 3560 | 462154.9034 | 3534 | 184998.5602 | 3101 | 141497.5577 | 23494.7 | 27939200 | 68 | 73238.7099 | 68 | 33761.5588 | 68 | 31062.0994 | 4927.23 | 5854190 | 5 | 25568.5208 | 5 | 19218.6105 | 5 | 18472.2401 | 2455.43 | 2923550 | 154.4074 | 97.99% | 82.39% | 1.872% | 13.06% | 0.1376% | 4.558% | 99.27% | 40.03% | 87.11% | 30.62% | 100% | 46.1% | 100% | 42.41% | 100% | 75.17% | 100% | 72.25% | Suburb Large | 3477.7109 | Middle Atlantic
19055 | 1 | Philadelphia | 0 | PA | 2007 | 4577 | 613864.6949 | 28891.13 | 34878730 | 4536 | 544357.2453 | 4485 | 188110.4275 | 3674 | 135534.697 | 23382 | 28049200 | 30 | 30982.4125 | 30 | 18738.653 | 30 | 17818.658 | 2292.3 | 2841620 | 11 | 38525.0372 | 11 | 27741.92 | 11 | 26596.9602 | 3216.83 | 3987910 | 134.1194 | 99.1% | 88.68% | 0.6555% | 5.047% | 0.2403% | 6.276% | 98.88% | 34.56% | 81% | 24.9% | 100% | 60.48% | 100% | 57.51% | 100% | 72.01% | 100% | 69.04% | Suburb Large | 5249.5596 | Middle Atlantic
19056 | 0.90047 | Philadelphia | 0 | PA | 2007 | 3435 | 690996.6634 | 39649.69 | 46804080 | 3341 | 519646.3815 | 3320 | 185151.9738 | 2973 | 139032.5337 | 25357.7 | 29623500 | 78 | 69525.5842 | 78 | 41640.6236 | 78 | 38737.0153 | 5071.7 | 6051280 | 16 | 101824.6976 | 16 | 80255.9526 | 16 | 77655.9858 | 9220.29 | 11129300 | 201.1635 | 97.26% | 75.2% | 2.271% | 10.06% | 0.4658% | 14.74% | 99.37% | 35.63% | 88.99% | 26.76% | 100% | 59.89% | 100% | 55.72% | 100% | 78.82% | 100% | 76.26% | Suburb Large | 4131.5849 | Middle Atlantic
19057 | 1 | Philadelphia | 0 | PA | 2007 | 5589 | 1218152.5854 | 78587.9 | 94040300 | 5343 | 641951.0827 | 5271 | 215522.8325 | 4311 | 155258.2135 | 26746.3 | 31258300 | 205 | 201306.7035 | 205 | 125672.6956 | 205 | 119750.5521 | 15332.1 | 18427100 | 41 | 374894.7992 | 41 | 327061.226 | 41 | 322743.9526 | 36509.5 | 44354900 | 217.9554 | 95.6% | 52.7% | 3.668% | 16.53% | 0.7336% | 30.78% | 98.65% | 33.57% | 80.69% | 24.19% | 100% | 62.43% | 100% | 59.49% | 100% | 87.24% | 100% | 86.09% | Suburb Large | 3747.398 | Middle Atlantic
19063 | 0.43094 | Philadelphia | 0 | PA | 2007 | 6553 | 1459523.525 | 54070.64 | 67761400 | 6219 | 1100306.2492 | 5877 | 248832.8393 | 3968 | 179460.9295 | 30842.9 | 38498700 | 310 | 254777.1034 | 309 | 120788.5146 | 307 | 107488.0652 | 15184.3 | 19068800 | 24 | 104440.1724 | 24 | 67951.7521 | 24 | 64760.3597 | 8043.44 | 10193900 | 222.726 | 94.9% | 75.39% | 4.731% | 17.46% | 0.3662% | 7.156% | 94.5% | 22.61% | 63.8% | 16.31% | 99.68% | 47.41% | 99.03% | 42.19% | 100% | 65.06% | 100% | 62.01% | Suburb Large | 1567.0009 | Middle Atlantic
19064 | 1 | Philadelphia | 0 | PA | 2007 | 8132 | 1539560.6721 | 77415.1 | 97491600 | 7900 | 1040040.4737 | 7734 | 287988.6283 | 6079 | 212254.5265 | 37816.8 | 46893900 | 191 | 182667.7183 | 191 | 100839.3624 | 187 | 92002.8357 | 12505.7 | 15798500 | 41 | 316852.4801 | 41 | 243557.5689 | 41 | 235082.7231 | 27092.6 | 34799200 | 189.3213 | 97.15% | 67.55% | 2.349% | 11.86% | 0.5042% | 20.58% | 97.9% | 27.69% | 76.95% | 20.41% | 100% | 55.2% | 97.91% | 50.37% | 100% | 76.87% | 100% | 74.19% | Suburb Large | 3354.6956 | Middle Atlantic
19066 | 1 | Philadelphia | 0 | PA | 2007 | 1700 | 409733.1714 | 15631.48 | 19725340 | 1643 | 275988.4911 | 1577 | 59344.2038 | 1016 | 37040.4499 | 6761.17 | 8484540 | 40 | 40973.107 | 40 | 20967.8023 | 40 | 18658.5242 | 2423.41 | 3062320 | 17 | 92771.5733 | 17 | 52993.1793 | 17 | 49679.6795 | 6446.9 | 8178480 | 241.0195 | 96.65% | 67.36% | 2.353% | 10% | 1% | 22.64% | 95.98% | 21.5% | 61.84% | 13.42% | 100% | 51.17% | 100% | 45.54% | 100% | 57.12% | 100% | 53.55% | Suburb Large | 3979.3331 | Middle Atlantic
19067 | 0.13393 | Trenton | 0 | NJ | 2008 | 3105 | 549387 | 63079.57 | 77988330 | 2985 | 379964 | 2811 | 100046.568 | 1901 | 70295.493 | 3829.61 | 4691830 | 114 | 95511 | 114 | 50448.2116 | 113 | 45906.9903 | 4319.26 | 5263500 | 6 | 73912 | 6 | 53126.7039 | 6 | 50305.8105 | 54930.7 | 68033000 | 176.9362 | 96.14% | 69.16% | 3.671% | 17.39% | 0.1932% | 13.45% | 94.17% | 26.33% | 63.69% | 18.5% | 100% | 52.82% | 99.12% | 48.06% | 100% | 71.88% | 100% | 68.06% | Suburb Large | 1353.6282 | Middle Atlantic
19070 | 1 | Philadelphia | 0 | PA | 2007 | 2168 | 320184.0794 | 13665.82 | 17136240 | 2120 | 261343.2926 | 2098 | 76260.6099 | 1634 | 55503.7315 | 9797.05 | 12217800 | 43 | 35003.9677 | 43 | 17156.7755 | 43 | 15835.9597 | 2192.45 | 2786980 | 5 | 23836.8191 | 5 | 14534.0388 | 5 | 13388.5845 | 1676.32 | 2131460 | 147.6864 | 97.79% | 81.62% | 1.983% | 10.93% | 0.2306% | 7.445% | 98.96% | 29.18% | 77.08% | 21.24% | 100% | 49.01% | 100% | 45.24% | 100% | 60.97% | 100% | 56.17% | Suburb Large | 6577.5384 | Middle Atlantic
19072 | 1 | Philadelphia | 0 | PA | 2007 | 2909 | 602518.4256 | 21478.53 | 27047430 | 2812 | 477019.7581 | 2683 | 112392.5557 | 1768 | 74507.0112 | 12947.2 | 16205300 | 84 | 75046.2212 | 84 | 38858.7349 | 83 | 34903.6401 | 4564.35 | 5789030 | 13 | 50452.4463 | 13 | 35376.3419 | 13 | 33561.4629 | 3966.98 | 5053100 | 207.1222 | 96.67% | 79.17% | 2.888% | 12.46% | 0.4469% | 8.374% | 95.41% | 23.56% | 62.87% | 15.62% | 100% | 51.78% | 98.81% | 46.51% | 100% | 70.12% | 100% | 66.52% | Suburb Large | 3337.8161 | Middle Atlantic
19073 | 0.44695 | Philadelphia | 0 | PA | 2007 | 4376 | 1146616.3521 | 49574.3 | 62477900 | 4096 | 760189.9815 | 3828 | 176075.3198 | 2689 | 127837.8513 | 22979.3 | 28789900 | 252 | 211709.8633 | 252 | 98501.5892 | 236 | 87430.1947 | 12255.4 | 15471200 | 28 | 174716.5073 | 28 | 120018.0994 | 28 | 114358.1178 | 14339.6 | 18216800 | 262.0238 | 93.6% | 66.3% | 5.759% | 18.46% | 0.6399% | 15.24% | 93.46% | 23.16% | 65.65% | 16.82% | 100% | 46.53% | 93.65% | 41.3% | 100% | 68.69% | 100% | 65.45% | Suburb Large | 858.0285 | Middle Atlantic
19074 | 1 | Philadelphia | 0 | PA | 2007 | 1645 | 226973.845 | 10315.687 | 13049036 | 1615 | 195205.2453 | 1582 | 66611.9164 | 1258 | 50686.0438 | 7985.31 | 10082800 | 29 | 24216.5785 | 29 | 13403.828 | 29 | 12511.581 | 1706.52 | 2169560 | 1 | 7552.0211 | 1 | 5542.6757 | 1 | 5335.7414 | 623.857 | 796676 | 137.978 | 98.18% | 86% | 1.763% | 10.67% | 0.06079% | 3.327% | 97.96% | 34.12% | 77.89% | 25.97% | 100% | 55.35% | 100% | 51.67% | 100% | 73.39% | 100% | 70.65% | Suburb Large | 6899.8007 | Middle Atlantic
19075 | 1 | Philadelphia | 0 | PA | 2007 | 2771 | 427116.3231 | 17649.77 | 21778570 | 2719 | 358319.0608 | 2631 | 94964.5206 | 1875 | 68660.1067 | 12216.4 | 14991100 | 46 | 41766.985 | 46 | 25820.5841 | 46 | 24241.1585 | 3106.63 | 3869850 | 6 | 27030.2772 | 6 | 19492.6266 | 6 | 18877.5612 | 2326.74 | 2917620 | 154.138 | 98.12% | 83.89% | 1.66% | 9.779% | 0.2165% | 6.329% | 96.76% | 26.5% | 68.96% | 19.16% | 100% | 61.82% | 100% | 58.04% | 100% | 72.11% | 100% | 69.84% | Suburb Large | 3073.2529 | Middle Atlantic
19076 | 1 | Philadelphia | 0 | PA | 2007 | 1741 | 265268.8732 | 12971.25 | 16493830 | 1702 | 204739.7084 | 1667 | 68665.3729 | 1267 | 52289.6692 | 8116.53 | 10270000 | 32 | 28805.5145 | 32 | 17211.3714 | 32 | 16110.6219 | 2077.88 | 2650540 | 7 | 31723.6502 | 7 | 25000.6691 | 7 | 24385.7606 | 2776.84 | 3573290 | 152.3658 | 97.76% | 77.18% | 1.838% | 10.86% | 0.4021% | 11.96% | 97.94% | 33.54% | 74.44% | 25.54% | 100% | 59.75% | 100% | 55.93% | 100% | 78.81% | 100% | 76.87% | Suburb Large | 6690.3245 | Middle Atlantic
19078 | 1 | Philadelphia | 0 | PA | 2007 | 2896 | 588813.8979 | 34540.19 | 43958150 | 2824 | 353078.8733 | 2793 | 132675.3645 | 2306 | 107692.8437 | 15971.3 | 20208600 | 59 | 52051.5863 | 59 | 32065.2552 | 59 | 30268.8603 | 3741.49 | 4779150 | 13 | 183683.4382 | 13 | 120233.7837 | 13 | 114268.3001 | 14827.4 | 18970400 | 203.3197 | 97.51% | 59.96% | 2.037% | 8.84% | 0.4489% | 31.2% | 98.9% | 37.58% | 81.66% | 30.5% | 100% | 61.6% | 100% | 58.15% | 100% | 65.46% | 100% | 62.21% | Suburb Large | 4922.7115 | Middle Atlantic
19079 | 1 | Philadelphia | 0 | PA | 2007 | 1522 | 525730.4508 | 36348.31 | 46336000 | 1304 | 190104.2905 | 1298 | 75922.7784 | 1098 | 63371.9615 | 8955.11 | 11329600 | 196 | 173866.9279 | 196 | 108576.6542 | 196 | 102222.1233 | 12537 | 15868500 | 22 | 161759.2324 | 22 | 133590.391 | 22 | 131406.8592 | 14856.2 | 19137900 | 345.4208 | 85.68% | 36.16% | 12.88% | 33.07% | 1.445% | 30.77% | 99.54% | 39.94% | 84.2% | 33.34% | 100% | 62.45% | 100% | 58.79% | 100% | 82.59% | 100% | 81.24% | Suburb Large | 5518.2561 | Middle Atlantic
19080 | 1 | Philadelphia | 0 | PA | 2007 | 1 | 4202.7202 | 306.91 | 394928 | 0 | 0 | 0 | 0 | 0 | 0 | 0 | 0 | 0 | 0 | 0 | 0 | 0 | 0 | 0 | 0 | 1 | 4202.7202 | 1 | 2803.8925 | 1 | 2718.8925 | 306.91 | 394928 | 4202.7202 | 0% | 0% | 0% | 0% | 100% | 100% | #DIV/0! | #DIV/0! | #DIV/0! | #DIV/0! | #DIV/0! | #DIV/0! | #DIV/0! | #DIV/0! | 100% | 66.72% | 100% | 64.69% | Suburb Large | 1164.6092 | Middle Atlantic
19081 | 1 | Philadelphia | 0 | PA | 2007 | 2562 | 513331.4441 | 20238.55 | 25286780 | 2483 | 378490.2093 | 2395 | 88218.329 | 1654 | 61287.413 | 10861.3 | 13386800 | 66 | 62141.0607 | 66 | 30411.373 | 66 | 27673.541 | 3785.64 | 4790440 | 13 | 72700.1742 | 13 | 47995.2165 | 13 | 45685.2932 | 5591.61 | 7109540 | 200.3636 | 96.92% | 73.73% | 2.576% | 12.11% | 0.5074% | 14.16% | 96.46% | 23.31% | 66.61% | 16.19% | 100% | 48.94% | 100% | 44.53% | 100% | 66.02% | 100% | 62.84% | Suburb Large | 4674.5483 | Middle Atlantic
19082 | 1 | Philadelphia | 0 | PA | 2007 | 4161 | 1261717.0073 | 78577.8 | 99755200 | 3577 | 496052.3569 | 3557 | 207562.8179 | 3073 | 168558.643 | 24719.2 | 30792600 | 522 | 531440.0799 | 522 | 325908.7039 | 522 | 301458.9659 | 35505.9 | 45462800 | 62 | 234224.5705 | 62 | 165455.2554 | 62 | 157968.1018 | 18352.7 | 23499800 | 303.2245 | 85.96% | 39.32% | 12.55% | 42.12% | 1.49% | 18.56% | 99.44% | 41.84% | 85.91% | 33.98% | 100% | 61.33% | 100% | 56.72% | 100% | 70.64% | 100% | 67.44% | Suburb Large | 14642.236 | Middle Atlantic
19083 | 1 | Philadelphia | 0 | PA | 2007 | 11887 | 1583828.2075 | 71552.17 | 90461000 | 11714 | 1339805.8061 | 11448 | 400677.819 | 8975 | 296343.2826 | 52728.5 | 66433400 | 153 | 142985.8412 | 153 | 85772.0665 | 153 | 80476.8848 | 10348.1 | 13144900 | 20 | 101036.5601 | 20 | 76082.3665 | 20 | 72928.168 | 8475.57 | 10882700 | 133.2404 | 98.54% | 84.59% | 1.287% | 9.028% | 0.1683% | 6.379% | 97.73% | 29.91% | 76.62% | 22.12% | 100% | 59.99% | 100% | 56.28% | 100% | 75.3% | 100% | 72.18% | Suburb Large | 6035.7067 | Middle Atlantic
19085 | 1 | Philadelphia | 0 | PA | 2007 | 2330 | 706259.8071 | 24264.89 | 30504200 | 2113 | 498409.6259 | 2010 | 102062.6851 | 1387 | 68986.3908 | 12951.4 | 16239500 | 202 | 152054.5271 | 202 | 54633.6534 | 195 | 45084.076 | 7256.64 | 9078680 | 15 | 55795.6541 | 15 | 33690.5875 | 15 | 31471.1504 | 4056.85 | 5186020 | 303.1158 | 90.69% | 70.57% | 8.67% | 21.53% | 0.6438% | 7.9% | 95.13% | 20.48% | 65.64% | 13.84% | 100% | 35.93% | 96.53% | 29.65% | 100% | 60.38% | 100% | 56.4% | Suburb Large | 1401.076 | Middle Atlantic
19086 | 1 | Philadelphia | 0 | PA | 2007 | 3376 | 642599.1734 | 21649.54 | 27071650 | 3248 | 518722.318 | 3113 | 111550.0615 | 2077 | 72808.4226 | 13356.1 | 16630200 | 120 | 86523.5187 | 120 | 40043.6979 | 117 | 35583.0317 | 5247.92 | 6529460 | 8 | 37353.3367 | 8 | 26899.1951 | 8 | 26091.546 | 3045.52 | 3911990 | 190.3434 | 96.21% | 80.72% | 3.555% | 13.46% | 0.237% | 5.813% | 95.84% | 21.5% | 63.95% | 14.04% | 100% | 46.28% | 97.5% | 41.13% | 100% | 72.01% | 100% | 69.85% | Suburb Large | 2890.9841 | Middle Atlantic
19087 | 0.89712 | Philadelphia | 0 | PA | 2007 | 8588 | 2499922.2552 | 107070.4 | 135760300 | 8054 | 1566773.5331 | 7474 | 303532.7439 | 4643 | 204085.9438 | 37849.1 | 47575900 | 443 | 415729.5814 | 442 | 206130.6621 | 430 | 188757.8348 | 26034.9 | 32817000 | 91 | 517419.1407 | 91 | 384188.9859 | 91 | 369800.1601 | 43186.4 | 55367400 | 291.0948 | 93.78% | 62.67% | 5.158% | 16.63% | 1.06% | 20.7% | 92.8% | 19.37% | 57.65% | 13.03% | 99.77% | 49.58% | 97.07% | 45.4% | 100% | 74.25% | 100% | 71.47% | Suburb Large | 2075.6109 | Middle Atlantic
19090 | 0.80052 | Philadelphia | 0 | PA | 2007 | 6308 | 1375142.909 | 78559.7 | 97807900 | 6007 | 731776.3902 | 5811 | 199670.1294 | 4147 | 145105.4713 | 25007.7 | 30716900 | 243 | 231533.3016 | 243 | 140051.9215 | 241 | 131481.9467 | 16612.9 | 20701800 | 58 | 411833.2172 | 58 | 327623.4843 | 58 | 318314.0264 | 36939.1 | 46389200 | 217.9998 | 95.23% | 53.21% | 3.852% | 16.84% | 0.9195% | 29.95% | 96.74% | 27.29% | 69.04% | 19.83% | 100% | 60.49% | 99.18% | 56.79% | 100% | 79.55% | 100% | 77.29% | Suburb Large | 3569.4911 | Middle Atlantic
19094 | 1 | Philadelphia | 0 | PA | 2007 | 1217 | 194896.1022 | 11909.95 | 14992480 | 1190 | 141110.6938 | 1180 | 58861.7034 | 1002 | 48571.5057 | 7403.62 | 9213490 | 22 | 21202.2616 | 22 | 14253.1294 | 22 | 13584.4877 | 1645.55 | 2107810 | 5 | 32583.1468 | 5 | 25278.8015 | 5 | 24335.7466 | 2860.78 | 3671180 | 160.1447 | 97.78% | 72.4% | 1.808% | 10.88% | 0.4108% | 16.72% | 99.16% | 41.71% | 84.2% | 34.42% | 100% | 67.22% | 100% | 64.07% | 100% | 77.58% | 100% | 74.69% | Suburb Large | 5628.9678 | Middle Atlantic
19095 | 1 | Philadelphia | 0 | PA | 2007 | 1546 | 501569.4981 | 25864.55 | 31186130 | 1480 | 270027.3377 | 1397 | 56508.49 | 863 | 39322.9391 | 6720.45 | 7993360 | 49 | 49965.4925 | 49 | 27164.3393 | 46 | 24940.7503 | 3123.6 | 3764370 | 17 | 181576.668 | 17 | 143661.4619 | 17 | 138968.7658 | 16020.5 | 19428400 | 324.4305 | 95.73% | 53.84% | 3.169% | 9.962% | 1.1% | 36.2% | 94.39% | 20.93% | 58.31% | 14.56% | 100% | 54.37% | 93.88% | 49.92% | 100% | 79.12% | 100% | 76.53% | Suburb Large | 3462.6141 | Middle Atlantic
19096 | 1 | Philadelphia | 0 | PA | 2007 | 3970 | 751549.6134 | 26154.5 | 31138200 | 3864 | 600373.8973 | 3696 | 128187.8263 | 2458 | 84457.6109 | 15700.2 | 18549300 | 91 | 83131.7153 | 91 | 39942.4546 | 86 | 36061.5272 | 4770.52 | 5702820 | 15 | 68044.0007 | 15 | 50877.7292 | 15 | 48886.6169 | 5683.78 | 6886080 | 189.3072 | 97.33% | 79.88% | 2.292% | 11.06% | 0.3778% | 9.054% | 95.65% | 21.35% | 63.61% | 14.07% | 100% | 48.05% | 94.51% | 43.38% | 100% | 74.77% | 100% | 71.85% | Suburb Large | 4178.4002 | Middle Atlantic
19102 | 1 | Philadelphia | Philadelphia, PA | PA | 2007 | 72 | 177353.0534 | 6548.391 | 8377924 | 25 | 6083.7134 | 22 | 2582.2884 | 18 | 2363.2289 | 318.051 | 396444 | 21 | 30023.8988 | 21 | 10691.806 | 20 | 9591.9366 | 1137.26 | 1457780 | 26 | 141245.4412 | 26 | 47954.7759 | 26 | 43260.6235 | 5093.08 | 6523700 | 2463.2369 | 34.72% | 3.43% | 29.17% | 16.93% | 36.11% | 79.64% | 88% | 42.45% | 72% | 38.85% | 100% | 35.61% | 95.24% | 31.95% | 100% | 33.95% | 100% | 30.63% | City Large | 29940.8977 | Middle Atlantic
19103 | 0.99924 | Philadelphia | Philadelphia, PA | PA | 2007 | 444 | 696841.6997 | 32060.65 | 40720430 | 129 | 31922.049 | 124 | 13174.5977 | 107 | 10953.6668 | 1398.65 | 1768330 | 214 | 263238.4421 | 213 | 116873.0568 | 209 | 101779.9416 | 12643.6 | 16073100 | 101 | 401681.2087 | 101 | 164582.6223 | 101 | 144725.9297 | 18018.4 | 22879000 | 1569.4633 | 29.05% | 4.581% | 48.2% | 37.78% | 22.75% | 57.64% | 96.12% | 41.27% | 82.95% | 34.31% | 99.53% | 44.4% | 97.66% | 38.66% | 100% | 40.97% | 100% | 36.03% | City Large | 28626.2448 | Middle Atlantic
19104 | 1 | Philadelphia | Philadelphia, PA | PA | 2007 | 2986 | 1865333.3738 | 115325 | 146319100 | 2125 | 422083.9717 | 2116 | 207987.6007 | 1990 | 179179.5404 | 22714.1 | 28626100 | 728 | 709092.7045 | 728 | 392344.7907 | 727 | 356968.6055 | 43667 | 55396500 | 133 | 734156.6976 | 133 | 431022.389 | 133 | 404063.6615 | 48943.9 | 62296500 | 624.693 | 71.17% | 22.63% | 24.38% | 38.01% | 4.454% | 39.36% | 99.58% | 49.28% | 93.65% | 42.45% | 100% | 55.33% | 99.86% | 50.34% | 100% | 58.71% | 100% | 55.04% | City Large | 15114.9393 | Middle Atlantic
19106 | 1 | Philadelphia | Philadelphia, PA | PA | 2007 | 369 | 569042.1869 | 30684.74 | 38908030 | 133 | 28473.3403 | 130 | 11029.3576 | 114 | 8950.5409 | 1287.98 | 1592230 | 161 | 177924.7484 | 161 | 81011.4808 | 161 | 69717.9195 | 9495.46 | 11850200 | 75 | 362644.0981 | 74 | 180396.6142 | 74 | 163133.2649 | 19901.3 | 25465600 | 1542.1197 | 36.04% | 5.004% | 43.63% | 31.27% | 20.33% | 63.73% | 97.74% | 38.74% | 85.71% | 31.43% | 100% | 45.53% | 100% | 39.18% | 98.67% | 49.74% | 98.67% | 44.98% | City Large | 11176.9995 | Middle Atlantic
19107 | 1 | Philadelphia | Philadelphia, PA | PA | 2007 | 327 | 681098.0225 | 37125.816 | 46822720 | 95 | 19702.2609 | 91 | 7698.8968 | 80 | 6330.03 | 858.076 | 1068620 | 156 | 182855.3551 | 156 | 84664.1653 | 156 | 73685.951 | 9207.04 | 11647700 | 76 | 478540.4065 | 76 | 240427.1325 | 76 | 219110.6338 | 27060.7 | 34106400 | 2082.8686 | 29.05% | 2.893% | 47.71% | 26.85% | 23.24% | 70.26% | 95.79% | 39.08% | 84.21% | 32.13% | 100% | 46.3% | 100% | 40.3% | 100% | 50.24% | 100% | 45.79% | City Large | 25899.6946 | Middle Atlantic
19108 | 1 | Philadelphia | Philadelphia, PA | PA | 2007 | 1 | 11757.8944 | 489.357 | 626655 | 0 | 0 | 0 | 0 | 0 | 0 | 0 | 0 | 0 | 0 | 0 | 0 | 0 | 0 | 0 | 0 | 1 | 11757.8944 | 1 | 4812.7858 | 1 | 4193.2608 | 489.357 | 626655 | 11757.8944 | 0% | 0% | 0% | 0% | 100% | 100% | #DIV/0! | #DIV/0! | #DIV/0! | #DIV/0! | #DIV/0! | #DIV/0! | #DIV/0! | #DIV/0! | 100% | 40.93% | 100% | 35.66% | City Large | 11518.2351 | Middle Atlantic
19111 | 1 | Philadelphia | Philadelphia, PA | PA | 2007 | 9667 | 2320909.4721 | 150676.7 | 181981300 | 9114 | 1352134.5627 | 9099 | 661826.2707 | 8509 | 581439.9674 | 74942.1 | 90308500 | 484 | 515063.7247 | 484 | 326087.947 | 482 | 307514.3414 | 36428.2 | 44015500 | 69 | 453711.1847 | 69 | 349792.836 | 69 | 338841.4736 | 39306.4 | 47657300 | 240.0858 | 94.28% | 58.26% | 5.007% | 22.19% | 0.7138% | 19.55% | 99.84% | 48.95% | 93.36% | 43% | 100% | 63.31% | 99.59% | 59.7% | 100% | 77.1% | 100% | 74.68% | City Large | 12280.109 | Middle Atlantic
19112 | 1 | Philadelphia | Philadelphia, PA | PA | 2007 | 385 | 543796.2944 | 46470.22 | 58148250 | 254 | 50537.685 | 251 | 25379.2326 | 233 | 22048.246 | 3266.35 | 4003080 | 80 | 73753.0072 | 80 | 46700.7709 | 80 | 44463.5509 | 6122.47 | 7561570 | 51 | 419505.6022 | 51 | 306145.9061 | 51 | 297362.7587 | 37081.4 | 46583600 | 1412.4579 | 65.97% | 9.293% | 20.78% | 13.56% | 13.25% | 77.14% | 98.82% | 50.22% | 91.73% | 43.63% | 100% | 63.32% | 100% | 60.29% | 100% | 72.98% | 100% | 70.88% | City Large | 108.1983 | Middle Atlantic
19113 | 1 | Philadelphia | 0 | PA | 2007 | 29 | 322561.4089 | 25356.903 | 32458569 | 11 | 1691.7302 | 11 | 1074.0533 | 11 | 1015.3186 | 136.72 | 171068 | 3 | 4130.902 | 3 | 3380.3927 | 3 | 3350.7389 | 375.283 | 483401 | 15 | 316738.7767 | 15 | 221693.0372 | 15 | 210551.7205 | 24844.9 | 31804100 | 11122.8072 | 37.93% | 0.5245% | 10.34% | 1.281% | 51.72% | 98.19% | 100% | 63.49% | 100% | 60.02% | 100% | 81.83% | 100% | 81.11% | 100% | 69.99% | 100% | 66.47% | Suburb Large | 480.3256 | Middle Atlantic
19114 | 1 | Philadelphia | Philadelphia, PA | PA | 2007 | 4463 | 1983498.3021 | 154360.8 | 186217400 | 3698 | 545298.8825 | 3679 | 242824.2054 | 3307 | 210662.2274 | 29797.3 | 35444100 | 685 | 547558.0515 | 685 | 327028.7228 | 684 | 306662.9668 | 38831.9 | 46693300 | 80 | 890641.3681 | 80 | 765470.6727 | 80 | 751103.8488 | 85731.6 | 104080000 | 444.4316 | 82.86% | 27.49% | 15.35% | 27.61% | 1.793% | 44.9% | 99.49% | 44.53% | 89.43% | 38.63% | 100% | 59.72% | 99.85% | 56.01% | 100% | 85.95% | 100% | 84.33% | City Large | 5347.6652 | Middle Atlantic
19115 | 1 | Philadelphia | Philadelphia, PA | PA | 2007 | 6800 | 1574833.2377 | 94398.6 | 113324000 | 6471 | 1064280.1282 | 6431 | 459890.3917 | 5880 | 391834.3367 | 55557.7 | 66498200 | 278 | 274751.5579 | 278 | 148557.0019 | 274 | 139626.1166 | 18648.2 | 22390400 | 51 | 235801.5516 | 51 | 177612.3576 | 51 | 171981.6172 | 20192.7 | 24435400 | 231.5931 | 95.16% | 67.58% | 4.088% | 17.45% | 0.75% | 14.97% | 99.38% | 43.21% | 90.87% | 36.82% | 100% | 54.07% | 98.56% | 50.82% | 100% | 75.32% | 100% | 72.93% | City Large | 7064.2704 | Middle Atlantic
19116 | 1 | Philadelphia | Philadelphia, PA | PA | 2007 | 6279 | 1753867.5201 | 123435.7 | 148866900 | 5964 | 901955.118 | 5924 | 404835.5797 | 5424 | 348991.7804 | 47926.1 | 57381500 | 236 | 226793.9521 | 236 | 138969.2458 | 236 | 129947.7199 | 16647.1 | 20023300 | 79 | 625118.45 | 79 | 526620.7774 | 79 | 515737.725 | 58862.5 | 71462100 | 279.3227 | 94.98% | 51.43% | 3.759% | 12.93% | 1.258% | 35.64% | 99.33% | 44.88% | 90.95% | 38.69% | 100% | 61.28% | 100% | 57.3% | 100% | 84.24% | 100% | 82.5% | City Large | 6296.0036 | Middle Atlantic
19118 | 1 | Philadelphia | Philadelphia, PA | PA | 2007 | 2298 | 629645.5999 | 27122.31 | 33668440 | 2106 | 386408.4299 | 2045 | 101098.9081 | 1535 | 74929.1181 | 12211.5 | 15134300 | 172 | 155705.8975 | 172 | 68460.3967 | 171 | 61082.9663 | 8791.71 | 10898100 | 20 | 87531.2725 | 20 | 50249.9496 | 20 | 46933.2209 | 6119.1 | 7636040 | 273.9972 | 91.64% | 61.37% | 7.485% | 24.73% | 0.8703% | 13.9% | 97.1% | 26.16% | 72.89% | 19.39% | 100% | 43.97% | 99.42% | 39.23% | 100% | 57.41% | 100% | 53.62% | City Large | 3297.2817 | Middle Atlantic
19119 | 1 | Philadelphia | Philadelphia, PA | PA | 2007 | 4379 | 1151910.4085 | 53435.17 | 64432830 | 4031 | 759605.4206 | 3965 | 256400.7428 | 3251 | 208662.3533 | 29095.4 | 34980600 | 320 | 315466.1987 | 320 | 170545.2231 | 319 | 156956.9888 | 19086.7 | 23079900 | 28 | 76838.7892 | 28 | 47901.3875 | 28 | 44879.6321 | 5253.07 | 6372330 | 263.0533 | 92.05% | 65.94% | 7.308% | 27.39% | 0.6394% | 6.671% | 98.36% | 33.75% | 80.65% | 27.47% | 100% | 54.06% | 99.69% | 49.75% | 100% | 62.34% | 100% | 58.41% | City Large | 7572.6849 | Middle Atlantic
19120 | 1 | Philadelphia | Philadelphia, PA | PA | 2007 | 3150 | 2074655.9603 | 150169 | 181605100 | 2027 | 358503.2657 | 2020 | 194699.0044 | 1906 | 173125.6993 | 21069.4 | 25383200 | 1036 | 1222303.1827 | 1036 | 792360.0736 | 1036 | 747386.7579 | 86821.3 | 104941000 | 87 | 493849.5119 | 87 | 370595.5004 | 87 | 358041.1659 | 42278.3 | 51280900 | 658.6209 | 64.35% | 17.28% | 32.89% | 58.92% | 2.762% | 23.8% | 99.65% | 54.31% | 94.03% | 48.29% | 100% | 64.83% | 100% | 61.15% | 100% | 75.04% | 100% | 72.5% | City Large | 19695.8125 | Middle Atlantic
19121 | 1 | Philadelphia | Philadelphia, PA | PA | 2007 | 2868 | 1280853.0753 | 83050.9 | 105360300 | 2103 | 386310.1785 | 2101 | 203491.7923 | 1978 | 179605.288 | 22590.8 | 28439200 | 710 | 654760.2006 | 710 | 372705.2625 | 710 | 339037.8767 | 41348.7 | 52515700 | 55 | 239782.6962 | 55 | 169294.7158 | 55 | 162172.8387 | 19111.4 | 24405400 | 446.6015 | 73.33% | 30.16% | 24.76% | 51.12% | 1.918% | 18.72% | 99.9% | 52.68% | 94.06% | 46.49% | 100% | 56.92% | 100% | 51.78% | 100% | 70.6% | 100% | 67.63% | City Large | 16762.0282 | Middle Atlantic
19122 | 1 | Philadelphia | Philadelphia, PA | PA | 2007 | 1550 | 831022.0976 | 59600.6 | 75370400 | 1145 | 197548.6953 | 1145 | 106593.1669 | 1031 | 93313.4913 | 11965.7 | 14963900 | 335 | 330422.825 | 335 | 201214.8099 | 335 | 185974.6467 | 23223.1 | 29272800 | 70 | 303050.5773 | 70 | 214811.6326 | 70 | 206803.9565 | 24411.8 | 31133700 | 536.1433 | 73.87% | 23.77% | 21.61% | 39.76% | 4.516% | 36.47% | 100% | 53.96% | 90.04% | 47.24% | 100% | 60.9% | 100% | 56.28% | 100% | 70.88% | 100% | 68.24% | City Large | 16546.2944 | Middle Atlantic
19123 | 1 | Philadelphia | Philadelphia, PA | PA | 2007 | 1098 | 781570.5956 | 56618.19 | 71398300 | 672 | 130061.7605 | 671 | 66013.7271 | 638 | 56941.7072 | 8156.89 | 10027000 | 353 | 361335.4097 | 353 | 216033.0021 | 353 | 199334.3173 | 25414.2 | 32010700 | 73 | 290173.4254 | 73 | 203469.2041 | 73 | 193474.7003 | 23047.1 | 29360600 | 711.8129 | 61.2% | 16.64% | 32.15% | 46.23% | 6.648% | 37.13% | 99.85% | 50.76% | 94.94% | 43.78% | 100% | 59.79% | 100% | 55.17% | 100% | 70.12% | 100% | 66.68% | City Large | 9580.1043 | Middle Atlantic
19124 | 1 | Philadelphia | Philadelphia, PA | PA | 2007 | 4502 | 2977292.5641 | 218875.8 | 264813600 | 3105 | 562978.3813 | 3104 | 262685.1937 | 2813 | 217388.9443 | 28255 | 34014600 | 1205 | 1315431.2356 | 1205 | 850228.93 | 1205 | 795491.761 | 92989.4 | 112602000 | 192 | 1098882.9472 | 192 | 860683.658 | 192 | 834251.4738 | 97631.4 | 118197000 | 661.3266 | 68.97% | 18.91% | 26.77% | 44.18% | 4.265% | 36.91% | 99.97% | 46.66% | 90.6% | 38.61% | 100% | 64.63% | 100% | 60.47% | 100% | 78.32% | 100% | 75.92% | City Large | 13341.402 | Middle Atlantic
19125 | 1 | Philadelphia | Philadelphia, PA | PA | 2007 | 1928 | 971262.0011 | 57354.1 | 73392700 | 1323 | 241069.903 | 1319 | 117648.1697 | 1138 | 96031.4778 | 11900.2 | 15229500 | 550 | 495174.0244 | 550 | 269814.1444 | 550 | 236045.0634 | 29214.1 | 37324600 | 55 | 235018.0737 | 55 | 147207.497 | 55 | 136986.8068 | 16239.8 | 20838600 | 503.7666 | 68.62% | 24.82% | 28.53% | 50.98% | 2.853% | 24.2% | 99.7% | 48.8% | 86.02% | 39.84% | 100% | 54.49% | 100% | 47.67% | 100% | 62.64% | 100% | 58.29% | City Large | 13542.2862 | Middle Atlantic
19126 | 1 | Philadelphia | Philadelphia, PA | PA | 2007 | 1702 | 555999.8346 | 33387.39 | 39890200 | 1439 | 234817.9672 | 1425 | 88223.0914 | 1221 | 68961.103 | 10215.3 | 11990200 | 248 | 279283.6847 | 248 | 181605.5692 | 248 | 170803.7044 | 20073.1 | 24167800 | 15 | 41898.1827 | 15 | 27774.026 | 15 | 26419.6984 | 3098.99 | 3732200 | 326.6744 | 84.55% | 42.23% | 14.57% | 50.23% | 0.8813% | 7.536% | 99.03% | 37.57% | 84.85% | 29.37% | 100% | 65.03% | 100% | 61.16% | 100% | 66.29% | 100% | 63.06% | City Large | 15448.8941 | Middle Atlantic
19127 | 1 | Philadelphia | Philadelphia, PA | PA | 2007 | 718 | 332290.9208 | 20004.09 | 25502490 | 533 | 91870.5714 | 531 | 41573.4114 | 480 | 33159.5419 | 4612.26 | 5876360 | 176 | 156600.7568 | 176 | 80832.5308 | 176 | 69914.4947 | 9447.92 | 12039500 | 9 | 83819.5925 | 9 | 51121.1723 | 9 | 47440.2288 | 5943.91 | 7586630 | 462.8007 | 74.23% | 27.65% | 24.51% | 47.13% | 1.253% | 25.22% | 99.62% | 45.25% | 90.06% | 36.09% | 100% | 51.62% | 100% | 44.65% | 100% | 60.99% | 100% | 56.6% | City Large | 11392.3113 | Middle Atlantic
19128 | 0.99998 | Philadelphia | Philadelphia, PA | PA | 2007 | 6603 | 1436305.9195 | 82075 | 102278600 | 6110 | 869168.0992 | 6027 | 361710.7238 | 5145 | 301142.2546 | 42185.9 | 52449100 | 460 | 416476.651 | 459 | 236286.7966 | 455 | 216655.848 | 27272.1 | 34040800 | 33 | 150661.1693 | 33 | 112643.0307 | 33 | 108257.5197 | 12617 | 15788700 | 217.5232 | 92.53% | 60.51% | 6.967% | 29% | 0.4998% | 10.49% | 98.64% | 41.62% | 84.21% | 34.65% | 99.78% | 56.73% | 98.91% | 52.02% | 100% | 74.77% | 100% | 71.85% | City Large | 4810.0656 | Middle Atlantic
19129 | 1 | Philadelphia | Philadelphia, PA | PA | 2007 | 1207 | 825182.1808 | 56694.03 | 68560020 | 922 | 177790.9711 | 914 | 64958.073 | 771 | 53448.737 | 7681.83 | 9202120 | 240 | 235528.152 | 240 | 140861.6624 | 240 | 129340.6168 | 15648.2 | 18928000 | 45 | 411863.0577 | 45 | 266069.9421 | 45 | 254215.5822 | 33364 | 40429900 | 683.6638 | 76.39% | 21.55% | 19.88% | 28.54% | 3.728% | 49.91% | 99.13% | 36.54% | 83.62% | 30.06% | 100% | 59.81% | 100% | 54.92% | 100% | 64.6% | 100% | 61.72% | City Large | 6270.4716 | Middle Atlantic
19130 | 1 | Philadelphia | Philadelphia, PA | PA | 2007 | 1036 | 857523.9499 | 52390.01 | 66359490 | 578 | 131021.2103 | 578 | 66609.0008 | 552 | 56764.5844 | 7125.71 | 9030290 | 393 | 416005.3233 | 393 | 226360.6135 | 393 | 201155.0947 | 24934.4 | 31583600 | 65 | 310497.4163 | 65 | 174704.8892 | 65 | 161168.4369 | 20329.9 | 25745600 | 827.7258 | 55.79% | 15.28% | 37.93% | 48.51% | 6.274% | 36.21% | 100% | 50.84% | 95.5% | 43.32% | 100% | 54.41% | 100% | 48.35% | 100% | 56.27% | 100% | 51.91% | City Large | 17192.6082 | Middle Atlantic
19131 | 1 | Philadelphia | Philadelphia, PA | PA | 2007 | 2845 | 1745535.9136 | 116813.8 | 149350900 | 1888 | 347663.8102 | 1866 | 159723.9744 | 1621 | 136251.0263 | 17413.9 | 22182300 | 860 | 900551.4196 | 860 | 549462.3637 | 860 | 508636.2829 | 60662 | 77447800 | 97 | 497320.6838 | 97 | 346566.8309 | 97 | 331355.7442 | 38737.9 | 49720800 | 613.5451 | 66.36% | 19.92% | 30.23% | 51.59% | 3.409% | 28.49% | 98.83% | 45.94% | 85.86% | 39.19% | 100% | 61.01% | 100% | 56.48% | 100% | 69.69% | 100% | 66.63% | City Large | 8304.0334 | Middle Atlantic
19132 | 1 | Philadelphia | Philadelphia, PA | PA | 2007 | 2493 | 1560793.8828 | 107378.1 | 137122100 | 1522 | 292670.6075 | 1521 | 165422.4488 | 1448 | 148516.5527 | 17484.6 | 22307900 | 888 | 887897.6778 | 888 | 550636.3159 | 888 | 510897.1962 | 59387.2 | 76020700 | 83 | 380225.5974 | 83 | 265180.7503 | 83 | 252912.3761 | 30506.3 | 38793500 | 626.0706 | 61.05% | 18.75% | 35.62% | 56.89% | 3.329% | 24.36% | 99.93% | 56.52% | 95.14% | 50.75% | 100% | 62.02% | 100% | 57.54% | 100% | 69.74% | 100% | 66.52% | City Large | 15022.3867 | Middle Atlantic
19133 | 1 | Philadelphia | Philadelphia, PA | PA | 2007 | 1944 | 869561.8961 | 57639.4 | 69274300 | 1395 | 236645.7011 | 1393 | 128947.5588 | 1271 | 113236.9141 | 13479.1 | 16227900 | 503 | 471007.4613 | 503 | 284568.3765 | 503 | 262088.9149 | 31177.6 | 37532900 | 46 | 161908.7337 | 46 | 111924.319 | 46 | 106611.1175 | 12982.7 | 15513500 | 447.3055 | 71.76% | 27.21% | 25.87% | 54.17% | 2.366% | 18.62% | 99.86% | 54.49% | 91.11% | 47.85% | 100% | 60.42% | 100% | 55.64% | 100% | 69.13% | 100% | 65.85% | City Large | 21096.4958 | Middle Atlantic
19134 | 1 | Philadelphia | Philadelphia, PA | PA | 2007 | 3570 | 2692226.2975 | 198899 | 240794600 | 2093 | 397600.2025 | 2090 | 233706.3696 | 1936 | 209046.7282 | 24623.3 | 29823600 | 1302 | 1270591.0031 | 1302 | 795877.2876 | 1302 | 734867.7499 | 86275.5 | 104461000 | 175 | 1024035.0919 | 175 | 764907.7257 | 175 | 738110.4646 | 88000.2 | 106510000 | 754.125 | 58.63% | 14.77% | 36.47% | 47.19% | 4.902% | 38.04% | 99.86% | 58.78% | 92.5% | 52.58% | 100% | 62.64% | 100% | 57.84% | 100% | 74.7% | 100% | 72.08% | City Large | 14753.6029 | Middle Atlantic
19135 | 1 | Philadelphia | Philadelphia, PA | PA | 2007 | 2856 | 1281418.9078 | 84736.7 | 102494300 | 2252 | 400068.5365 | 2250 | 183312.8231 | 2111 | 154152.2121 | 19958.5 | 24069600 | 536 | 575818.5019 | 536 | 369377.6122 | 536 | 348257.1083 | 40626 | 49270100 | 68 | 305531.8694 | 68 | 206411.9946 | 68 | 197509.302 | 24152.2 | 29154600 | 448.6761 | 78.85% | 31.22% | 18.77% | 44.94% | 2.381% | 23.84% | 99.91% | 45.82% | 93.74% | 38.53% | 100% | 64.15% | 100% | 60.48% | 100% | 67.56% | 100% | 64.64% | City Large | 11679.5345 | Middle Atlantic
19136 | 1 | Philadelphia | Philadelphia, PA | PA | 2007 | 3139 | 1665264.2319 | 120475 | 145776600 | 2453 | 407913.0674 | 2434 | 191285.2688 | 2178 | 165628.826 | 21346.6 | 25637500 | 595 | 665637.6194 | 595 | 432019.3317 | 595 | 409995.4188 | 47319.4 | 57393900 | 91 | 591713.5451 | 91 | 456314.0834 | 91 | 443065.1112 | 51809 | 62745200 | 530.5079 | 78.15% | 24.5% | 18.96% | 39.97% | 2.899% | 35.53% | 99.23% | 46.89% | 88.79% | 40.6% | 100% | 64.9% | 100% | 61.59% | 100% | 77.12% | 100% | 74.88% | City Large | 7778.9788 | Middle Atlantic
19137 | 1 | Philadelphia | Philadelphia, PA | PA | 2007 | 1360 | 694580.0088 | 50736.39 | 61043900 | 1058 | 184485.8665 | 1058 | 91427.3623 | 968 | 76395.372 | 9943.19 | 11966800 | 255 | 250630.29 | 255 | 161485.1239 | 255 | 151219.4555 | 18601.4 | 22336500 | 47 | 259463.8523 | 47 | 192286.9413 | 47 | 184291.0899 | 22191.8 | 26740600 | 510.7206 | 77.79% | 26.56% | 18.75% | 36.08% | 3.456% | 37.36% | 100% | 49.56% | 91.49% | 41.41% | 100% | 64.43% | 100% | 60.34% | 100% | 74.11% | 100% | 71.03% | City Large | 3641.548 | Middle Atlantic
19138 | 1 | Philadelphia | Philadelphia, PA | PA | 2007 | 1708 | 1038199.129 | 68375.81 | 82645000 | 1059 | 189689.7066 | 1049 | 90531.0318 | 945 | 78051.0838 | 9550.41 | 11515600 | 588 | 663675.3528 | 588 | 417725.879 | 588 | 389502.5792 | 45455 | 54913200 | 61 | 184834.0695 | 61 | 123282.7347 | 61 | 116891.7564 | 13370.4 | 16216200 | 607.8449 | 62% | 18.27% | 34.43% | 63.93% | 3.571% | 17.8% | 99.06% | 47.73% | 89.24% | 41.15% | 100% | 62.94% | 100% | 58.69% | 100% | 66.7% | 100% | 63.24% | City Large | 16695.8921 | Middle Atlantic
19139 | 1 | Philadelphia | Philadelphia, PA | PA | 2007 | 2409 | 1521364.3768 | 101218.8 | 129050200 | 1383 | 297818.3352 | 1382 | 171617.6461 | 1356 | 157018.0269 | 18554 | 23684200 | 950 | 942941.8913 | 950 | 569160.1381 | 950 | 528536.7386 | 61966.8 | 79103100 | 76 | 280604.1503 | 76 | 182983.6381 | 76 | 172915.0236 | 20698 | 26262900 | 631.5336 | 57.41% | 19.58% | 39.44% | 61.98% | 3.155% | 18.44% | 99.93% | 57.62% | 98.05% | 52.72% | 100% | 60.36% | 100% | 56.05% | 100% | 65.21% | 100% | 61.62% | City Large | 22425.2732 | Middle Atlantic
19140 | 1 | Philadelphia | Philadelphia, PA | PA | 2007 | 3319 | 2175707.1119 | 152351.8 | 183583900 | 2044 | 397797.2467 | 2044 | 222557.4674 | 1967 | 198911.529 | 23603.1 | 28476000 | 1159 | 1222082.6818 | 1159 | 762331.7892 | 1157 | 706730.2484 | 82614.9 | 99774800 | 116 | 555827.1835 | 116 | 397198.7155 | 116 | 380725.7014 | 46133.8 | 55333100 | 655.5309 | 61.58% | 18.28% | 34.92% | 56.17% | 3.495% | 25.55% | 100% | 55.95% | 96.23% | 50% | 100% | 62.38% | 99.83% | 57.83% | 100% | 71.46% | 100% | 68.5% | City Large | 16364.3926 | Middle Atlantic
19141 | 1 | Philadelphia | Philadelphia, PA | PA | 2007 | 2207 | 1155714.5293 | 78774 | 95021200 | 1623 | 294309.0836 | 1613 | 155137.6945 | 1511 | 138050.945 | 16672.9 | 20074400 | 506 | 574919.0558 | 506 | 363466.46 | 506 | 340342.1703 | 39975.8 | 48211700 | 78 | 286486.3899 | 78 | 199569.0924 | 78 | 189718.8518 | 22125.3 | 26735100 | 523.6586 | 73.54% | 25.47% | 22.93% | 49.75% | 3.534% | 24.79% | 99.38% | 52.71% | 93.1% | 46.91% | 100% | 63.22% | 100% | 59.2% | 100% | 69.66% | 100% | 66.22% | City Large | 16683.2458 | Middle Atlantic
19142 | 1 | Philadelphia | Philadelphia, PA | PA | 2007 | 1401 | 1005753.0624 | 65936.13 | 84600000 | 742 | 144034.1425 | 742 | 72901.9545 | 701 | 64452.1066 | 7920.93 | 10151000 | 613 | 683754.6363 | 613 | 407565.6749 | 613 | 377997.2713 | 45155.4 | 57943300 | 46 | 177964.2836 | 46 | 114279.3672 | 46 | 108031.6127 | 12859.8 | 16505700 | 717.8823 | 52.96% | 14.32% | 43.75% | 67.98% | 3.283% | 17.69% | 100% | 50.61% | 94.47% | 44.75% | 100% | 59.61% | 100% | 55.28% | 100% | 64.21% | 100% | 60.7% | City Large | 16937.5535 | Middle Atlantic
19143 | 1 | Philadelphia | Philadelphia, PA | PA | 2007 | 3857 | 2374935.7427 | 150752.8 | 193050400 | 2553 | 539120.2551 | 2550 | 268503.6768 | 2466 | 238191.3175 | 29353.6 | 37367700 | 1164 | 1317267.8452 | 1164 | 777720.3557 | 1164 | 720861.5317 | 84729.3 | 108639000 | 140 | 518547.6424 | 140 | 329377.2228 | 140 | 310859.3583 | 36669.9 | 47043700 | 615.7469 | 66.19% | 22.7% | 30.18% | 55.47% | 3.63% | 21.83% | 99.88% | 49.8% | 96.59% | 44.18% | 100% | 59.04% | 100% | 54.72% | 100% | 63.52% | 100% | 59.95% | City Large | 19131.8656 | Middle Atlantic
19144 | 1 | Philadelphia | Philadelphia, PA | PA | 2007 | 4886 | 1729897.2677 | 100298.6 | 121037400 | 4107 | 724969.6967 | 4084 | 286550.6266 | 3577 | 234331.0301 | 31883.5 | 38384300 | 717 | 703072.3857 | 717 | 392879.3819 | 715 | 361352.4066 | 44883.9 | 54132400 | 62 | 301855.1853 | 62 | 210500.7651 | 62 | 200858.4823 | 23531.2 | 28520700 | 354.0518 | 84.06% | 41.91% | 14.67% | 40.64% | 1.269% | 17.45% | 99.44% | 39.53% | 87.1% | 32.32% | 100% | 55.88% | 99.72% | 51.4% | 100% | 69.74% | 100% | 66.54% | City Large | 11839.5966 | Middle Atlantic
19145 | 1 | Philadelphia | Philadelphia, PA | PA | 2007 | 2137 | 2022662.5471 | 146956.6 | 186916000 | 940 | 211440.5445 | 938 | 109449.0897 | 923 | 97435.9047 | 13075.2 | 16287500 | 1052 | 1177299.6367 | 1052 | 749447.2857 | 1049 | 709820.0707 | 84236.1 | 107182000 | 145 | 633922.3659 | 145 | 442417.3914 | 145 | 423803.4377 | 49645.3 | 63446500 | 946.4963 | 43.99% | 10.45% | 49.23% | 58.21% | 6.785% | 31.34% | 99.79% | 51.76% | 98.19% | 46.08% | 100% | 63.66% | 99.71% | 60.29% | 100% | 69.79% | 100% | 66.85% | City Large | 8655.8751 | Middle Atlantic
19146 | 1 | Philadelphia | Philadelphia, PA | PA | 2007 | 2059 | 1463213.0625 | 95715.8 | 121969600 | 1219 | 248555.3724 | 1219 | 135695.8354 | 1138 | 121883.2828 | 14522.5 | 18552100 | 726 | 749957.228 | 726 | 437923.6758 | 726 | 400300.117 | 47942.1 | 61088400 | 114 | 464700.4622 | 114 | 291975.2186 | 114 | 274148.5509 | 33251.2 | 42329100 | 710.6426 | 59.2% | 16.99% | 35.26% | 51.25% | 5.537% | 31.76% | 100% | 54.59% | 93.36% | 49.04% | 100% | 58.39% | 100% | 53.38% | 100% | 62.83% | 100% | 58.99% | City Large | 20504.847 | Middle Atlantic
19147 | 1 | Philadelphia | Philadelphia, PA | PA | 2007 | 1513 | 1372413.2652 | 75328.29 | 94952900 | 731 | 165120.9245 | 730 | 80571.4975 | 688 | 68860.2184 | 9653.59 | 11868300 | 636 | 663682.3629 | 636 | 328710.831 | 636 | 281332.3395 | 36724.7 | 46340000 | 146 | 543609.9779 | 146 | 268352.3784 | 146 | 232151.0245 | 28950 | 36744600 | 907.0808 | 48.31% | 12.03% | 42.04% | 48.36% | 9.65% | 39.61% | 99.86% | 48.8% | 94.12% | 41.7% | 100% | 49.53% | 100% | 42.39% | 100% | 49.36% | 100% | 42.71% | City Large | 22558.4763 | Middle Atlantic
19148 | 1 | Philadelphia | Philadelphia, PA | PA | 2007 | 1800 | 2536737.7518 | 189460.8 | 242392000 | 694 | 163805.771 | 693 | 93652.9157 | 676 | 84848.4229 | 10170.8 | 12955300 | 900 | 1013664.1212 | 900 | 641493.2169 | 900 | 600792.0524 | 69383 | 88927700 | 206 | 1359267.8597 | 206 | 980057.6502 | 206 | 942248.4527 | 109907 | 140509000 | 1409.2988 | 38.56% | 6.457% | 50% | 39.96% | 11.44% | 53.58% | 99.86% | 57.17% | 97.41% | 51.8% | 100% | 63.28% | 100% | 59.27% | 100% | 72.1% | 100% | 69.32% | City Large | 10537.0064 | Middle Atlantic
19149 | 1 | Philadelphia | Philadelphia, PA | PA | 2007 | 1357 | 1435877.4352 | 103742.26 | 125943060 | 347 | 66375.7508 | 345 | 38373.8454 | 339 | 34750.0726 | 4121.26 | 4986960 | 938 | 1136657.9411 | 938 | 748528.0639 | 938 | 712273.8565 | 80786.2 | 98141700 | 72 | 232843.7433 | 72 | 169507.7465 | 72 | 163206.2645 | 18834.8 | 22814400 | 1058.1263 | 25.57% | 4.623% | 69.12% | 79.16% | 5.306% | 16.22% | 99.42% | 57.81% | 97.69% | 52.35% | 100% | 65.85% | 100% | 62.66% | 100% | 72.8% | 100% | 70.09% | City Large | 23107.4728 | Middle Atlantic
19150 | 1 | Philadelphia | Philadelphia, PA | PA | 2007 | 2199 | 769641.729 | 50430.95 | 61191760 | 1820 | 269884.5607 | 1814 | 138058.954 | 1688 | 124151.0973 | 15097.8 | 18282100 | 344 | 391392.8716 | 344 | 255600.167 | 344 | 239847.848 | 27415.3 | 33289400 | 35 | 108364.2967 | 35 | 72998.1766 | 35 | 69198.1643 | 7917.85 | 9620260 | 349.9962 | 82.76% | 35.07% | 15.64% | 50.85% | 1.592% | 14.08% | 99.67% | 51.15% | 92.75% | 46% | 100% | 65.31% | 100% | 61.28% | 100% | 67.36% | 100% | 63.86% | City Large | 16156.7143 | Middle Atlantic
19151 | 1 | Philadelphia | Philadelphia, PA | PA | 2007 | 1871 | 1070100.3222 | 65579.5 | 83884700 | 1268 | 257510.0019 | 1260 | 106786.6059 | 1130 | 88377.0746 | 11848.9 | 15106400 | 547 | 628555.4043 | 547 | 384679.6119 | 547 | 351655.156 | 41161.5 | 52705600 | 56 | 184034.9161 | 56 | 113727.4211 | 56 | 104896.6422 | 12569.1 | 16072700 | 571.9403 | 67.77% | 24.06% | 29.24% | 58.74% | 2.993% | 17.2% | 99.37% | 41.47% | 89.12% | 34.32% | 100% | 61.2% | 100% | 55.95% | 100% | 61.8% | 100% | 57% | City Large | 12975.3319 | Middle Atlantic
19152 | 1 | Philadelphia | Philadelphia, PA | PA | 2007 | 5573 | 1146722.8587 | 78974.5 | 95544400 | 5415 | 868703.0461 | 5411 | 512620.8342 | 5303 | 472283.5575 | 56458.5 | 68314600 | 131 | 132598.5854 | 131 | 91403.277 | 131 | 87532.5097 | 10242.1 | 12384500 | 27 | 145421.2272 | 27 | 107658.0772 | 27 | 104076.5868 | 12273.9 | 14845300 | 205.764 | 97.16% | 75.76% | 2.351% | 11.56% | 0.4845% | 12.68% | 99.93% | 59.01% | 97.93% | 54.37% | 100% | 68.93% | 100% | 66.01% | 100% | 74.03% | 100% | 71.57% | City Large | 9991.6454 | Middle Atlantic
19153 | 1 | Philadelphia | Philadelphia, PA | PA | 2007 | 1304 | 1242931.3868 | 100671.91 | 128656140 | 633 | 123781.4391 | 627 | 59084.3189 | 579 | 53183.2222 | 7253.11 | 9195440 | 584 | 516248.8343 | 584 | 297819.2738 | 584 | 280721.19 | 36764.2 | 46641900 | 87 | 602901.1134 | 87 | 510031.5896 | 87 | 498948.6694 | 56654.6 | 72818800 | 953.1682 | 48.54% | 9.959% | 44.79% | 41.53% | 6.672% | 48.51% | 99.05% | 47.73% | 91.47% | 42.97% | 100% | 57.69% | 100% | 54.38% | 100% | 84.6% | 100% | 82.76% | City Large | 1113.954 | Middle Atlantic
19154 | 1 | Philadelphia | Philadelphia, PA | PA | 2007 | 3295 | 2112218.954 | 173301.4 | 209287900 | 2237 | 419270.1796 | 2230 | 213629.0811 | 2077 | 188995.8962 | 25110.2 | 30033800 | 954 | 672653.4486 | 954 | 406656.4375 | 954 | 383164.1502 | 47758.2 | 57467100 | 104 | 1020295.3258 | 104 | 893820.6023 | 104 | 880189.7654 | 100433 | 121787000 | 641.0376 | 67.89% | 19.85% | 28.95% | 31.85% | 3.156% | 48.3% | 99.69% | 50.95% | 92.85% | 45.08% | 100% | 60.46% | 100% | 56.96% | 100% | 87.6% | 100% | 86.27% | City Large | 5411.7299 | Middle Atlantic
19312 | 0.093781 | Philadelphia | 0 | PA | 2007 | 601 | 132369.5789 | 4889.166 | 6178672 | 590 | 110451.1775 | 565 | 24515.9963 | 388 | 16973.9331 | 3157.89 | 3961300 | 7 | 5628.1907 | 7 | 2649.0106 | 6 | 2399.6962 | 318.816 | 402332 | 4 | 16290.2107 | 4 | 12652.2509 | 4 | 12104.4922 | 1412.46 | 1815040 | 220.2489 | 98.17% | 83.44% | 1.165% | 4.252% | 0.6656% | 12.31% | 95.76% | 22.2% | 65.76% | 15.37% | 100% | 47.07% | 85.71% | 42.64% | 100% | 77.67% | 100% | 74.31% | Suburb Large | 1115.6418 | Middle Atlantic
19333 | 0.99998 | Philadelphia | 0 | PA | 2007 | 2100 | 601615.6518 | 23448.75 | 29467920 | 1899 | 381453.6012 | 1798 | 77265.7849 | 1153 | 53384.4912 | 9850.25 | 12340200 | 186 | 159705.0147 | 186 | 66329.8106 | 181 | 57877.3315 | 8812.59 | 11045100 | 15 | 60457.0359 | 15 | 40166.2838 | 15 | 37609.9421 | 4785.91 | 6082620 | 286.4836 | 90.43% | 63.4% | 8.857% | 26.55% | 0.7143% | 10.05% | 94.68% | 20.26% | 60.72% | 14% | 100% | 41.53% | 97.31% | 36.24% | 100% | 66.44% | 100% | 62.21% | Suburb Large | 1654.6705 | Middle Atlantic
19401 | 0.99505 | Philadelphia | 0 | PA | 2007 | 7313 | 1974055.0005 | 117345.7 | 146147800 | 6598 | 1030370.7408 | 6516 | 412526.9399 | 5561 | 335177.735 | 49367.5 | 61212900 | 640 | 569947.3907 | 640 | 314947.859 | 638 | 283817.8664 | 37641.6 | 46887300 | 75 | 373736.8691 | 75 | 267154.3438 | 75 | 255652.6693 | 30336.6 | 38047600 | 269.9378 | 90.22% | 52.2% | 8.752% | 28.87% | 1.026% | 18.93% | 98.76% | 40.04% | 84.28% | 32.53% | 100% | 55.26% | 99.69% | 49.8% | 100% | 71.48% | 100% | 68.4% | Suburb Large | 6538.4525 | Middle Atlantic
19403 | 0.5997 | Philadelphia | 0 | PA | 2007 | 9566 | 2392834.6306 | 132705.3 | 164442200 | 9003 | 1392277.6034 | 8666 | 394089.3145 | 6824 | 294472.8359 | 52746.2 | 64773700 | 456 | 457780.3848 | 456 | 243845.6766 | 455 | 223963.8882 | 31468.9 | 38828900 | 107 | 542776.6424 | 107 | 426396.7003 | 107 | 414679.8809 | 48490.2 | 60839600 | 250.1395 | 94.11% | 58.19% | 4.767% | 19.13% | 1.119% | 22.68% | 96.26% | 28.31% | 75.8% | 21.15% | 100% | 53.27% | 99.78% | 48.92% | 100% | 78.56% | 100% | 76.4% | Suburb Large | 1803.5226 | Middle Atlantic
19405 | 1 | Philadelphia | 0 | PA | 2007 | 1187 | 277433.0906 | 16595.22 | 20613260 | 1085 | 154410.2342 | 1084 | 64457.1948 | 982 | 51119.1314 | 7728.68 | 9590150 | 93 | 75929.2233 | 93 | 41816.8859 | 93 | 37832.7711 | 5101.11 | 6326300 | 9 | 47093.633 | 9 | 31993.4456 | 9 | 30302.2111 | 3765.43 | 4696810 | 233.7263 | 91.41% | 55.66% | 7.835% | 27.37% | 0.7582% | 16.97% | 99.91% | 41.74% | 90.51% | 33.11% | 100% | 55.07% | 100% | 49.83% | 100% | 67.94% | 100% | 64.34% | Suburb Large | 4325.4051 | Middle Atlantic
19406 | 0.94515 | Philadelphia | 0 | PA | 2007 | 6703 | 2701543.9042 | 194649 | 242986100 | 6006 | 877810.9562 | 5870 | 286509.9638 | 4811 | 217365.1772 | 37236.5 | 45875000 | 519 | 514288.831 | 519 | 322387.1746 | 517 | 298801.7047 | 38756.5 | 47977100 | 178 | 1309444.1171 | 178 | 1062747.3007 | 178 | 1034774.4153 | 118656 | 149134000 | 403.035 | 89.6% | 32.49% | 7.743% | 19.04% | 2.656% | 48.47% | 97.74% | 32.64% | 80.1% | 24.76% | 100% | 62.69% | 99.61% | 58.1% | 100% | 81.16% | 100% | 79.02% | Suburb Large | 1736.8018 | Middle Atlantic
19422 | 0.45211 | Philadelphia | 0 | PA | 2007 | 2661 | 802643.4691 | 48822.5 | 60299900 | 2343 | 407763.9573 | 2297 | 128354.5789 | 1931 | 101029.7553 | 18028.1 | 22010700 | 288 | 232756.3494 | 288 | 116753.3907 | 288 | 105993.929 | 15875.1 | 19502900 | 30 | 162123.1623 | 30 | 134513.2546 | 30 | 131171.3442 | 14919.3 | 18786300 | 301.6323 | 88.05% | 50.8% | 10.82% | 29% | 1.127% | 20.2% | 98.04% | 31.48% | 82.42% | 24.78% | 100% | 50.16% | 100% | 45.54% | 100% | 82.97% | 100% | 80.91% | Suburb Large | 1514.4881 | Middle Atlantic
19426 | 0.050384 | Philadelphia | 0 | PA | 2007 | 540 | 157344.6502 | 9822.08 | 12050870 | 501 | 83645.6534 | 486 | 26247.271 | 419 | 20143.9591 | 3726.87 | 4559810 | 30 | 26614.8528 | 30 | 13196.4871 | 30 | 11756.4855 | 1874.38 | 2275680 | 9 | 47084.144 | 9 | 35079.8651 | 9 | 33946.5358 | 4220.83 | 5215380 | 291.379 | 92.78% | 53.16% | 5.556% | 16.92% | 1.667% | 29.92% | 97.01% | 31.38% | 83.63% | 24.08% | 100% | 49.58% | 100% | 44.17% | 100% | 74.5% | 100% | 72.1% | Suburb Large | 1163.4413 | Middle Atlantic
19428 | 1 | Philadelphia | 0 | PA | 2007 | 4960 | 1626065.0134 | 117423.8 | 144613800 | 4517 | 652329.1474 | 4446 | 248266.0855 | 3709 | 196803.98 | 31394.4 | 38753000 | 339 | 323732.8575 | 339 | 198611.0401 | 337 | 185621.9513 | 23661.7 | 29416200 | 104 | 650003.0084 | 104 | 510673.6761 | 104 | 497272.9179 | 62367.7 | 76444600 | 327.8357 | 91.07% | 40.12% | 6.835% | 19.91% | 2.097% | 39.97% | 98.43% | 38.06% | 82.11% | 30.17% | 100% | 61.35% | 99.41% | 57.34% | 100% | 78.56% | 100% | 76.5% | Suburb Large | 2541.6013 | Middle Atlantic
19444 | 1 | Philadelphia | 0 | PA | 2007 | 3015 | 616889.3763 | 28707.51 | 35368710 | 2888 | 465210.0651 | 2815 | 134994.5186 | 2270 | 101472.8685 | 18146.9 | 22358900 | 116 | 95890.0447 | 116 | 42779.4214 | 116 | 37018.9962 | 6107.74 | 7525680 | 11 | 55789.2666 | 11 | 36121.0029 | 11 | 33537.9536 | 4452.87 | 5484130 | 204.6068 | 95.79% | 75.41% | 3.847% | 15.54% | 0.3648% | 9.044% | 97.47% | 29.02% | 78.6% | 21.81% | 100% | 44.61% | 100% | 38.61% | 100% | 64.75% | 100% | 60.12% | Suburb Large | 1911.6601 | Middle Atlantic
19460 | 0.029062 | Philadelphia | 0 | PA | 2007 | 95 | 52541.4763 | 3824.647 | 4782405 | 85 | 16834.2168 | 84 | 6058.6488 | 69 | 4990.8681 | 797.836 | 985288 | 7 | 5418.007 | 7 | 2728.0465 | 7 | 2424.3155 | 351.281 | 434477 | 3 | 30289.2526 | 3 | 22981.1973 | 3 | 22528.0428 | 2675.53 | 3362640 | 553.0682 | 89.47% | 32.04% | 7.368% | 10.31% | 3.158% | 57.65% | 98.82% | 35.99% | 81.18% | 29.65% | 100% | 50.35% | 100% | 44.75% | 100% | 75.87% | 100% | 74.38% | Suburb Large | 1204.7117 | Middle Atlantic
19462 | 1 | Philadelphia | 0 | PA | 2007 | 5325 | 1406190.4252 | 88870.1 | 109913500 | 5017 | 738035.9367 | 4944 | 248156.0699 | 4146 | 189754.2357 | 32708.7 | 39709100 | 230 | 225100.3616 | 230 | 134315.3895 | 230 | 125013.2717 | 16649.3 | 20628300 | 78 | 443054.1269 | 78 | 349169.2658 | 78 | 338978.9265 | 39512.1 | 49576100 | 264.0733 | 94.22% | 52.48% | 4.319% | 16.01% | 1.465% | 31.51% | 98.54% | 33.62% | 82.64% | 25.71% | 100% | 59.67% | 100% | 55.54% | 100% | 78.81% | 100% | 76.51% | Suburb Large | 1602.4184 | Middle Atlantic
19901 | 0.68998 | Dover | 0 | DE | 2009 | 11198 | 2971614.7833 | 196604.5 | 236417800 | 10370 | 1644424.4677 | 10177 | 644416.9372 | 8364 | 491103.2086 | 85278.4 | 101009000 | 728 | 583415.86 | 728 | 333639.9969 | 726 | 304204.5318 | 43254.1 | 52296700 | 100 | 743774.4556 | 100 | 575701.07 | 100 | 556408.8609 | 68072 | 83112100 | 265.3701 | 92.61% | 55.34% | 6.501% | 19.63% | 0.893% | 25.03% | 98.14% | 39.19% | 80.66% | 29.86% | 100% | 57.19% | 99.73% | 52.14% | 100% | 77.4% | 100% | 74.81% | City Small | 423.0916 | South Atlantic
19902 | 1 | Dover | 0 | DE | 2009 | 178 | 252886.1993 | 20505.59 | 24920140 | 81 | 14777.4861 | 81 | 7363.7456 | 77 | 6519.3195 | 1016.82 | 1226220 | 72 | 88552.4309 | 72 | 46740.6841 | 72 | 43353.891 | 6333.97 | 7605920 | 25 | 149556.2823 | 25 | 111407.6294 | 25 | 107876.367 | 13154.8 | 16088000 | 1420.709 | 45.51% | 5.844% | 40.45% | 35.02% | 14.04% | 59.14% | 100% | 49.83% | 95.06% | 44.12% | 100% | 52.78% | 100% | 48.96% | 100% | 74.49% | 100% | 72.13% | Suburb Small | 592.0188 | South Atlantic
19904 | 0.4994 | Dover | 0 | DE | 2009 | 8895 | 2413723.2171 | 161429.3 | 193879100 | 8299 | 1287270.9023 | 8100 | 470028.3371 | 6809 | 363000.5156 | 64548.5 | 76083500 | 525 | 457561.8594 | 525 | 266023.5773 | 523 | 244211.7182 | 35436.8 | 42163800 | 71 | 668890.4553 | 71 | 542091.9024 | 71 | 523184.8716 | 61444 | 75631800 | 271.3573 | 93.3% | 53.33% | 5.902% | 18.96% | 0.7982% | 27.71% | 97.6% | 36.51% | 82.05% | 28.2% | 100% | 58.14% | 99.62% | 53.37% | 100% | 81.04% | 100% | 78.22% | City Small | 811.593 | South Atlantic
19934 | 0.22628 | Dover | 0 | DE | 2009 | 3646 | 711970.8651 | 43853 | 52229430 | 3553 | 580692.3582 | 3528 | 231157.931 | 3180 | 181282.8199 | 33008.5 | 39186900 | 84 | 72950.6376 | 84 | 40619.6866 | 83 | 37883.4629 | 5759.96 | 6812580 | 9 | 58327.8694 | 9 | 44965.3869 | 9 | 42835.6334 | 5084.54 | 6229950 | 195.2745 | 97.45% | 81.56% | 2.304% | 10.25% | 0.2468% | 8.192% | 99.3% | 39.81% | 89.5% | 31.22% | 100% | 55.68% | 98.81% | 51.93% | 100% | 77.09% | 100% | 73.44% | Suburb Small | 294.166 | South Atlantic
19936 | 1 | Dover | 0 | DE | 2009 | 56 | 5940.3153 | 251.064 | 308681 | 55 | 4064.9727 | 55 | 1219.99 | 23 | 552.3071 | 101.2 | 122896 | 1 | 1875.3426 | 1 | 1376.6378 | 1 | 1318.551 | 149.864 | 185785 | 0 | 0 | 0 | 0 | 0 | 0 | 0 | 0 | 106.0771 | 98.21% | 68.43% | 1.786% | 31.57% | 0% | 0% | 100% | 30.01% | 41.82% | 13.59% | 100% | 73.41% | 100% | 70.31% | #DIV/0! | #DIV/0! | #DIV/0! | #DIV/0! | City Small | 589.0919 | South Atlantic
19943 | 0.0088805 | Dover | 0 | DE | 2009 | 121 | 18177.9198 | 1022.756 | 1177932 | 118 | 15714.373 | 109 | 6050.3321 | 82 | 4924.1249 | 845.283 | 971646 | 3 | 2463.5468 | 3 | 1257.9263 | 3 | 1143.7005 | 177.473 | 206286 | 0 | 0 | 0 | 0 | 0 | 0 | 0 | 0 | 150.2307 | 97.52% | 86.45% | 2.479% | 13.55% | 0% | 0% | 92.37% | 38.5% | 69.49% | 31.34% | 100% | 51.06% | 100% | 46.42% | #DIV/0! | #DIV/0! | #DIV/0! | #DIV/0! | Rural Fringe | 167.9828 | South Atlantic
19946 | 0.043846 | Dover | 0 | DE | 2009 | 1 | 178.7354 | 11.7561 | 14112.4 | 1 | 178.7354 | 1 | 94.8708 | 1 | 69.9636 | 11.7561 | 14112.4 | 0 | 0 | 0 | 0 | 0 | 0 | 0 | 0 | 0 | 0 | 0 | 0 | 0 | 0 | 0 | 0 | 178.7354 | 100% | 100% | 0% | 0% | 0% | 0% | 100% | 53.08% | 100% | 39.14% | #DIV/0! | #DIV/0! | #DIV/0! | #DIV/0! | #DIV/0! | #DIV/0! | #DIV/0! | #DIV/0! | Rural Fringe | 167.6325 | South Atlantic
19962 | 0.67683 | Dover | 0 | DE | 2009 | 2187 | 389297.0723 | 22627.1 | 27065210 | 2148 | 333898.2171 | 2107 | 129815.3616 | 1785 | 99905.0949 | 18236.2 | 21757200 | 34 | 28979.2833 | 34 | 15811.3153 | 34 | 14454.7633 | 2224.46 | 2652420 | 5 | 26419.572 | 5 | 18009.7659 | 5 | 17032.598 | 2166.44 | 2655590 | 178.0051 | 98.22% | 85.77% | 1.555% | 7.444% | 0.2286% | 6.786% | 98.09% | 38.88% | 83.1% | 29.92% | 100% | 54.56% | 100% | 49.88% | 100% | 68.17% | 100% | 64.47% | Suburb Small | 607.8211 | South Atlantic
19979 | 0.029832 | Dover | 0 | DE | 2009 | 9 | 2197.8477 | 169.0768 | 198140.5 | 8 | 1475.6275 | 8 | 811.6861 | 7 | 729.7958 | 114.58 | 130983 | 1 | 722.2202 | 1 | 513.4013 | 1 | 468 | 54.4968 | 67157.5 | 0 | 0 | 0 | 0 | 0 | 0 | 0 | 0 | 244.2053 | 88.89% | 67.14% | 11.11% | 32.86% | 0% | 0% | 100% | 55.01% | 87.5% | 49.46% | 100% | 71.09% | 100% | 64.8% | #DIV/0! | #DIV/0! | #DIV/0! | #DIV/0! | Rural Fringe | 153.5761 | South Atlantic
19980 | 1 | Dover | 0 | DE | 2009 | 37 | 5263.1529 | 288.5147 | 327141.3 | 36 | 4677.0129 | 28 | 1741.0328 | 22 | 1420.552 | 249.702 | 280086 | 1 | 586.1401 | 1 | 258.2453 | 1 | 195.4426 | 38.8127 | 47055.3 | 0 | 0 | 0 | 0 | 0 | 0 | 0 | 0 | 142.2474 | 97.3% | 88.86% | 2.703% | 11.14% | 0% | 0% | 77.78% | 37.23% | 61.11% | 30.37% | 100% | 44.06% | 100% | 33.34% | #DIV/0! | #DIV/0! | #DIV/0! | #DIV/0! | Suburb Small | 187.8149 | South Atlantic
20001 | 0.99705 | Washington | Washington, DC | DC | 2012 | 1556 | 1543741.3289 | 98523.84 | 122274600 | 843 | 157516.4463 | 828 | 78580.8166 | 742 | 66378.801 | 8422.64 | 10430600 | 564 | 584992.0372 | 564 | 306753.3493 | 563 | 270349.8212 | 35657 | 44133600 | 149 | 801232.8455 | 149 | 440022.5199 | 149 | 402726.3024 | 54444.2 | 67710400 | 992.1217 | 54.18% | 10.2% | 36.25% | 37.89% | 9.576% | 51.9% | 98.22% | 49.89% | 88.02% | 42.14% | 100% | 52.44% | 99.82% | 46.21% | 100% | 54.92% | 100% | 50.26% | City Large | 17694.7338 | South Atlantic
20002 | 1 | Washington | Washington, DC | DC | 2009 | 2824 | 2278665.4484 | 156719.4 | 196049300 | 1501 | 290350.4708 | 1500 | 158370.0928 | 1385 | 136711.092 | 16935 | 21105400 | 1158 | 1108844.7881 | 1157 | 672941.3567 | 1157 | 606297.9898 | 72329.9 | 90585600 | 165 | 879470.1895 | 165 | 599599.5219 | 165 | 564378.3145 | 67454.5 | 84358300 | 806.8929 | 53.15% | 12.74% | 41.01% | 48.66% | 5.843% | 38.6% | 99.93% | 54.54% | 92.27% | 47.08% | 99.91% | 60.69% | 99.91% | 54.68% | 100% | 68.18% | 100% | 64.17% | City Large | 10064.5736 | South Atlantic
20003 | 1 | Washington | Washington, DC | DC | 2009 | 1581 | 1209583.9923 | 78613.66 | 97291400 | 987 | 182747.0326 | 983 | 92599.8437 | 873 | 78415.6956 | 9640.16 | 11974300 | 510 | 487618.5386 | 510 | 277732.8965 | 510 | 246842.8146 | 30095.5 | 37491700 | 84 | 539218.4211 | 84 | 322182.7507 | 84 | 301310.3816 | 38878 | 47825400 | 765.0753 | 62.43% | 15.11% | 32.26% | 40.31% | 5.313% | 44.58% | 99.59% | 50.67% | 88.45% | 42.91% | 100% | 56.96% | 100% | 50.62% | 100% | 59.75% | 100% | 55.88% | City Large | 10431.371 | South Atlantic
20004 | 1 | Washington | Washington, DC | DC | 2012 | 58 | 342757.1165 | 22206.1479 | 27046308.1 | 16 | 2536.2098 | 16 | 1582.2349 | 9 | 1453.9127 | 160.839 | 199409 | 7 | 5091.6027 | 7 | 2826.2987 | 7 | 2536.8991 | 56.8089 | 71899.1 | 35 | 335129.304 | 35 | 154349.095 | 35 | 140776.6795 | 21988.5 | 26775000 | 5909.6055 | 27.59% | 0.7399% | 12.07% | 1.485% | 60.34% | 97.77% | 100% | 62.39% | 56.25% | 57.33% | 100% | 55.51% | 100% | 49.83% | 100% | 46.06% | 100% | 42.01% | City Large | 2560.8386 | South Atlantic
20005 | 1 | Washington | Washington, DC | DC | 2009 | 207 | 371937.121 | 18301.757 | 22877237 | 63 | 13848.5172 | 61 | 6283.5068 | 57 | 5071.5178 | 615.457 | 772157 | 93 | 110518.7126 | 93 | 50550.6252 | 93 | 43551.7711 | 5374.9 | 6728580 | 51 | 247569.8912 | 51 | 113953.9967 | 51 | 100532.3396 | 12311.4 | 15376500 | 1796.7977 | 30.43% | 3.723% | 44.93% | 29.71% | 24.64% | 66.56% | 96.83% | 45.37% | 90.48% | 36.62% | 100% | 45.74% | 100% | 39.41% | 100% | 46.03% | 100% | 40.61% | City Large | 28177.9961 | South Atlantic
20006 | 1 | Washington | Washington, DC | DC | 2009 | 125 | 418837.2875 | 23280.413 | 28936705 | 34 | 6457.6059 | 31 | 2523.6697 | 29 | 2053.6523 | 300.673 | 364135 | 30 | 32895.4057 | 30 | 16621.8127 | 30 | 15037.3297 | 1976.04 | 2414670 | 61 | 379484.2759 | 61 | 188588.9673 | 61 | 171753.3631 | 21003.7 | 26157900 | 3350.6983 | 27.2% | 1.542% | 24% | 7.854% | 48.8% | 90.6% | 91.18% | 39.08% | 85.29% | 31.8% | 100% | 50.53% | 100% | 45.71% | 100% | 49.7% | 100% | 45.26% | City Large | 5249.7668 | South Atlantic
20007 | 1 | Washington | Washington, DC | DC | 2009 | 3005 | 1154463.656 | 61320.8 | 75701400 | 2447 | 395244.1884 | 2386 | 144651.5434 | 1883 | 109081.627 | 16323.9 | 19988000 | 490 | 444674.4486 | 490 | 225476.2225 | 489 | 189362.8259 | 25100.9 | 30945400 | 68 | 314545.0189 | 68 | 174809.752 | 68 | 157336.4983 | 19896 | 24768000 | 384.1809 | 81.43% | 34.24% | 16.31% | 38.52% | 2.263% | 27.25% | 97.51% | 36.6% | 76.95% | 27.6% | 100% | 50.71% | 99.8% | 42.58% | 100% | 55.58% | 100% | 50.02% | City Large | 8642.0799 | South Atlantic
20008 | 1 | Washington | Washington, DC | DC | 2009 | 3074 | 977190.7094 | 48561.8 | 60352200 | 2733 | 398027.6749 | 2608 | 123751.1891 | 1953 | 89934.3522 | 14773.3 | 18119600 | 282 | 306069.5094 | 282 | 153420.2132 | 282 | 132747.012 | 16795.3 | 20967000 | 59 | 273093.5251 | 59 | 153784.0863 | 59 | 140988.3388 | 16993.2 | 21265600 | 317.889 | 88.91% | 40.73% | 9.174% | 31.32% | 1.919% | 27.95% | 95.43% | 31.09% | 71.46% | 22.59% | 100% | 50.13% | 100% | 43.37% | 100% | 56.31% | 100% | 51.63% | City Large | 7989.8445 | South Atlantic
20009 | 1 | Washington | Washington, DC | DC | 2009 | 1161 | 982371.0438 | 53063.31 | 66203820 | 497 | 108496.2176 | 495 | 50485.6707 | 456 | 41312.6809 | 5270.71 | 6539620 | 590 | 621328.3053 | 590 | 318346.5055 | 590 | 276300.0031 | 33951.8 | 42393400 | 74 | 252546.5209 | 74 | 128744.9057 | 74 | 112276.9139 | 13840.8 | 17270800 | 846.1422 | 42.81% | 11.04% | 50.82% | 63.25% | 6.374% | 25.71% | 99.6% | 46.53% | 91.75% | 38.08% | 100% | 51.24% | 100% | 44.47% | 100% | 50.98% | 100% | 44.46% | City Large | 35031.5145 | South Atlantic
20010 | 1 | Washington | Washington, DC | DC | 2009 | 937 | 707387.0976 | 42198.04 | 52742420 | 507 | 100917.5281 | 500 | 49232.2099 | 446 | 41379.8134 | 5223.74 | 6498920 | 397 | 402410.5694 | 397 | 219390.1472 | 396 | 191125.411 | 23547.2 | 29384700 | 33 | 204059.0001 | 33 | 122573.0562 | 33 | 113420.8978 | 13427.1 | 16858800 | 754.9489 | 54.11% | 14.27% | 42.37% | 56.89% | 3.522% | 28.85% | 98.62% | 48.78% | 87.97% | 41% | 100% | 54.52% | 99.75% | 47.5% | 100% | 60.07% | 100% | 55.58% | City Large | 22960.8838 | South Atlantic
20011 | 1 | Washington | Washington, DC | DC | 2009 | 6911 | 1948489.7891 | 122923.8 | 152427100 | 5997 | 805556.342 | 5964 | 354698.0091 | 5294 | 281536.8548 | 40885.9 | 50445600 | 852 | 836018.4396 | 852 | 506020.3359 | 851 | 453198.1478 | 56914.8 | 70703700 | 62 | 306915.0075 | 62 | 214921.3223 | 62 | 203786.7297 | 25123.1 | 31277800 | 281.9404 | 86.77% | 41.34% | 12.33% | 42.91% | 0.8971% | 15.75% | 99.45% | 44.03% | 88.28% | 34.95% | 100% | 60.53% | 99.88% | 54.21% | 100% | 70.03% | 100% | 66.4% | City Large | 11013.0512 | South Atlantic
20012 | 1 | Washington | Washington, DC | DC | 2009 | 3812 | 642770.3407 | 35533.18 | 43531260 | 3689 | 442506.2297 | 3630 | 158315.5223 | 2958 | 121332.4986 | 20837.4 | 25247600 | 105 | 100339.965 | 105 | 61054.6459 | 105 | 55763.1271 | 7076.89 | 8799100 | 18 | 99924.146 | 18 | 65173.7131 | 18 | 61421.6856 | 7618.89 | 9484560 | 168.6176 | 96.77% | 68.84% | 2.754% | 15.61% | 0.4722% | 15.55% | 98.4% | 35.78% | 80.18% | 27.42% | 100% | 60.85% | 100% | 55.57% | 100% | 65.22% | 100% | 61.47% | City Large | 6433.6444 | South Atlantic
20015 | 1 | Washington | Washington, DC | DC | 2009 | 4425 | 642104.9759 | 28519.42 | 35024380 | 4350 | 488041.0406 | 4141 | 136152.17 | 2974 | 96059.2405 | 17833.3 | 21722100 | 58 | 61293.9223 | 58 | 32923.0821 | 58 | 29253.8176 | 3826.93 | 4740530 | 17 | 92770.0129 | 17 | 60620.2428 | 17 | 55911.4084 | 6859.19 | 8561750 | 145.1085 | 98.31% | 76.01% | 1.311% | 9.546% | 0.3842% | 14.45% | 95.2% | 27.9% | 68.37% | 19.68% | 100% | 53.71% | 100% | 47.73% | 100% | 65.34% | 100% | 60.27% | City Large | 5025.4278 | South Atlantic
20016 | 1 | Washington | Washington, DC | DC | 2009 | 6682 | 1253494.5536 | 60472.9 | 74435900 | 6415 | 757817.9179 | 6212 | 224487.0916 | 4577 | 159477.8707 | 28682 | 34943500 | 211 | 203475.8213 | 211 | 100129.9846 | 210 | 88369.6848 | 12045.3 | 14852700 | 56 | 292200.8144 | 56 | 172586.2893 | 56 | 158975.1948 | 19745.6 | 24639700 | 187.5927 | 96% | 60.46% | 3.158% | 16.23% | 0.8381% | 23.31% | 96.84% | 29.62% | 71.35% | 21.04% | 100% | 49.21% | 99.53% | 43.43% | 100% | 59.06% | 100% | 54.41% | City Large | 7016.9588 | South Atlantic
20017 | 1 | Washington | Washington, DC | DC | 2009 | 3157 | 687803.6328 | 43994.7 | 53673900 | 2927 | 352300.5718 | 2904 | 152227.9724 | 2536 | 123732.49 | 19143.5 | 23126900 | 197 | 193467.8245 | 197 | 116750.7441 | 197 | 106874.5045 | 14088.6 | 17249200 | 33 | 142035.2366 | 33 | 91157.8127 | 33 | 84755.7323 | 10762.6 | 13297800 | 217.8662 | 92.71% | 51.22% | 6.24% | 28.13% | 1.045% | 20.65% | 99.21% | 43.21% | 86.64% | 35.12% | 100% | 60.35% | 100% | 55.24% | 100% | 64.18% | 100% | 59.67% | City Large | 7935.1571 | South Atlantic
20018 | 1 | Washington | Washington, DC | DC | 2009 | 4073 | 966214.3059 | 66764.6 | 82734100 | 3829 | 407780.7578 | 3782 | 147559.0375 | 2847 | 108824.8844 | 18543.3 | 22199700 | 186 | 182787.2915 | 186 | 117990.2923 | 186 | 108968.6153 | 13534.9 | 16886200 | 58 | 375646.2566 | 58 | 310704.4845 | 58 | 301167.5733 | 34686.4 | 43648200 | 237.2242 | 94.01% | 42.2% | 4.567% | 18.92% | 1.424% | 38.88% | 98.77% | 36.19% | 74.35% | 26.69% | 100% | 64.55% | 100% | 59.61% | 100% | 82.71% | 100% | 80.17% | City Large | 4730.2636 | South Atlantic
20019 | 1 | Washington | Washington, DC | DC | 2009 | 7852 | 1572119.4479 | 94896.7 | 117095500 | 7344 | 966110.2621 | 7276 | 425699.9508 | 6282 | 359007.8119 | 51356.9 | 62826400 | 463 | 405659.0923 | 463 | 234835.377 | 463 | 215362.105 | 27831.4 | 34516600 | 45 | 200350.0935 | 45 | 141392.8256 | 45 | 134883.5408 | 15708.4 | 19752500 | 200.219 | 93.53% | 61.45% | 5.897% | 25.8% | 0.5731% | 12.74% | 99.07% | 44.06% | 85.54% | 37.16% | 100% | 57.89% | 100% | 53.09% | 100% | 70.57% | 100% | 67.32% | City Large | 8884.6426 | South Atlantic
20020 | 1 | Washington | Washington, DC | DC | 2009 | 5593 | 1341127.3644 | 79463.9 | 98149300 | 5005 | 699838.5212 | 4919 | 289087.5702 | 4082 | 243763.8562 | 35080.1 | 43016000 | 553 | 485648.6714 | 553 | 268775.0103 | 553 | 247771.1708 | 32632.7 | 40423800 | 35 | 155640.1719 | 35 | 104501.7451 | 35 | 97637.9362 | 11751.1 | 14709500 | 239.7868 | 89.49% | 52.18% | 9.887% | 36.21% | 0.6258% | 11.61% | 98.28% | 41.31% | 81.56% | 34.83% | 100% | 55.34% | 100% | 51.02% | 100% | 67.14% | 100% | 62.73% | City Large | 9896.4624 | South Atlantic
20024 | 1 | Washington | Washington, DC | DC | 2009 | 539 | 756357.1369 | 51064.27 | 63573690 | 262 | 55351.724 | 259 | 28865.5677 | 211 | 26267.8157 | 3426.07 | 4224490 | 191 | 165133.5027 | 191 | 97676.8657 | 191 | 90965.8128 | 11383.6 | 14147600 | 86 | 535871.9102 | 86 | 316057.3233 | 86 | 295824.4782 | 36254.6 | 45201600 | 1403.26 | 48.61% | 7.318% | 35.44% | 21.83% | 15.96% | 70.85% | 98.85% | 52.15% | 80.53% | 47.46% | 100% | 59.15% | 100% | 55.09% | 100% | 58.98% | 100% | 55.2% | City Large | 3783.2829 | South Atlantic
20032 | 0.99816 | Washington | Washington, DC | DC | 2012 | 3710 | 1589804.8226 | 109477.5 | 135147900 | 3056 | 486649.5147 | 3033 | 224128.4059 | 2605 | 191728.4729 | 26753.5 | 32871000 | 555 | 493418.1924 | 555 | 276285.8265 | 554 | 252571.3639 | 35173.6 | 42822300 | 99 | 609737.1155 | 99 | 420883.815 | 99 | 396694.8074 | 47550.4 | 59454600 | 428.5188 | 82.37% | 30.61% | 14.96% | 31.04% | 2.668% | 38.35% | 99.25% | 46.06% | 85.24% | 39.4% | 100% | 55.99% | 99.82% | 51.19% | 100% | 69.03% | 100% | 65.06% | City Large | 5699.3287 | South Atlantic
20036 | 1 | Washington | Washington, DC | DC | 2012 | 179 | 367021.6094 | 18354.442 | 23036528 | 44 | 10089.8092 | 43 | 4797.8076 | 39 | 3852.2082 | 281.802 | 348318 | 86 | 102434.5185 | 86 | 46860.7547 | 86 | 40381.7507 | 4751.04 | 5952110 | 49 | 254497.2816 | 49 | 105428.9341 | 49 | 93700.434 | 13321.6 | 16736100 | 2050.4001 | 24.58% | 2.749% | 48.04% | 27.91% | 27.37% | 69.34% | 97.73% | 47.55% | 88.64% | 38.18% | 100% | 45.75% | 100% | 39.42% | 100% | 41.43% | 100% | 36.82% | City Large | 16890.9818 | South Atlantic
20037 | 1 | Washington | Washington, DC | DC | 2012 | 208 | 310964.5056 | 17261.866 | 21516324 | 79 | 15461.4347 | 78 | 7413.3781 | 66 | 6205.9897 | 697.586 | 865644 | 95 | 103378.0725 | 95 | 53570.1515 | 95 | 47413.3741 | 5253.28 | 6549980 | 34 | 192124.9984 | 34 | 94939.2778 | 34 | 84861.6584 | 11311 | 14100700 | 1495.0217 | 37.98% | 4.972% | 45.67% | 33.24% | 16.35% | 61.78% | 98.73% | 47.95% | 83.54% | 40.14% | 100% | 51.82% | 100% | 45.86% | 100% | 49.42% | 100% | 44.17% | City Large | 21674.9002 | South Atlantic
20049 | 1 | Washington | Washington, DC | DC | 2012 | 1 | 14080.9919 | 549.746 | 694083 | 0 | 0 | 0 | 0 | 0 | 0 | 0 | 0 | 0 | 0 | 0 | 0 | 0 | 0 | 0 | 0 | 1 | 14080.9919 | 1 | 5486.835 | 1 | 4728.794 | 549.746 | 694083 | 14080.9919 | 0% | 0% | 0% | 0% | 100% | 100% | #DIV/0! | #DIV/0! | #DIV/0! | #DIV/0! | #DIV/0! | #DIV/0! | #DIV/0! | #DIV/0! | 100% | 38.97% | 100% | 33.58% | City Large | 8047.4552 | South Atlantic
20059 | 1 | Washington | Washington, DC | DC | 2012 | 36 | 53123.2539 | 3690.919 | 4458955 | 11 | 3438.4616 | 10 | 1357.1586 | 9 | 1121.4455 | 178.449 | 206515 | 18 | 20618.3793 | 18 | 10381.4111 | 17 | 9502.2154 | 1345.99 | 1613790 | 7 | 29066.413 | 7 | 17619.9379 | 7 | 16493.8694 | 2166.48 | 2638650 | 1475.6459 | 30.56% | 6.473% | 50% | 38.81% | 19.44% | 54.72% | 90.91% | 39.47% | 81.82% | 32.61% | 100% | 50.35% | 94.44% | 46.09% | 100% | 60.62% | 100% | 56.75% | City Large | 10627.0039 | South Atlantic
20103 | 1 | Washington | 0 | DC | 2009 | 11 | 91178.9058 | 9083.7332 | 11673353 | 1 | 46.3997 | 1 | 14.6277 | 0 | 0 | 0 | 0 | 1 | 908.4007 | 1 | 784.0876 | 1 | 742.3499 | 83.1432 | 106953 | 9 | 90224.1054 | 9 | 80709.2494 | 9 | 79859.7116 | 9000.59 | 11566400 | 8288.9914 | 9.091% | 0.05089% | 9.091% | 0.9963% | 81.82% | 98.95% | 100% | 31.53% | 0% | 0% | 100% | 86.32% | 100% | 81.72% | 100% | 89.45% | 100% | 88.51% | Suburb Large | 944.8701 | South Atlantic
20105 | 0.79663 | Washington | 0 | DC | 2009 | 2711 | 654966.8874 | 42936.6 | 52344610 | 2499 | 476932.8854 | 2482 | 195623.2265 | 2280 | 157693.3103 | 29382.6 | 35634700 | 205 | 139934.6323 | 205 | 65088.3117 | 204 | 59392.8619 | 10227.9 | 12452200 | 7 | 38099.3697 | 7 | 29826.9603 | 7 | 28223.9014 | 3326.1 | 4257710 | 241.596 | 92.18% | 72.82% | 7.562% | 21.37% | 0.2582% | 5.817% | 99.32% | 41.02% | 91.24% | 33.06% | 100% | 46.51% | 99.51% | 42.44% | 100% | 78.29% | 100% | 74.08% | Suburb Large | 240.2551 | South Atlantic
20109 | 1 | Washington | 0 | DC | 2009 | 4716 | 2437082.0426 | 190101.3 | 271417400 | 3576 | 603226.8355 | 3566 | 243909.1318 | 3323 | 199147.4316 | 34216.7 | 47486200 | 980 | 751923.8063 | 980 | 410120.9044 | 980 | 374501.0837 | 54335.6 | 76569200 | 160 | 1081931.4009 | 160 | 906417.966 | 160 | 881336.9739 | 101549 | 147362000 | 516.7689 | 75.83% | 24.75% | 20.78% | 30.85% | 3.393% | 44.39% | 99.72% | 40.43% | 92.93% | 33.01% | 100% | 54.54% | 100% | 49.81% | 100% | 83.78% | 100% | 81.46% | Suburb Large | 1751.9321 | South Atlantic
20110 | 1 | Washington | 0 | DC | 2009 | 9045 | 2746902.3921 | 189027.3 | 268297100 | 8134 | 1299900.343 | 8108 | 491275.5669 | 7537 | 385118.2881 | 68303.3 | 94967600 | 794 | 670196.9138 | 794 | 396241.5724 | 793 | 367254.4606 | 50976.7 | 72223500 | 117 | 776805.1353 | 117 | 619225.6538 | 117 | 596939.5842 | 69747.3 | 101106000 | 303.6929 | 89.93% | 47.32% | 8.778% | 24.4% | 1.294% | 28.28% | 99.68% | 37.79% | 92.66% | 29.63% | 100% | 59.12% | 99.87% | 54.8% | 100% | 79.71% | 100% | 76.85% | Suburb Large | 3448.1653 | South Atlantic
20111 | 1 | Washington | 0 | DC | 2009 | 8074 | 1573416.0496 | 85898.1 | 120546300 | 7687 | 1102784.4965 | 7505 | 347987.5229 | 6058 | 268389.7801 | 48019.9 | 66582300 | 349 | 279374.3104 | 349 | 157094.2959 | 348 | 144822.638 | 20789.6 | 29217000 | 38 | 191257.2427 | 38 | 152093.4588 | 38 | 145998.6235 | 17088.6 | 24747000 | 194.8744 | 95.21% | 70.09% | 4.323% | 17.76% | 0.4706% | 12.16% | 97.63% | 31.56% | 78.81% | 24.34% | 100% | 56.23% | 99.71% | 51.84% | 100% | 79.52% | 100% | 76.34% | Suburb Large | 1917.5547 | South Atlantic
20112 | 1 | Washington | 0 | DC | 2009 | 9313 | 1746716.5007 | 75832.63 | 105954370 | 9222 | 1572496.6855 | 8753 | 433624.988 | 6748 | 324909.7952 | 59921.4 | 83184000 | 73 | 59657.688 | 73 | 37393.1358 | 73 | 34778.5779 | 4904.33 | 6872170 | 18 | 114562.1273 | 18 | 96662.9868 | 18 | 93554.8692 | 11006.9 | 15898200 | 187.5568 | 99.02% | 90.03% | 0.7839% | 3.415% | 0.1933% | 6.559% | 94.91% | 27.58% | 73.17% | 20.66% | 100% | 62.68% | 100% | 58.3% | 100% | 84.38% | 100% | 81.66% | Suburb Large | 654.5787 | South Atlantic
20119 | 0.71536 | Washington | 0 | DC | 2009 | 2019 | 363167.5182 | 21208.746 | 29393304 | 1940 | 288260.5756 | 1908 | 116979.0787 | 1560 | 92354.4994 | 15772.6 | 21843700 | 76 | 62711.2267 | 76 | 34250.4499 | 76 | 30965.4404 | 4697.34 | 6560500 | 3 | 12195.7159 | 3 | 5563.2916 | 3 | 4626.3825 | 738.806 | 989104 | 179.8749 | 96.09% | 79.37% | 3.764% | 17.27% | 0.1486% | 3.358% | 98.35% | 40.58% | 80.41% | 32.04% | 100% | 54.62% | 100% | 49.38% | 100% | 45.62% | 100% | 37.93% | Rural Distant | 110.8505 | South Atlantic
20120 | 1 | Washington | 0 | DC | 2009 | 7615 | 1796359.6387 | 107896.5 | 131740900 | 7056 | 1313378.6678 | 7043 | 496090.7379 | 6784 | 393244.4253 | 73904.6 | 89723600 | 534 | 356056.0186 | 534 | 154805.9797 | 533 | 135821.602 | 23494.2 | 28671300 | 25 | 126924.9523 | 25 | 93308.0152 | 25 | 88371.2576 | 10497.7 | 13346000 | 235.8975 | 92.66% | 73.11% | 7.012% | 19.82% | 0.3283% | 7.066% | 99.82% | 37.77% | 96.15% | 29.94% | 100% | 43.48% | 99.81% | 38.15% | 100% | 73.51% | 100% | 69.62% | Suburb Large | 2030.2591 | South Atlantic
20121 | 1 | Washington | 0 | DC | 2009 | 3144 | 982360.2046 | 62818.16 | 87593300 | 2664 | 537230.1521 | 2652 | 207355.1713 | 2509 | 169767.1452 | 30836.3 | 42545500 | 459 | 331927.2597 | 459 | 154034.2757 | 459 | 135909.3978 | 22237.4 | 30959000 | 21 | 113202.7928 | 21 | 85946.9094 | 21 | 82313.0452 | 9744.46 | 14088800 | 312.4555 | 84.73% | 54.69% | 14.6% | 33.79% | 0.6679% | 11.52% | 99.55% | 38.6% | 94.18% | 31.6% | 100% | 46.41% | 100% | 40.95% | 100% | 75.92% | 100% | 72.71% | Suburb Large | 3011.8937 | South Atlantic
20124 | 1 | Washington | 0 | DC | 2009 | 4939 | 1077995.6857 | 51920.31 | 72380580 | 4789 | 936853.5105 | 4616 | 290791.6387 | 3982 | 221179.38 | 41620 | 57809500 | 144 | 86557.1151 | 144 | 35544.5202 | 143 | 29949.449 | 5338.1 | 7409250 | 6 | 54585.0602 | 6 | 43545.9857 | 6 | 41815.9572 | 4962.21 | 7161830 | 218.2619 | 96.96% | 86.91% | 2.916% | 8.029% | 0.1215% | 5.064% | 96.39% | 31.04% | 83.15% | 23.61% | 100% | 41.06% | 99.31% | 34.6% | 100% | 79.78% | 100% | 76.61% | Suburb Large | 697.8146 | South Atlantic
20129 | 1 | Washington | 0 | DC | 2009 | 352 | 68162.437 | 4150.785 | 4985621 | 343 | 62528.7439 | 335 | 26131.6437 | 286 | 20673.871 | 3815.27 | 4577470 | 9 | 5633.6932 | 9 | 2273.0941 | 9 | 1822.6098 | 335.515 | 408151 | 0 | 0 | 0 | 0 | 0 | 0 | 0 | 0 | 193.6433 | 97.44% | 91.73% | 2.557% | 8.265% | 0% | 0% | 97.67% | 41.79% | 83.38% | 33.06% | 100% | 40.35% | 100% | 32.35% | #DIV/0! | #DIV/0! | #DIV/0! | #DIV/0! | Suburb Large | 166.418 | South Atlantic
20130 | 0.28101 | Washington | 0 | DC | 2009 | 39 | 7248.3472 | 358.2301 | 445162 | 36 | 5706.2893 | 35 | 2096.3413 | 27 | 1566.4622 | 286.701 | 358206 | 3 | 1542.0579 | 3 | 454.8158 | 3 | 356.3577 | 71.5291 | 86956 | 0 | 0 | 0 | 0 | 0 | 0 | 0 | 0 | 185.8551 | 92.31% | 78.73% | 7.692% | 21.27% | 0% | 0% | 97.22% | 36.74% | 75% | 27.45% | 100% | 29.49% | 100% | 23.11% | #DIV/0! | #DIV/0! | #DIV/0! | #DIV/0! | Rural Fringe | 56.4203 | South Atlantic
20135 | 0.29918 | Washington | 0 | DC | 2009 | 383 | 74168.1219 | 4214.507 | 5216836 | 361 | 53769.3598 | 350 | 18641.6723 | 277 | 14190.6134 | 2514.81 | 3134660 | 21 | 15558.3732 | 21 | 7684.821 | 21 | 7142.8065 | 1198.51 | 1427610 | 1 | 4840.3889 | 1 | 4481.1962 | 1 | 4408.5709 | 501.187 | 654566 | 193.6504 | 94.26% | 72.5% | 5.483% | 20.98% | 0.2611% | 6.526% | 96.95% | 34.67% | 76.73% | 26.39% | 100% | 49.39% | 100% | 45.91% | 100% | 92.58% | 100% | 91.08% | Rural Fringe | 71.7988 | South Atlantic
20136 | 1 | Washington | 0 | DC | 2009 | 6656 | 1413595.6467 | 88039.7 | 121991200 | 6425 | 1151607.8256 | 6416 | 439522.2062 | 6166 | 356669.8102 | 66745.9 | 91781400 | 212 | 141569.0011 | 212 | 70788.8736 | 211 | 63497.2841 | 10074.5 | 14045100 | 19 | 120418.82 | 19 | 97115.0725 | 19 | 94327.1236 | 11219.3 | 16164700 | 212.3792 | 96.53% | 81.47% | 3.185% | 10.01% | 0.2855% | 8.519% | 99.86% | 38.17% | 95.97% | 30.97% | 100% | 50% | 99.53% | 44.85% | 100% | 80.65% | 100% | 78.33% | Suburb Large | 1393.5969 | South Atlantic
20143 | 1 | Washington | 0 | DC | 2009 | 667 | 135220.7398 | 8579.9 | 10264230 | 647 | 120881.2134 | 639 | 50970.7497 | 532 | 41469.0778 | 7351.18 | 8770460 | 20 | 14339.5265 | 20 | 8645.096 | 20 | 7881.7705 | 1228.72 | 1493770 | 0 | 0 | 0 | 0 | 0 | 0 | 0 | 0 | 202.7297 | 97% | 89.4% | 2.999% | 10.6% | 0% | 0% | 98.76% | 42.17% | 82.23% | 34.31% | 100% | 60.29% | 100% | 54.97% | #DIV/0! | #DIV/0! | #DIV/0! | #DIV/0! | Suburb Large | 181.9259 | South Atlantic
20147 | 1 | Washington | 0 | DC | 2009 | 9562 | 3322931.1614 | 229712.5 | 285345900 | 8450 | 1658008.1627 | 8447 | 648475.6538 | 8309 | 525293.9676 | 98238.1 | 119331000 | 978 | 684936.6517 | 978 | 313382.6246 | 977 | 272371.5748 | 46263.9 | 56856900 | 134 | 979986.347 | 134 | 763072.1147 | 134 | 733908.9982 | 85210.5 | 109158000 | 347.5142 | 88.37% | 49.9% | 10.23% | 20.61% | 1.401% | 29.49% | 99.96% | 39.11% | 98.33% | 31.68% | 100% | 45.75% | 99.9% | 39.77% | 100% | 77.87% | 100% | 74.89% | Suburb Large | 2283.4728 | South Atlantic
20148 | 1 | Washington | 0 | DC | 2009 | 5252 | 1461739.4655 | 98480.1 | 119110400 | 4805 | 1008000.8573 | 4805 | 410502.7852 | 4740 | 336229.9319 | 63363.6 | 75949400 | 426 | 288604.4077 | 426 | 134130.927 | 426 | 120129.6926 | 21214.5 | 25476300 | 21 | 165134.2005 | 21 | 120777.9621 | 21 | 114691.6074 | 13902 | 17684700 | 278.3205 | 91.49% | 68.96% | 8.111% | 19.74% | 0.3998% | 11.3% | 100% | 40.72% | 98.65% | 33.36% | 100% | 46.48% | 100% | 41.62% | 100% | 73.14% | 100% | 69.45% | Suburb Large | 1680.566 | South Atlantic
20151 | 1 | Washington | 0 | DC | 2009 | 5675 | 2735087.7531 | 214568 | 271588300 | 5129 | 846975.7711 | 5118 | 323796.6592 | 4748 | 249315.9327 | 45280 | 55380300 | 276 | 307371.7047 | 276 | 202206.3765 | 276 | 187759.8529 | 24115 | 30494000 | 270 | 1580740.2773 | 270 | 1302261.3955 | 269 | 1264017.0431 | 145173 | 185714000 | 481.9538 | 90.38% | 30.97% | 4.863% | 11.24% | 4.758% | 57.79% | 99.79% | 38.23% | 92.57% | 29.44% | 100% | 65.79% | 100% | 61.09% | 100% | 82.38% | 99.63% | 79.96% | Suburb Large | 1736.5513 | South Atlantic
20152 | 1 | Washington | 0 | DC | 2009 | 5271 | 1401366.2755 | 97075.2 | 118039800 | 4824 | 984133.1476 | 4823 | 409336.2109 | 4734 | 333427.1986 | 62734 | 75635000 | 426 | 277098.8803 | 426 | 143754.5618 | 426 | 129729.7682 | 21472.2 | 25913900 | 21 | 140134.2476 | 21 | 115377.5546 | 21 | 111346.6913 | 12869 | 16490900 | 265.8635 | 91.52% | 70.23% | 8.082% | 19.77% | 0.3984% | 10% | 99.98% | 41.59% | 98.13% | 33.88% | 100% | 51.88% | 100% | 46.82% | 100% | 82.33% | 100% | 79.46% | Suburb Large | 1507.9269 | South Atlantic
20155 | 0.77292 | Washington | 0 | DC | 2009 | 7092 | 1836858.5049 | 126761.9 | 175111400 | 6675 | 1312002.3508 | 6654 | 540786.6774 | 6417 | 443949.7574 | 81954.3 | 111556000 | 379 | 282672.483 | 379 | 155182.1413 | 379 | 142590.7115 | 22145.9 | 30698900 | 38 | 242183.6711 | 38 | 201176.6468 | 38 | 195237.3973 | 22661.7 | 32856500 | 259.0043 | 94.12% | 71.43% | 5.344% | 15.39% | 0.5358% | 13.18% | 99.69% | 41.22% | 96.13% | 33.84% | 100% | 54.9% | 100% | 50.44% | 100% | 83.07% | 100% | 80.62% | Suburb Large | 1093.1213 | South Atlantic
20158 | 0.23021 | Washington | 0 | DC | 2009 | 273 | 57992.423 | 3539.706 | 4279998 | 264 | 49018.2735 | 263 | 19938.3767 | 243 | 15408.0936 | 2869.93 | 3465160 | 8 | 6392.0922 | 8 | 3273.2268 | 8 | 2874.729 | 487.693 | 591688 | 1 | 2582.0573 | 1 | 1215.8123 | 1 | 1117.3709 | 182.083 | 223150 | 212.4265 | 96.7% | 84.53% | 2.93% | 11.02% | 0.3663% | 4.452% | 99.62% | 40.68% | 92.05% | 31.43% | 100% | 51.21% | 100% | 44.97% | 100% | 47.09% | 100% | 43.27% | Suburb Large | 254.368 | South Atlantic
20164 | 1 | Washington | 0 | DC | 2009 | 7825 | 2053379.5504 | 130254.4 | 162319700 | 7314 | 1227929.0559 | 7301 | 449110.7049 | 6850 | 345629.7448 | 61155.2 | 74641600 | 434 | 337857.1097 | 434 | 178014.9318 | 433 | 162267.8101 | 23931.5 | 29777400 | 77 | 487593.3848 | 77 | 404321.3696 | 77 | 391029.517 | 45167.7 | 57900700 | 262.4127 | 93.47% | 59.8% | 5.546% | 16.45% | 0.984% | 23.75% | 99.82% | 36.57% | 93.66% | 28.15% | 100% | 52.69% | 99.77% | 48.03% | 100% | 82.92% | 100% | 80.2% | Suburb Large | 4590.6902 | South Atlantic
20165 | 1 | Washington | 0 | DC | 2009 | 6458 | 1656840.9815 | 100298.7 | 123086100 | 5895 | 1096079.7422 | 5872 | 391771.8508 | 5588 | 307830.8767 | 58267.7 | 71175400 | 538 | 385868.4402 | 538 | 172474.6952 | 538 | 152797.703 | 26765.2 | 32485100 | 25 | 174892.7992 | 25 | 134741.3506 | 25 | 127729.0887 | 15265.8 | 19425600 | 256.5564 | 91.28% | 66.15% | 8.331% | 23.29% | 0.3871% | 10.56% | 99.61% | 35.74% | 94.79% | 28.08% | 100% | 44.7% | 100% | 39.6% | 100% | 77.04% | 100% | 73.03% | Suburb Large | 3221.1076 | South Atlantic
20166 | 1 | Washington | 0 | DC | 2009 | 1835 | 2465608.7434 | 211968.4 | 270987700 | 1164 | 232571.9287 | 1152 | 97182.8546 | 1048 | 77570.5478 | 12961.5 | 16017100 | 396 | 396021.3406 | 396 | 253081.8644 | 396 | 236401.4156 | 30384.9 | 38443600 | 275 | 1837015.474 | 275 | 1515301.8203 | 275 | 1476698.1449 | 168622 | 216527000 | 1343.656 | 63.43% | 9.433% | 21.58% | 16.06% | 14.99% | 74.51% | 98.97% | 41.79% | 90.03% | 33.35% | 100% | 63.91% | 100% | 59.69% | 100% | 82.49% | 100% | 80.39% | Suburb Large | 836.8757 | South Atlantic
20169 | 0.58416 | Washington | 0 | DC | 2009 | 4608 | 1107985.4423 | 72484.67 | 99156050 | 4366 | 876577.6206 | 4349 | 359712.676 | 4105 | 287689.2087 | 53632.2 | 72753200 | 231 | 166074.0275 | 231 | 86547.7339 | 231 | 77470.6015 | 12823.4 | 17631500 | 11 | 65333.7942 | 11 | 54168.1383 | 11 | 52558.7651 | 6029.07 | 8771350 | 240.4482 | 94.75% | 79.11% | 5.013% | 14.99% | 0.2387% | 5.897% | 99.61% | 41.04% | 94.02% | 32.82% | 100% | 52.11% | 100% | 46.65% | 100% | 82.91% | 100% | 80.45% | Suburb Large | 593.9416 | South Atlantic
20170 | 1 | Washington | 0 | DC | 2009 | 8138 | 2202349.7666 | 133792.1 | 166426400 | 7546 | 1269594.7251 | 7463 | 442797.11 | 6785 | 339455.5949 | 62199.8 | 75839100 | 497 | 409121.693 | 497 | 208188.8007 | 496 | 186591.6013 | 27988.7 | 34840000 | 95 | 523633.3484 | 95 | 390394.652 | 95 | 371288.2659 | 43603.6 | 55747300 | 270.6254 | 92.73% | 57.65% | 6.107% | 18.58% | 1.167% | 23.78% | 98.9% | 34.88% | 89.92% | 26.74% | 100% | 50.89% | 99.8% | 45.61% | 100% | 74.55% | 100% | 70.91% | Suburb Large | 4607.104 | South Atlantic
20171 | 1 | Washington | 0 | DC | 2009 | 9176 | 2670456.5177 | 166133.5 | 207335300 | 8607 | 1594502.8939 | 8518 | 562070.3055 | 7947 | 429174.358 | 81700.1 | 100546000 | 456 | 373318.7198 | 456 | 172190.6925 | 456 | 151458.4848 | 24752.9 | 30596000 | 113 | 702634.904 | 113 | 526125.8373 | 113 | 505204.3096 | 59680.5 | 76193300 | 291.0262 | 93.8% | 59.71% | 4.969% | 13.98% | 1.231% | 26.31% | 98.97% | 35.25% | 92.33% | 26.92% | 100% | 46.12% | 100% | 40.57% | 100% | 74.88% | 100% | 71.9% | Suburb Large | 3742.0076 | South Atlantic
20175 | 0.8251 | Washington | 0 | DC | 2009 | 7319 | 1963512.2144 | 130114.4 | 159107900 | 6761 | 1254972.4701 | 6733 | 499350.003 | 6251 | 397207.741 | 73174.5 | 88129200 | 506 | 413104.9385 | 506 | 225369.8704 | 505 | 204453.4444 | 30300.5 | 37267300 | 52 | 295434.8058 | 52 | 233585.2492 | 52 | 224982.96 | 26639.4 | 33711400 | 268.276 | 92.38% | 63.91% | 6.914% | 21.04% | 0.7105% | 15.05% | 99.59% | 39.79% | 92.46% | 31.65% | 100% | 54.56% | 99.8% | 49.49% | 100% | 79.06% | 100% | 76.15% | Suburb Large | 525.5684 | South Atlantic
20176 | 0.99979 | Washington | 0 | DC | 2009 | 9672 | 2822479.5235 | 186293.3 | 227370100 | 8723 | 1676047.672 | 8673 | 659540.1726 | 8185 | 529012.3654 | 98929.7 | 119580000 | 886 | 678763.6755 | 886 | 316948.591 | 886 | 278480.4548 | 46600.3 | 56499300 | 63 | 467668.1759 | 63 | 347500.8476 | 63 | 331791.2557 | 40763.3 | 51290800 | 291.8196 | 90.19% | 59.38% | 9.16% | 24.05% | 0.6514% | 16.57% | 99.43% | 39.35% | 93.83% | 31.56% | 100% | 46.69% | 100% | 41.03% | 100% | 74.31% | 100% | 70.95% | Suburb Large | 839.9647 | South Atlantic
20180 | 0.28663 | Washington | 0 | DC | 2009 | 1002 | 181656.1045 | 11188.178 | 13485621 | 985 | 162642.5625 | 981 | 66482.0005 | 844 | 52639.148 | 9614.23 | 11561300 | 16 | 12278.4238 | 16 | 7003.4742 | 16 | 6347.5169 | 1033.45 | 1235750 | 1 | 6735.1183 | 1 | 5144.9513 | 1 | 4729.9283 | 540.498 | 688571 | 181.2935 | 98.3% | 89.53% | 1.597% | 6.759% | 0.0998% | 3.708% | 99.59% | 40.88% | 85.69% | 32.36% | 100% | 57.04% | 100% | 51.7% | 100% | 76.39% | 100% | 70.23% | Suburb Large | 134.5743 | South Atlantic
20181 | 0.93006 | Washington | 0 | DC | 2009 | 4435 | 858698.4996 | 49347.71 | 68277040 | 4307 | 736898.6248 | 4245 | 284790.0476 | 3604 | 223835.7924 | 39678.9 | 54785700 | 122 | 93958.3317 | 122 | 53012.3894 | 122 | 48175.8176 | 7409.79 | 10246900 | 6 | 27841.5431 | 6 | 18734.0415 | 6 | 17754.5418 | 2259.02 | 3244440 | 193.6186 | 97.11% | 85.82% | 2.751% | 10.94% | 0.1353% | 3.242% | 98.56% | 38.65% | 83.68% | 30.38% | 100% | 56.42% | 100% | 51.27% | 100% | 67.29% | 100% | 63.77% | Suburb Large | 169.8823 | South Atlantic
20184 | 0.14536 | Washington | 0 | DC | 2009 | 143 | 43722.3729 | 2993.721 | 3830850 | 121 | 16711.2758 | 119 | 6568.9433 | 95 | 4997.3638 | 884.134 | 1113070 | 20 | 16379.7617 | 20 | 9166.1936 | 20 | 8406.0112 | 1197.51 | 1537700 | 2 | 10631.3354 | 2 | 7474.7949 | 2 | 7091.6413 | 912.077 | 1180080 | 305.7509 | 84.62% | 38.22% | 13.99% | 37.46% | 1.399% | 24.32% | 98.35% | 39.31% | 78.51% | 29.9% | 100% | 55.96% | 100% | 51.32% | 100% | 70.31% | 100% | 66.71% | Suburb Large | 53.2937 | South Atlantic
20190 | 1 | Washington | 0 | DC | 2009 | 1355 | 968042.9958 | 61033.79 | 77016120 | 872 | 202224.9297 | 830 | 61823.6244 | 632 | 47953.0885 | 7787.99 | 9609120 | 410 | 369746.5832 | 410 | 179762.5782 | 406 | 158157.479 | 22369 | 27968700 | 73 | 396071.4829 | 73 | 276412.945 | 73 | 262542.1745 | 30876.8 | 39438300 | 714.4229 | 64.35% | 20.89% | 30.26% | 38.2% | 5.387% | 40.91% | 95.18% | 30.57% | 72.48% | 23.71% | 100% | 48.62% | 99.02% | 42.77% | 100% | 69.79% | 100% | 66.29% | Suburb Large | 3676.9491 | South Atlantic
20191 | 1 | Washington | 0 | DC | 2009 | 4856 | 1516019.9321 | 70104.4 | 88095400 | 4277 | 751770.8368 | 3709 | 159068.9994 | 2270 | 113768.5467 | 20898.8 | 25868500 | 528 | 421920.3799 | 528 | 169653.5252 | 512 | 143541.1261 | 21487.2 | 26708400 | 51 | 342328.7154 | 51 | 251338.7745 | 51 | 239367.2616 | 27718.4 | 35518500 | 312.1952 | 88.08% | 49.59% | 10.87% | 27.83% | 1.05% | 22.58% | 86.72% | 21.16% | 53.07% | 15.13% | 100% | 40.21% | 96.97% | 34.02% | 100% | 73.42% | 100% | 69.92% | Suburb Large | 3566.4936 | South Atlantic
20194 | 1 | Washington | 0 | DC | 2009 | 2436 | 636070.592 | 31407.66 | 38636940 | 2240 | 467479.6681 | 2210 | 144157.2431 | 1916 | 108080.0322 | 20590.4 | 25195500 | 191 | 134766.2984 | 191 | 54392.9104 | 191 | 45334.8403 | 7860.31 | 9656050 | 5 | 33824.6255 | 5 | 25790.5881 | 5 | 24856.5545 | 2956.95 | 3785390 | 261.1127 | 91.95% | 73.49% | 7.841% | 21.19% | 0.2053% | 5.318% | 98.66% | 30.84% | 85.54% | 23.12% | 100% | 40.36% | 100% | 33.64% | 100% | 76.25% | 100% | 73.49% | Suburb Large | 4124.7551 | South Atlantic
20197 | 0.78266 | Washington | 0 | DC | 2009 | 798 | 170263.6749 | 10517.933 | 12738611 | 775 | 151088.7575 | 767 | 61487.1864 | 673 | 48349.6634 | 9021.66 | 10916500 | 22 | 15755.7855 | 22 | 7865.8398 | 22 | 6868.6336 | 1094.33 | 1355170 | 1 | 3419.1319 | 1 | 2898.7775 | 1 | 2795.9639 | 401.943 | 466941 | 213.363 | 97.12% | 88.74% | 2.757% | 9.254% | 0.1253% | 2.008% | 98.97% | 40.7% | 86.84% | 32% | 100% | 49.92% | 100% | 43.59% | 100% | 84.78% | 100% | 81.77% | Suburb Large | 113.5617 | South Atlantic
20201 | 1 | Washington | Washington, DC | DC | 2009 | 1 | 72.2617 | 6.7726 | 8563.58 | 1 | 72.2617 | 1 | 60.469 | 1 | 60.469 | 6.7726 | 8563.58 | 0 | 0 | 0 | 0 | 0 | 0 | 0 | 0 | 0 | 0 | 0 | 0 | 0 | 0 | 0 | 0 | 72.2617 | 100% | 100% | 0% | 0% | 0% | 0% | 100% | 83.68% | 100% | 83.68% | #DIV/0! | #DIV/0! | #DIV/0! | #DIV/0! | #DIV/0! | #DIV/0! | #DIV/0! | #DIV/0! | City Large | 6404.4092 | South Atlantic
20227 | 1 | Washington | Washington, DC | DC | 2009 | 1 | 63.3925 | 2.5865 | 2805.24 | 1 | 63.3925 | 1 | 24.5066 | 1 | 14.5066 | 2.5865 | 2805.24 | 0 | 0 | 0 | 0 | 0 | 0 | 0 | 0 | 0 | 0 | 0 | 0 | 0 | 0 | 0 | 0 | 63.3925 | 100% | 100% | 0% | 0% | 0% | 0% | 100% | 38.66% | 100% | 22.88% | #DIV/0! | #DIV/0! | #DIV/0! | #DIV/0! | #DIV/0! | #DIV/0! | #DIV/0! | #DIV/0! | City Large | 7.4851 | South Atlantic
20230 | 1 | Washington | Washington, DC | DC | 2012 | 4 | 754.4017 | 66.0039 | 83584 | 4 | 754.4017 | 4 | 586.561 | 4 | 574.484 | 66.0039 | 83584 | 0 | 0 | 0 | 0 | 0 | 0 | 0 | 0 | 0 | 0 | 0 | 0 | 0 | 0 | 0 | 0 | 188.6004 | 100% | 100% | 0% | 0% | 0% | 0% | 100% | 77.75% | 100% | 76.15% | #DIV/0! | #DIV/0! | #DIV/0! | #DIV/0! | #DIV/0! | #DIV/0! | #DIV/0! | #DIV/0! | City Large | 7.4851 | South Atlantic
20242 | 1 | Washington | Washington, DC | DC | 2012 | 2 | 158.2168 | 11.9 | 15046.8 | 2 | 158.2168 | 2 | 108.6848 | 2 | 106.2553 | 11.9 | 15046.8 | 0 | 0 | 0 | 0 | 0 | 0 | 0 | 0 | 0 | 0 | 0 | 0 | 0 | 0 | 0 | 0 | 79.1084 | 100% | 100% | 0% | 0% | 0% | 0% | 100% | 68.69% | 100% | 67.16% | #DIV/0! | #DIV/0! | #DIV/0! | #DIV/0! | #DIV/0! | #DIV/0! | #DIV/0! | #DIV/0! | City Large | 7.4851 | South Atlantic
20250 | 1 | Washington | Washington, DC | DC | 2012 | 1 | 482.9506 | 4.0225 | 5154.39 | 0 | 0 | 0 | 0 | 0 | 0 | 0 | 0 | 1 | 482.9506 | 1 | 177.839 | 0 |  | 4.0225 | 5154.39 | 0 | 0 | 0 | 0 | 0 | 0 | 0 | 0 | 482.9506 | 0% | 0% | 100% | 100% | 0% | 0% | #DIV/0! | #DIV/0! | #DIV/0! | #DIV/0! | 100% | 36.82% | 0% | 0% | #DIV/0! | #DIV/0! | #DIV/0! | #DIV/0! | City Large | 1982.6879 | South Atlantic
20303 | 1 | Washington | Washington, DC | DC | 2012 | 1 | 39.5452 | 0 | 0 | 1 | 39.5452 | 1 | 12.6209 | 0 | 0 | 0 | 0 | 0 | 0 | 0 | 0 | 0 | 0 | 0 | 0 | 0 | 0 | 0 | 0 | 0 | 0 | 0 | 0 | 39.5452 | 100% | 100% | 0% | 0% | 0% | 0% | 100% | 31.92% | 0% | 0% | #DIV/0! | #DIV/0! | #DIV/0! | #DIV/0! | #DIV/0! | #DIV/0! | #DIV/0! | #DIV/0! | City Large | 4407.8034 | South Atlantic
20317 | 1 | Washington | Washington, DC | DC | 2009 | 16 | 15008.6296 | 1205.8078 | 1514092 | 9 | 1589.6376 | 8 | 868.1735 | 7 | 733.2531 | 98.2268 | 120316 | 5 | 6631.2938 | 5 | 4889.5971 | 5 | 4621.9449 | 532.54 | 672159 | 2 | 6787.6982 | 2 | 4926.9038 | 2 | 4785.9613 | 575.041 | 721617 | 938.0393 | 56.25% | 10.59% | 31.25% | 44.18% | 12.5% | 45.23% | 88.89% | 54.61% | 77.78% | 46.13% | 100% | 73.74% | 100% | 69.7% | 100% | 72.59% | 100% | 70.51% | City Large | 4701.3268 | South Atlantic
20319 | 1 | Washington | Washington, DC | DC | 2009 | 37 | 15223.5439 | 1333.53 | 1547431 | 28 | 5512.4415 | 28 | 2618.7165 | 28 | 2127.8517 | 383.399 | 439371 | 9 | 9711.1024 | 9 | 5671.2286 | 9 | 5503.3388 | 950.131 | 1108060 | 0 | 0 | 0 | 0 | 0 | 0 | 0 | 0 | 411.4471 | 75.68% | 36.21% | 24.32% | 63.79% | 0% | 0% | 100% | 47.51% | 100% | 38.6% | 100% | 58.4% | 100% | 56.67% | #DIV/0! | #DIV/0! | #DIV/0! | #DIV/0! | City Large | 9354.594 | South Atlantic
20502 | 1 | Washington | Washington, DC | DC | 2009 | 1 | 383.7914 | 33.4062 | 41968 | 1 | 383.7914 | 1 | 214 | 1 | 205 | 33.4062 | 41968 | 0 | 0 | 0 | 0 | 0 | 0 | 0 | 0 | 0 | 0 | 0 | 0 | 0 | 0 | 0 | 0 | 383.7914 | 100% | 100% | 0% | 0% | 0% | 0% | 100% | 55.76% | 100% | 53.41% | #DIV/0! | #DIV/0! | #DIV/0! | #DIV/0! | #DIV/0! | #DIV/0! | #DIV/0! | #DIV/0! | City Large | 7.4851 | South Atlantic
20560 | 1 | Washington | Washington, DC | DC | 2012 | 3 | 3816.6969 | 275.8402 | 334319.45 | 1 | 158.731 | 1 | 38.8702 | 0 | 0 | 5.2972 | 6440.45 | 1 | 889.8995 | 1 | 520.8283 | 1 | 445.8283 | 86.771 | 105621 | 1 | 2768.0663 | 1 | 1131.6403 | 1 | 1027.6103 | 183.772 | 222258 | 1272.2323 | 33.33% | 4.159% | 33.33% | 23.32% | 33.33% | 72.53% | 100% | 24.49% | 0% | 0% | 100% | 58.53% | 100% | 50.1% | 100% | 40.88% | 100% | 37.12% | City Large | 7.4851 | South Atlantic
20565 | 1 | Washington | Washington, DC | DC | 2012 | 1 | 16853.5477 | 1275.7 | 1532940 | 0 | 0 | 0 | 0 | 0 | 0 | 0 | 0 | 0 | 0 | 0 | 0 | 0 | 0 | 0 | 0 | 1 | 16853.5477 | 1 | 8277.9139 | 1 | 7824.345 | 1275.7 | 1532940 | 16853.5477 | 0% | 0% | 0% | 0% | 100% | 100% | #DIV/0! | #DIV/0! | #DIV/0! | #DIV/0! | #DIV/0! | #DIV/0! | #DIV/0! | #DIV/0! | 100% | 49.12% | 100% | 46.43% | City Large | 7.4851 | South Atlantic
20580 | 1 | Washington | Washington, DC | DC | 2012 | 1 | 3456.9077 | 204.866 | 253912 | 0 | 0 | 0 | 0 | 0 | 0 | 0 | 0 | 0 | 0 | 0 | 0 | 0 | 0 | 0 | 0 | 1 | 3456.9077 | 1 | 1424 | 1 | 1335 | 204.866 | 253912 | 3456.9077 | 0% | 0% | 0% | 0% | 100% | 100% | #DIV/0! | #DIV/0! | #DIV/0! | #DIV/0! | #DIV/0! | #DIV/0! | #DIV/0! | #DIV/0! | 100% | 41.19% | 100% | 38.62% | City Large | 7.4851 | South Atlantic
20585 | 1 | Washington | Washington, DC | DC | 2012 | 1 | 61.7613 | 3.4787 | 4398.62 | 1 | 61.7613 | 1 | 34.1707 | 1 | 31.0594 | 3.4787 | 4398.62 | 0 | 0 | 0 | 0 | 0 | 0 | 0 | 0 | 0 | 0 | 0 | 0 | 0 | 0 | 0 | 0 | 61.7613 | 100% | 100% | 0% | 0% | 0% | 0% | 100% | 55.33% | 100% | 50.29% | #DIV/0! | #DIV/0! | #DIV/0! | #DIV/0! | #DIV/0! | #DIV/0! | #DIV/0! | #DIV/0! | City Large | 22827.3297 | South Atlantic
20593 | 1 | Washington | Washington, DC | DC | 2012 | 4 | 131.0297 | 0 | 0 | 4 | 131.0297 | 4 | 26.2697 | 0 | 0 | 0 | 0 | 0 | 0 | 0 | 0 | 0 | 0 | 0 | 0 | 0 | 0 | 0 | 0 | 0 | 0 | 0 | 0 | 32.7574 | 100% | 100% | 0% | 0% | 0% | 0% | 100% | 20.05% | 0% | 0% | #DIV/0! | #DIV/0! | #DIV/0! | #DIV/0! | #DIV/0! | #DIV/0! | #DIV/0! | #DIV/0! | City Large | 6043.716 | South Atlantic
20601 | 0.55792 | Washington | 0 | DC | 2009 | 5507 | 1410288.4146 | 89507.4 | 110782000 | 5122 | 876054.2069 | 5052 | 317137.6524 | 4467 | 248958.0092 | 43472.3 | 52814500 | 341 | 290840.6248 | 341 | 182963.8775 | 338 | 170505.4283 | 22464.1 | 28058100 | 44 | 243393.5829 | 44 | 208133.3598 | 44 | 202964.1369 | 23571 | 29909400 | 256.0901 | 93.01% | 62.12% | 6.192% | 20.62% | 0.799% | 17.26% | 98.63% | 36.2% | 87.21% | 28.42% | 100% | 62.91% | 99.12% | 58.63% | 100% | 85.51% | 100% | 83.39% | Suburb Small | 547.9758 | South Atlantic
20602 | 0.21139 | Washington | 0 | DC | 2009 | 2123 | 544587.5172 | 35858.04 | 44617200 | 1961 | 276861.8319 | 1928 | 91673.9884 | 1612 | 70097.0888 | 12247.2 | 14818200 | 138 | 128211.6024 | 138 | 81205.6286 | 138 | 75626.8135 | 9952.94 | 12467900 | 24 | 139514.0829 | 24 | 118786.5363 | 24 | 116244.6071 | 13657.9 | 17331100 | 256.5179 | 92.37% | 50.84% | 6.5% | 23.54% | 1.13% | 25.62% | 98.32% | 33.11% | 82.2% | 25.32% | 100% | 63.34% | 100% | 58.99% | 100% | 85.14% | 100% | 83.32% | Suburb Small | 1482.3553 | South Atlantic
20603 | 1 | Washington | 0 | DC | 2009 | 7022 | 1562144.5812 | 92260.1 | 112165300 | 6733 | 1083951.384 | 6696 | 379409.2081 | 6155 | 292007.1461 | 53587.9 | 64011000 | 257 | 187145.4837 | 257 | 95444.4758 | 256 | 84676.3723 | 12714.1 | 15453600 | 32 | 291047.7135 | 32 | 232111.8516 | 32 | 222997.6126 | 25958.1 | 32700700 | 222.4643 | 95.88% | 69.39% | 3.66% | 11.98% | 0.4557% | 18.63% | 99.45% | 35% | 91.42% | 26.94% | 100% | 51% | 99.61% | 45.25% | 100% | 79.75% | 100% | 76.62% | Suburb Small | 1781.9601 | South Atlantic
20607 | 1 | Washington | 0 | DC | 2009 | 3904 | 716808.2508 | 35348.85 | 42676020 | 3856 | 641130.4102 | 3733 | 207004.0479 | 3197 | 160986.8815 | 28962.7 | 34727200 | 42 | 32779.1988 | 42 | 19160.858 | 41 | 17640.7875 | 2492.16 | 3032040 | 6 | 42898.6419 | 6 | 35094.4848 | 6 | 34163.1252 | 3893.99 | 4916780 | 183.6087 | 98.77% | 89.44% | 1.076% | 4.573% | 0.1537% | 5.985% | 96.81% | 32.29% | 82.91% | 25.11% | 100% | 58.45% | 97.62% | 53.82% | 100% | 81.81% | 100% | 79.64% | Suburb Large | 378.1401 | South Atlantic
20608 | 0.1998 | Washington | 0 | DC | 2009 | 105 | 16228.4974 | 978.8833 | 1188332 | 103 | 15175.2521 | 102 | 6125.5339 | 86 | 4934.5035 | 883.233 | 1073640 | 2 | 1053.2453 | 2 | 623.041 | 2 | 573.3326 | 95.6503 | 114692 | 0 | 0 | 0 | 0 | 0 | 0 | 0 | 0 | 154.5571 | 98.1% | 93.51% | 1.905% | 6.49% | 0% | 0% | 99.03% | 40.37% | 83.5% | 32.52% | 100% | 59.15% | 100% | 54.43% | #DIV/0! | #DIV/0! | #DIV/0! | #DIV/0! | Suburb Large | 51.0772 | South Atlantic
20611 | 0.86545 | Washington | 0 | DC | 2009 | 554 | 100402.4159 | 6041.51 | 7494780 | 538 | 85027.8144 | 531 | 33505.9338 | 465 | 26552.3843 | 4743.24 | 5892090 | 16 | 15374.6015 | 16 | 9514.0473 | 16 | 8432.268 | 1298.27 | 1602690 | 0 | 0 | 0 | 0 | 0 | 0 | 0 | 0 | 181.2318 | 97.11% | 84.69% | 2.888% | 15.31% | 0% | 0% | 98.7% | 39.41% | 86.43% | 31.23% | 100% | 61.88% | 100% | 54.85% | #DIV/0! | #DIV/0! | #DIV/0! | #DIV/0! | Suburb Small | 90.0516 | South Atlantic
20613 | 0.94187 | Washington | 0 | DC | 2009 | 5399 | 1113211.1812 | 69875.54 | 85796780 | 5255 | 828558.5639 | 5146 | 309639.7972 | 4368 | 245737.7019 | 43743.9 | 52943900 | 128 | 90585.1125 | 128 | 50693.503 | 128 | 46264.3249 | 6739.54 | 8215280 | 16 | 194067.5049 | 16 | 172300.0282 | 16 | 169474.3153 | 19392.1 | 24637600 | 206.1884 | 97.33% | 74.43% | 2.371% | 8.137% | 0.2964% | 17.43% | 97.93% | 37.37% | 83.12% | 29.66% | 100% | 55.96% | 100% | 51.07% | 100% | 88.78% | 100% | 87.33% | Suburb Large | 156.6396 | South Atlantic
20616 | 1 | Washington | 0 | DC | 2009 | 2033 | 322957.8829 | 15817.99 | 19272880 | 1995 | 282013.4491 | 1964 | 93774.4592 | 1652 | 72552.6849 | 12652.7 | 15311300 | 36 | 25245.8758 | 36 | 12482.8 | 36 | 11305.9338 | 1658.09 | 2056430 | 2 | 15698.558 | 2 | 13548.7809 | 2 | 13349.3527 | 1507.2 | 1905150 | 158.8578 | 98.13% | 87.32% | 1.771% | 7.817% | 0.09838% | 4.861% | 98.45% | 33.25% | 82.81% | 25.73% | 100% | 49.44% | 100% | 44.78% | 100% | 86.31% | 100% | 85.04% | Suburb Small | 440.1912 | South Atlantic
20623 | 1 | Washington | 0 | DC | 2009 | 1047 | 198354.2556 | 12267.86 | 14981880 | 1019 | 152260.2771 | 1015 | 58080.3045 | 966 | 45842.4337 | 8483.78 | 10218600 | 23 | 20720.5081 | 23 | 11023.5026 | 23 | 10123.2749 | 1538.09 | 1909730 | 5 | 25373.4704 | 5 | 19664.1227 | 5 | 18890.9766 | 2245.99 | 2853550 | 189.4501 | 97.33% | 76.76% | 2.197% | 10.45% | 0.4776% | 12.79% | 99.61% | 38.15% | 94.8% | 30.11% | 100% | 53.2% | 100% | 48.86% | 100% | 77.5% | 100% | 74.45% | Suburb Large | 955.6077 | South Atlantic
20632 | 0.17328 | Washington | 0 | DC | 2009 | 96 | 15702.7914 | 895.8201 | 1112223.5 | 95 | 15177.4425 | 94 | 6025.6802 | 82 | 4765.1555 | 852.859 | 1058210 | 1 | 525.3489 | 1 | 273.787 | 1 | 232.8443 | 42.9611 | 54013.5 | 0 | 0 | 0 | 0 | 0 | 0 | 0 | 0 | 163.5707 | 98.96% | 96.65% | 1.042% | 3.346% | 0% | 0% | 98.95% | 39.7% | 86.32% | 31.4% | 100% | 52.12% | 100% | 44.32% | #DIV/0! | #DIV/0! | #DIV/0! | #DIV/0! | Suburb Small | 89.732 | South Atlantic
20639 | 0.30257 | Washington | 0 | DC | 2009 | 2243 | 424299.9142 | 23989.1 | 29208710 | 2212 | 381466.0276 | 2172 | 140247.7496 | 1955 | 112126.8997 | 20306.4 | 24660100 | 28 | 21179.9623 | 28 | 13051.552 | 28 | 12173.911 | 1755.72 | 2145920 | 3 | 21653.9243 | 3 | 16372.1986 | 3 | 15571.1325 | 1926.98 | 2402690 | 189.1663 | 98.62% | 89.9% | 1.248% | 4.992% | 0.1337% | 5.103% | 98.19% | 36.77% | 88.38% | 29.39% | 100% | 61.62% | 100% | 57.48% | 100% | 75.61% | 100% | 71.91% | Rural Fringe | 328.0614 | South Atlantic
20640 | 1 | Washington | 0 | DC | 2009 | 3649 | 763614.0269 | 45677.85 | 58065820 | 3432 | 504390.8113 | 3367 | 187061.9742 | 2787 | 147409.2928 | 25094 | 31483900 | 201 | 174385.6635 | 201 | 99816.8714 | 199 | 91526.989 | 12944.2 | 16590200 | 16 | 84837.5521 | 16 | 66513.6927 | 16 | 63768.5595 | 7639.65 | 9991720 | 209.2667 | 94.05% | 66.05% | 5.508% | 22.84% | 0.4385% | 11.11% | 98.11% | 37.09% | 81.21% | 29.23% | 100% | 57.24% | 99% | 52.49% | 100% | 78.4% | 100% | 75.17% | Suburb Small | 302.1283 | South Atlantic
20646 | 0.79566 | Washington | 0 | DC | 2009 | 6351 | 1462077.032 | 85590.5 | 108285100 | 6082 | 1073578.3946 | 5950 | 378798.8123 | 5127 | 298729.8909 | 52933 | 66191300 | 235 | 191183.0636 | 235 | 116392.6659 | 234 | 107604.9369 | 15343 | 19432600 | 34 | 197315.5738 | 34 | 149146.7249 | 34 | 142322.0204 | 17314.5 | 22661200 | 230.2121 | 95.76% | 73.43% | 3.7% | 13.08% | 0.5353% | 13.5% | 97.83% | 35.28% | 84.3% | 27.83% | 100% | 60.88% | 99.57% | 56.28% | 100% | 75.59% | 100% | 72.13% | Suburb Small | 267.0151 | South Atlantic
20658 | 1 | Washington | 0 | DC | 2009 | 956 | 150180.7999 | 7439.55 | 9488948 | 946 | 132013.1758 | 910 | 45686.0596 | 714 | 34501.3575 | 5928.28 | 7496310 | 7 | 5955.6274 | 7 | 2975.9116 | 7 | 2683.1858 | 384.54 | 502708 | 3 | 12211.9966 | 3 | 10270.364 | 3 | 9938.7538 | 1126.73 | 1489930 | 157.0929 | 98.95% | 87.9% | 0.7322% | 3.966% | 0.3138% | 8.132% | 96.19% | 34.61% | 75.48% | 26.13% | 100% | 49.97% | 100% | 45.05% | 100% | 84.1% | 100% | 81.39% | Suburb Small | 109.6764 | South Atlantic
20662 | 0.64161 | Washington | 0 | DC | 2009 | 1909 | 294937.5021 | 14939.99 | 18988420 | 1880 | 262975.7153 | 1803 | 93296.1849 | 1351 | 71687.1819 | 12302.8 | 15582300 | 24 | 16941.7965 | 24 | 9142.7457 | 24 | 8327.2898 | 1321.26 | 1664470 | 5 | 15019.9903 | 5 | 12143.325 | 5 | 11665.9623 | 1315.93 | 1741650 | 154.4984 | 98.48% | 89.16% | 1.257% | 5.744% | 0.2619% | 5.093% | 95.9% | 35.48% | 71.86% | 27.26% | 100% | 53.97% | 100% | 49.15% | 100% | 80.85% | 100% | 77.67% | Suburb Small | 53.2879 | South Atlantic
20675 | 1 | Washington | 0 | DC | 2009 | 1038 | 194174.5837 | 10897.781 | 13107728 | 1025 | 165076.3758 | 1004 | 60115.171 | 841 | 47302.2326 | 8306.29 | 9866780 | 10 | 7004.2146 | 10 | 3885.2159 | 10 | 3616.5829 | 562.611 | 685178 | 3 | 22093.9932 | 3 | 18065.589 | 3 | 17534.6879 | 2028.88 | 2555770 | 187.0661 | 98.75% | 85.01% | 0.9634% | 3.607% | 0.289% | 11.38% | 97.95% | 36.42% | 82.05% | 28.65% | 100% | 55.47% | 100% | 51.63% | 100% | 81.77% | 100% | 79.36% | Suburb Small | 424.6092 | South Atlantic
20677 | 1 | Washington | 0 | DC | 2009 | 1360 | 263850.2074 | 12885.752 | 16232035 | 1328 | 241834.1467 | 1289 | 82880.4837 | 1070 | 63609.2685 | 11451.5 | 14411500 | 31 | 19319.6251 | 31 | 8759.5741 | 31 | 7502.0939 | 1228.77 | 1556150 | 1 | 2696.4357 | 1 | 1606.6051 | 1 | 1368.636 | 205.482 | 264385 | 194.0075 | 97.65% | 91.66% | 2.279% | 7.322% | 0.07353% | 1.022% | 97.06% | 34.27% | 80.57% | 26.3% | 100% | 45.34% | 100% | 38.83% | 100% | 59.58% | 100% | 50.76% | Suburb Small | 133.1307 | South Atlantic
20689 | 0.14205 | Washington | 0 | DC | 2009 | 162 | 34590.8245 | 1932.743 | 2406062 | 155 | 23263.3141 | 154 | 8135.7498 | 124 | 6476.7544 | 1147.82 | 1411700 | 6 | 4827.3314 | 6 | 2565.2179 | 6 | 2317.002 | 328.158 | 415734 | 1 | 6500.1791 | 1 | 4372.9828 | 1 | 3815.2464 | 456.765 | 578628 | 213.5236 | 95.68% | 67.25% | 3.704% | 13.96% | 0.6173% | 18.79% | 99.35% | 34.97% | 80% | 27.84% | 100% | 53.14% | 100% | 48% | 100% | 67.27% | 100% | 58.69% | Rural Fringe | 378.5519 | South Atlantic
20693 | 0.81193 | Washington | 0 | DC | 2009 | 878 | 144822.0627 | 7932.02 | 9896270 | 860 | 132196.867 | 840 | 49792.4863 | 672 | 39077.3075 | 6896.96 | 8625750 | 18 | 12625.1957 | 18 | 6739.0104 | 18 | 6155.6413 | 1035.06 | 1270520 | 0 | 0 | 0 | 0 | 0 | 0 | 0 | 0 | 164.9454 | 97.95% | 91.28% | 2.05% | 8.718% | 0% | 0% | 97.67% | 37.67% | 78.14% | 29.56% | 100% | 53.38% | 100% | 48.76% | #DIV/0! | #DIV/0! | #DIV/0! | #DIV/0! | Suburb Small | 63.3623 | South Atlantic
20695 | 0.99157 | Washington | 0 | DC | 2009 | 3772 | 834726.0673 | 45355.03 | 55024660 | 3619 | 645836.9137 | 3558 | 217286.971 | 3139 | 168452.7622 | 30266.5 | 36308800 | 137 | 117779.7326 | 137 | 68852.5867 | 137 | 63375.0195 | 8712.75 | 10759000 | 16 | 71109.421 | 16 | 55065.9227 | 16 | 52650.4776 | 6375.78 | 7956860 | 221.2954 | 95.94% | 77.37% | 3.632% | 14.11% | 0.4242% | 8.519% | 98.31% | 33.64% | 86.74% | 26.08% | 100% | 58.46% | 100% | 53.81% | 100% | 77.44% | 100% | 74.04% | Suburb Small | 789.3811 | South Atlantic
20701 | 1 | Baltimore | 0 | MD | 2013 | 149 | 331696.4082 | 28742.75 | 37188741 | 52 | 8271.5809 | 50 | 4370.7657 | 42 | 3674.5823 | 480.38 | 611191 | 38 | 49361.272 | 38 | 37179.8509 | 38 | 35819.5695 | 4266.07 | 5484350 | 59 | 274063.5553 | 59 | 218369.9676 | 59 | 211289.4091 | 23996.3 | 31093200 | 2226.1504 | 34.9% | 2.494% | 25.5% | 14.88% | 39.6% | 82.62% | 96.15% | 52.84% | 80.77% | 44.42% | 100% | 75.32% | 100% | 72.57% | 100% | 79.68% | 100% | 77.1% | Suburb Large | 1578.7723 | South Atlantic
20705 | 1 | Washington | 0 | DC | 2009 | 6121 | 2261178.8531 | 163545.3 | 208777500 | 5622 | 858585.4564 | 5503 | 294732.9714 | 4736 | 230359.1126 | 40649 | 50705700 | 333 | 369769.9902 | 333 | 245611.7865 | 332 | 230455.1612 | 28842.6 | 36923800 | 166 | 1032823.4065 | 166 | 830836.8115 | 166 | 805275.1792 | 94053.7 | 121148000 | 369.4133 | 91.85% | 37.97% | 5.44% | 16.35% | 2.712% | 45.68% | 97.88% | 34.33% | 84.24% | 26.83% | 100% | 66.42% | 99.7% | 62.32% | 100% | 80.44% | 100% | 77.97% | Suburb Large | 1677.0569 | South Atlantic
20706 | 1 | Washington | 0 | DC | 2009 | 12227 | 2712401.4378 | 166145.6 | 206010100 | 11725 | 1609655.3773 | 11433 | 541389.6325 | 9524 | 409763.5433 | 72898.5 | 88283000 | 379 | 364494.356 | 378 | 207694.551 | 377 | 192555.9355 | 26334.4 | 32699100 | 123 | 738251.7045 | 123 | 604062.0989 | 123 | 582939.5017 | 66912.7 | 85028000 | 221.837 | 95.89% | 59.34% | 3.1% | 13.44% | 1.006% | 27.22% | 97.51% | 33.63% | 81.23% | 25.46% | 99.74% | 56.98% | 99.47% | 52.83% | 100% | 81.82% | 100% | 78.96% | Suburb Large | 3608.5096 | South Atlantic
20707 | 1 | Washington | 0 | DC | 2009 | 6385 | 1993515.7194 | 130573.1 | 165523800 | 5775 | 944105.1933 | 5594 | 321301.063 | 4698 | 251511.423 | 43864.5 | 54616300 | 525 | 442270.9555 | 525 | 241956.3221 | 525 | 222006.3618 | 31467.4 | 39792200 | 85 | 607139.5705 | 85 | 488342.1616 | 85 | 472546.972 | 55241.2 | 71115300 | 312.2186 | 90.45% | 47.36% | 8.222% | 22.19% | 1.331% | 30.46% | 96.87% | 34.03% | 81.35% | 26.64% | 100% | 54.71% | 100% | 50.2% | 100% | 80.43% | 100% | 77.83% | Suburb Large | 2755.789 | South Atlantic
20708 | 1 | Washington | 0 | DC | 2009 | 3661 | 1201157.0413 | 75620.8 | 94884700 | 3220 | 557314.7095 | 3182 | 194284.7787 | 2841 | 149751.9323 | 25978 | 32254200 | 401 | 367542.5506 | 401 | 182841.8201 | 401 | 166654.6643 | 24899.3 | 30906900 | 40 | 276299.7811 | 40 | 216035.3835 | 40 | 208306.876 | 24743.5 | 31723600 | 328.0953 | 87.95% | 46.4% | 10.95% | 30.6% | 1.093% | 23% | 98.82% | 34.86% | 88.23% | 26.87% | 100% | 49.75% | 100% | 45.34% | 100% | 78.19% | 100% | 75.39% | Suburb Large | 1602.5843 | South Atlantic
20710 | 1 | Washington | 0 | DC | 2009 | 1427 | 534374.8464 | 40489.8 | 50489100 | 1192 | 129284.5789 | 1139 | 48979.7376 | 785 | 37986.7293 | 5853.2 | 7174200 | 181 | 182910.7281 | 181 | 119618.1647 | 180 | 113722.176 | 14266.4 | 17758400 | 54 | 222179.5394 | 54 | 178343.2678 | 54 | 173189.5965 | 20370.2 | 25556500 | 374.4743 | 83.53% | 24.19% | 12.68% | 34.23% | 3.784% | 41.58% | 95.55% | 37.89% | 65.86% | 29.38% | 100% | 65.4% | 99.45% | 62.17% | 100% | 80.27% | 100% | 77.95% | Suburb Large | 5738.0914 | South Atlantic
20711 | 0.93041 | Washington | 0 | DC | 2009 | 3515 | 616908.0597 | 36380.73 | 44259350 | 3421 | 513271.1969 | 3383 | 208080.2244 | 2862 | 167464.9328 | 28400.1 | 34348400 | 86 | 61055.593 | 86 | 34272.4949 | 86 | 31120.3047 | 4710.11 | 5777190 | 8 | 42581.2698 | 8 | 30436.9353 | 8 | 28196.227 | 3270.52 | 4133760 | 175.5073 | 97.33% | 83.2% | 2.447% | 9.897% | 0.2276% | 6.902% | 98.89% | 40.54% | 83.66% | 32.63% | 100% | 56.13% | 100% | 50.97% | 100% | 71.48% | 100% | 66.22% | Suburb Large | 201.9815 | South Atlantic
20712 | 1 | Washington | 0 | DC | 2009 | 1438 | 277452.7228 | 15148.8 | 18722510 | 1312 | 137601.4409 | 1297 | 47456.8898 | 926 | 32463.0907 | 5442.89 | 6604460 | 118 | 96997.4405 | 118 | 49704.915 | 118 | 44694.7679 | 5780.66 | 7197790 | 8 | 42853.8414 | 8 | 34469.3353 | 8 | 33446.262 | 3925.25 | 4920260 | 192.9435 | 91.24% | 49.59% | 8.206% | 34.96% | 0.5563% | 15.45% | 98.86% | 34.49% | 70.58% | 23.59% | 100% | 51.24% | 100% | 46.08% | 100% | 80.43% | 100% | 78.05% | Suburb Large | 12217.4426 | South Atlantic
20715 | 1 | Washington | 0 | DC | 2009 | 9766 | 2078467.4873 | 127423.6 | 159592100 | 9556 | 1643559.9223 | 9515 | 655809.1518 | 8990 | 513935.7739 | 92258.2 | 114598000 | 157 | 144438.2501 | 157 | 83048.9072 | 156 | 76417.5154 | 10653 | 13473300 | 53 | 290469.3149 | 53 | 216586.28 | 53 | 206034.7824 | 24512.4 | 31520800 | 212.8269 | 97.85% | 79.08% | 1.608% | 6.949% | 0.5427% | 13.98% | 99.57% | 39.9% | 94.08% | 31.27% | 100% | 57.5% | 99.36% | 52.91% | 100% | 74.56% | 100% | 70.93% | Suburb Large | 1803.9238 | South Atlantic
20716 | 1 | Washington | 0 | DC | 2009 | 5186 | 1317668.437 | 87704.7 | 107858900 | 4858 | 849644.7751 | 4848 | 344164.3249 | 4639 | 275091.9636 | 50428.8 | 61240900 | 286 | 202932.7176 | 286 | 94178.5587 | 286 | 82873.0921 | 13586.4 | 16636200 | 42 | 265090.9443 | 42 | 208917.0755 | 42 | 200383.8387 | 23689.5 | 29981800 | 254.0818 | 93.68% | 64.48% | 5.515% | 15.4% | 0.8099% | 20.12% | 99.79% | 40.51% | 95.49% | 32.38% | 100% | 46.41% | 100% | 40.84% | 100% | 78.81% | 100% | 75.59% | Suburb Large | 1608.4142 | South Atlantic
20720 | 1 | Washington | 0 | DC | 2009 | 3341 | 689407.2008 | 38753 | 47123960 | 3251 | 602224.4441 | 3233 | 216285.7477 | 3062 | 169708.7259 | 31857.9 | 38615600 | 84 | 63059.2075 | 84 | 34533.5642 | 84 | 31278.0194 | 4746.93 | 5787850 | 6 | 24123.5492 | 6 | 19156.2096 | 6 | 18381.8962 | 2148.17 | 2720510 | 206.3476 | 97.31% | 87.35% | 2.514% | 9.147% | 0.1796% | 3.499% | 99.45% | 35.91% | 94.19% | 28.18% | 100% | 54.76% | 100% | 49.6% | 100% | 79.41% | 100% | 76.2% | Suburb Large | 1884.7107 | South Atlantic
20721 | 1 | Washington | 0 | DC | 2009 | 7899 | 1801116.8409 | 106438.5 | 129735600 | 7600 | 1492658.9264 | 7567 | 567421.9976 | 7368 | 446631.6091 | 84902.4 | 102999000 | 284 | 172991.209 | 284 | 73535.2005 | 284 | 61529.9327 | 10915.2 | 13323400 | 15 | 135466.7055 | 15 | 85699.6042 | 15 | 79743.7286 | 10620.9 | 13413200 | 228.0183 | 96.21% | 82.87% | 3.595% | 9.605% | 0.1899% | 7.521% | 99.57% | 38.01% | 96.95% | 29.92% | 100% | 42.51% | 100% | 35.57% | 100% | 63.26% | 100% | 58.87% | Suburb Large | 1586.2142 | South Atlantic
20722 | 1 | Washington | 0 | DC | 2009 | 1790 | 281404.8984 | 15920.92 | 19786010 | 1729 | 174767.08 | 1701 | 59547.2056 | 1232 | 40079.9515 | 6764.23 | 8268070 | 48 | 53599.4223 | 48 | 38543.1406 | 48 | 36245.711 | 4259.38 | 5347940 | 13 | 53038.3962 | 13 | 43486.5026 | 13 | 42369.4892 | 4897.31 | 6170000 | 157.2094 | 96.59% | 62.11% | 2.682% | 19.05% | 0.7263% | 18.85% | 98.38% | 34.07% | 71.26% | 22.93% | 100% | 71.91% | 100% | 67.62% | 100% | 81.99% | 100% | 79.88% | Suburb Large | 3892.7421 | South Atlantic
20723 | 1 | Washington | 0 | DC | 2009 | 5971 | 1728540.552 | 112626.3 | 142031500 | 5512 | 943151.2355 | 5425 | 331750.6042 | 4869 | 258043.1983 | 47236.7 | 58310100 | 395 | 312433.4238 | 395 | 169378.607 | 395 | 155485.3543 | 22819.2 | 28662900 | 64 | 472955.8926 | 64 | 384789.2025 | 64 | 371941.3416 | 42570.4 | 55058500 | 289.4893 | 92.31% | 54.56% | 6.615% | 18.07% | 1.072% | 27.36% | 98.42% | 35.17% | 88.33% | 27.36% | 100% | 54.21% | 100% | 49.77% | 100% | 81.36% | 100% | 78.64% | Suburb Large | 2087.0786 | South Atlantic
20724 | 0.76276 | Baltimore | 0 | MD | 2013 | 2995 | 887021.1932 | 59498.7 | 74560100 | 2624 | 376501.8396 | 2569 | 140705.212 | 2223 | 111241.2309 | 19273.9 | 23681500 | 339 | 299640.8736 | 339 | 159702.2306 | 339 | 145438.5716 | 21713.1 | 27023500 | 32 | 210878.4801 | 32 | 162918.3766 | 32 | 157162.6844 | 18511.7 | 23855100 | 296.1673 | 87.61% | 42.45% | 11.32% | 33.78% | 1.068% | 23.77% | 97.9% | 37.37% | 84.72% | 29.55% | 100% | 53.3% | 100% | 48.54% | 100% | 77.26% | 100% | 74.53% | Suburb Large | 783.5661 | South Atlantic
20735 | 1 | Washington | 0 | DC | 2009 | 12611 | 2378872.9205 | 131829 | 161458200 | 12268 | 1860098.7806 | 12069 | 646051.1625 | 10716 | 497413.659 | 88751.9 | 107310000 | 296 | 261890.2736 | 296 | 158658.0353 | 294 | 147875.1299 | 19717.8 | 24538200 | 47 | 256883.8664 | 47 | 208489.3895 | 47 | 200518.7218 | 23359.3 | 29610000 | 188.6348 | 97.28% | 78.19% | 2.347% | 11.01% | 0.3727% | 10.8% | 98.38% | 34.73% | 87.35% | 26.74% | 100% | 60.58% | 99.32% | 56.46% | 100% | 81.16% | 100% | 78.06% | Suburb Large | 1306.9042 | South Atlantic
20736 | 0.72049 | Washington | 0 | DC | 2009 | 2788 | 614940.6503 | 38355.26 | 46543980 | 2710 | 509741.2903 | 2685 | 199565.2693 | 2456 | 160031.4187 | 29606.7 | 35644500 | 70 | 56071.7634 | 70 | 33004.8309 | 70 | 30382.8522 | 4304.65 | 5315240 | 8 | 49127.5967 | 8 | 37154.5657 | 8 | 35835.7155 | 4443.91 | 5584240 | 220.5669 | 97.2% | 82.89% | 2.511% | 9.118% | 0.2869% | 7.989% | 99.08% | 39.15% | 90.63% | 31.39% | 100% | 58.86% | 100% | 54.19% | 100% | 75.63% | 100% | 72.94% | Rural Fringe | 473.9697 | South Atlantic
20737 | 1 | Washington | 0 | DC | 2009 | 3943 | 699693.0125 | 40282.3 | 49567700 | 3766 | 398395.218 | 3587 | 128066.4095 | 2563 | 92090.3689 | 16132.6 | 19492300 | 146 | 141156.9556 | 146 | 84161.9711 | 145 | 78286.9538 | 10299.5 | 12645400 | 31 | 160140.8389 | 31 | 123521.6825 | 31 | 117793.2479 | 13850.2 | 17430000 | 177.4519 | 95.51% | 56.94% | 3.703% | 20.17% | 0.7862% | 22.89% | 95.25% | 32.15% | 68.06% | 23.12% | 100% | 59.62% | 99.32% | 55.46% | 100% | 77.13% | 100% | 73.56% | Suburb Large | 5103.8093 | South Atlantic
20740 | 1 | Washington | 0 | DC | 2009 | 6217 | 1545050.4572 | 96058 | 117905400 | 5817 | 676423.3888 | 5542 | 210347.1036 | 3839 | 153604.6547 | 26678.1 | 32174100 | 312 | 308978.4632 | 312 | 180712.0765 | 310 | 165424.7706 | 22510.8 | 27648700 | 88 | 559648.6053 | 88 | 396708.6935 | 88 | 376775.0103 | 46869.1 | 58082600 | 248.5203 | 93.57% | 43.78% | 5.018% | 20% | 1.415% | 36.22% | 95.27% | 31.1% | 66% | 22.71% | 100% | 58.49% | 99.36% | 53.54% | 100% | 70.89% | 100% | 67.32% | Suburb Large | 4017.4042 | South Atlantic
20743 | 1 | Washington | 0 | DC | 2009 | 10945 | 2194432.6567 | 138915.4 | 173559500 | 10339 | 1156974.3435 | 9982 | 382024.2388 | 7560 | 282344.1912 | 48000.9 | 58802000 | 508 | 435158.5929 | 508 | 267169.3391 | 507 | 249780.2641 | 32552.4 | 40546700 | 98 | 602299.7202 | 98 | 521571.2738 | 98 | 509864.4713 | 58362.1 | 74210800 | 200.4964 | 94.46% | 52.72% | 4.641% | 19.83% | 0.8954% | 27.45% | 96.55% | 33.02% | 73.12% | 24.4% | 100% | 61.4% | 99.8% | 57.4% | 100% | 86.6% | 100% | 84.65% | Suburb Large | 4104.5028 | South Atlantic
20744 | 1 | Washington | 0 | DC | 2009 | 16116 | 2948799.6898 | 145554.2 | 176998800 | 15810 | 2490733.7165 | 15593 | 819856.7372 | 13592 | 617934.0198 | 110345 | 132898000 | 267 | 229861.7044 | 267 | 125631.115 | 267 | 113085.3345 | 15769.3 | 19518700 | 39 | 228204.2688 | 39 | 172142.3328 | 39 | 162877.5869 | 19439.9 | 24582100 | 182.9734 | 98.1% | 84.47% | 1.657% | 7.795% | 0.242% | 7.739% | 98.63% | 32.92% | 85.97% | 24.81% | 100% | 54.66% | 100% | 49.2% | 100% | 75.43% | 100% | 71.37% | Suburb Large | 1741.7456 | South Atlantic
20745 | 1 | Washington | 0 | DC | 2009 | 5438 | 1347271.7887 | 85232.9 | 104891000 | 5072 | 664725.4466 | 5019 | 250080.1916 | 4375 | 196540.8806 | 32859.6 | 39801600 | 320 | 301583.2218 | 320 | 164334.5025 | 320 | 150621.1414 | 20741.1 | 25402700 | 46 | 380963.1203 | 46 | 282840.7821 | 46 | 270475.7261 | 31632.2 | 39686700 | 247.7513 | 93.27% | 49.34% | 5.885% | 22.38% | 0.8459% | 28.28% | 98.96% | 37.62% | 86.26% | 29.57% | 100% | 54.49% | 100% | 49.94% | 100% | 74.24% | 100% | 71% | Suburb Large | 3700.9969 | South Atlantic
20746 | 1 | Washington | 0 | DC | 2009 | 4581 | 1423503.2757 | 92520.7 | 115055100 | 4095 | 538458.3055 | 3981 | 182875.6754 | 3226 | 141715.9568 | 24251.7 | 29357300 | 424 | 411530.1386 | 424 | 232039.3801 | 424 | 214563.5713 | 29452.9 | 36453200 | 62 | 473514.8316 | 62 | 348188.0618 | 62 | 332842.8935 | 38816.1 | 49244600 | 310.7407 | 89.39% | 37.83% | 9.256% | 28.91% | 1.353% | 33.26% | 97.22% | 33.96% | 78.78% | 26.32% | 100% | 56.38% | 100% | 52.14% | 100% | 73.53% | 100% | 70.29% | Suburb Large | 3543.1414 | South Atlantic
20747 | 1 | Washington | 0 | DC | 2009 | 6638 | 1627912.1307 | 107125.4 | 132924700 | 6080 | 762658.8761 | 5934 | 263611.5457 | 4822 | 202750.3572 | 35333 | 42772500 | 502 | 477052.5127 | 502 | 279404.6178 | 502 | 261620.5793 | 35495 | 43983200 | 56 | 388200.7419 | 56 | 326982.4404 | 56 | 317485.1561 | 36297.4 | 46169000 | 245.2414 | 91.59% | 46.85% | 7.563% | 29.3% | 0.8436% | 23.85% | 97.6% | 34.56% | 79.31% | 26.58% | 100% | 58.57% | 100% | 54.84% | 100% | 84.23% | 100% | 81.78% | Suburb Large | 4945.0535 | South Atlantic
20748 | 1 | Washington | 0 | DC | 2009 | 9164 | 1967814.917 | 108992.9 | 135115800 | 8766 | 1312667.3661 | 8580 | 421186.1236 | 7236 | 325393.8275 | 56233.2 | 68870900 | 337 | 324281.4661 | 337 | 191353.3921 | 334 | 177984.7207 | 23567.2 | 29195600 | 61 | 330866.0847 | 61 | 260578.2648 | 61 | 250178.1382 | 29192.5 | 37049300 | 214.7332 | 95.66% | 66.71% | 3.677% | 16.48% | 0.6656% | 16.81% | 97.88% | 32.09% | 82.55% | 24.79% | 100% | 59.01% | 99.11% | 54.89% | 100% | 78.76% | 100% | 75.61% | Suburb Large | 4201.0227 | South Atlantic
20754 | 0.98518 | Washington | 0 | DC | 2009 | 3016 | 655369.0329 | 36967.69 | 44888330 | 2960 | 577008.068 | 2916 | 211863.4532 | 2597 | 168366.3319 | 30547.6 | 36903900 | 51 | 38621.8466 | 51 | 20958.3751 | 51 | 18712.4266 | 2796.62 | 3418480 | 5 | 39739.1183 | 5 | 32133.1709 | 5 | 30819.7803 | 3623.47 | 4565950 | 217.2974 | 98.14% | 88.04% | 1.691% | 5.893% | 0.1658% | 6.064% | 98.51% | 36.72% | 87.74% | 29.18% | 100% | 54.27% | 100% | 48.45% | 100% | 80.86% | 100% | 77.56% | Rural Fringe | 374.3102 | South Atlantic
20755 | 1 | Baltimore | 0 | MD | 2013 | 1559 | 938040.8673 | 71257.9 | 90242300 | 1165 | 254550.2185 | 1152 | 121899.7316 | 1008 | 103024.31 | 15252.4 | 19075300 | 344 | 263450.3315 | 344 | 153086.9179 | 344 | 137928.2861 | 20121.5 | 25127800 | 50 | 420040.3173 | 50 | 317627.1469 | 50 | 302705.8092 | 35884 | 46039200 | 601.6939 | 74.73% | 27.14% | 22.07% | 28.09% | 3.207% | 44.78% | 98.88% | 47.89% | 86.52% | 40.47% | 100% | 58.11% | 100% | 52.35% | 100% | 75.62% | 100% | 72.07% | Suburb Large | 1045.3595 | South Atlantic
20758 | 0.35103 | Washington | 0 | DC | 2009 | 149 | 27681.1333 | 1504.175 | 1827163 | 146 | 25491.7497 | 142 | 8405.9445 | 125 | 6777.746 | 1279.27 | 1569970 | 3 | 2189.3836 | 3 | 1460.2779 | 3 | 1322.0244 | 224.905 | 257193 | 0 | 0 | 0 | 0 | 0 | 0 | 0 | 0 | 185.7794 | 97.99% | 92.09% | 2.013% | 7.909% | 0% | 0% | 97.26% | 32.98% | 85.62% | 26.59% | 100% | 66.7% | 100% | 60.38% | #DIV/0! | #DIV/0! | #DIV/0! | #DIV/0! | Suburb Large | 211.4322 | South Atlantic
20759 | 0.79542 | Washington | 0 | DC | 2009 | 1112 | 294641.4787 | 15968.96 | 19949430 | 1038 | 216700.3039 | 1012 | 74770.1308 | 909 | 57795.0319 | 10688.1 | 13236500 | 66 | 45400.9069 | 66 | 20113.475 | 64 | 17041.7311 | 2691.67 | 3376920 | 8 | 32540.2679 | 8 | 23599.6709 | 8 | 22154.9977 | 2589.19 | 3336010 | 264.9654 | 93.35% | 73.55% | 5.935% | 15.41% | 0.7194% | 11.04% | 97.5% | 34.5% | 87.57% | 26.67% | 100% | 44.3% | 96.97% | 37.54% | 100% | 72.52% | 100% | 68.08% | Suburb Large | 558.4857 | South Atlantic
20762 | 1 | AndrewsAFB | 0 | DC | 2012 | 988 | 650947.353 | 56638 | 68952100 | 774 | 165358.2895 | 770 | 76179.7869 | 721 | 64472.0407 | 10747.8 | 12833000 | 165 | 166789.3594 | 165 | 114799.0791 | 165 | 109670.525 | 14735 | 18023400 | 49 | 318799.7041 | 49 | 247697.1411 | 49 | 240412.8115 | 31155.2 | 38095700 | 658.8536 | 78.34% | 25.4% | 16.7% | 25.62% | 4.96% | 48.97% | 99.48% | 46.07% | 93.15% | 38.99% | 100% | 68.83% | 100% | 65.75% | 100% | 77.7% | 100% | 75.41% | Suburb Large | 436.8278 | South Atlantic
20763 | 1 | Washington | 0 | DC | 2009 | 492 | 284666.8202 | 25313.39 | 32431360 | 441 | 65049.752 | 436 | 27246.4898 | 387 | 21831.8832 | 3464.13 | 4239110 | 33 | 31814.8317 | 33 | 19388.7198 | 33 | 18157.7799 | 2682.66 | 3360550 | 18 | 187802.2365 | 18 | 170763.0784 | 18 | 169088.5653 | 19166.6 | 24831700 | 578.5911 | 89.63% | 22.85% | 6.707% | 11.18% | 3.659% | 65.97% | 98.87% | 41.89% | 87.76% | 33.56% | 100% | 60.94% | 100% | 57.07% | 100% | 90.93% | 100% | 90.04% | Suburb Large | 1854.9509 | South Atlantic
20769 | 1 | Washington | 0 | DC | 2009 | 3952 | 790487.4692 | 43159.92 | 52602760 | 3867 | 675766.1125 | 3773 | 234395.2049 | 3418 | 183427.5899 | 34176.2 | 41358900 | 79 | 55600.1966 | 79 | 26184.6852 | 79 | 23106.0112 | 3659.67 | 4494350 | 6 | 59121.1601 | 6 | 46648.4834 | 6 | 45039.8264 | 5324.05 | 6749510 | 200.0221 | 97.85% | 85.49% | 1.999% | 7.034% | 0.1518% | 7.479% | 97.57% | 34.69% | 88.39% | 27.14% | 100% | 47.09% | 100% | 41.56% | 100% | 78.9% | 100% | 76.18% | Suburb Large | 1161.8663 | South Atlantic
20770 | 1 | Washington | 0 | DC | 2009 | 1951 | 965058.2252 | 63365.5 | 77804900 | 1489 | 263921.0853 | 1430 | 82264.8705 | 1099 | 64447.1607 | 10866.5 | 13120600 | 422 | 420173.0433 | 422 | 216004.0037 | 421 | 195524.8779 | 28146.6 | 34289800 | 40 | 280964.0966 | 40 | 212530.5029 | 40 | 202574.9571 | 24352.4 | 30394500 | 494.648 | 76.32% | 27.35% | 21.63% | 43.54% | 2.05% | 29.11% | 96.04% | 31.17% | 73.81% | 24.42% | 100% | 51.41% | 99.76% | 46.53% | 100% | 75.64% | 100% | 72.1% | Suburb Large | 3039.1467 | South Atlantic
20772 | 1 | Washington | 0 | DC | 2009 | 14295 | 3082549.0722 | 177553.5 | 217563300 | 13742 | 2306660.1522 | 13552 | 802980.2418 | 12107 | 629466.633 | 113231 | 137255000 | 488 | 375436.195 | 488 | 210070.7956 | 488 | 192914.8528 | 28004.7 | 34333400 | 65 | 400452.7251 | 65 | 321338.2559 | 65 | 310881.4006 | 36317.8 | 45974900 | 215.6383 | 96.13% | 74.83% | 3.414% | 12.18% | 0.4547% | 12.99% | 98.62% | 34.81% | 88.1% | 27.29% | 100% | 55.95% | 100% | 51.38% | 100% | 80.24% | 100% | 77.63% | Suburb Large | 629.916 | South Atlantic
20774 | 1 | Washington | 0 | DC | 2009 | 9498 | 2948338.6092 | 208857.7 | 258082200 | 8881 | 1599466.6391 | 8811 | 614574.6736 | 8315 | 495474.8044 | 90709.4 | 109198000 | 510 | 419661.9789 | 510 | 218357.5597 | 508 | 195254.6937 | 29241.2 | 35867200 | 107 | 929209.9912 | 107 | 793716.1725 | 107 | 775219.1193 | 88907.1 | 113017000 | 310.4168 | 93.5% | 54.25% | 5.37% | 14.23% | 1.127% | 31.52% | 99.21% | 38.42% | 93.63% | 30.98% | 100% | 52.03% | 99.61% | 46.53% | 100% | 85.42% | 100% | 83.43% | Suburb Large | 1182.1924 | South Atlantic
20776 | 0.6238 | Washington | 0 | DC | 2009 | 1260 | 243745.5348 | 13102.92 | 15965270 | 1231 | 204983.0295 | 1201 | 70970.1928 | 941 | 56296.4796 | 9910.65 | 12005500 | 26 | 18813.0744 | 26 | 9806.8836 | 26 | 8893.0695 | 1447.54 | 1748840 | 3 | 19949.4309 | 3 | 14760.7076 | 3 | 14198.25 | 1744.73 | 2210930 | 193.4488 | 97.7% | 84.1% | 2.063% | 7.718% | 0.2381% | 8.185% | 97.56% | 34.62% | 76.44% | 27.46% | 100% | 52.13% | 100% | 47.27% | 100% | 73.99% | 100% | 71.17% | Suburb Large | 180.4131 | South Atlantic
20777 | 1 | Washington | 0 | DC | 2009 | 1415 | 318128.0134 | 14344.5 | 17825590 | 1372 | 291597.8872 | 1309 | 90538.157 | 1082 | 69882.5478 | 12744.3 | 15837700 | 43 | 26530.1262 | 43 | 10423.3037 | 42 | 8771.5726 | 1600.2 | 1987890 | 0 | 0 | 0 | 0 | 0 | 0 | 0 | 0 | 224.8255 | 96.96% | 91.66% | 3.039% | 8.339% | 0% | 0% | 95.41% | 31.05% | 78.86% | 23.97% | 100% | 39.29% | 97.67% | 33.06% | #DIV/0! | #DIV/0! | #DIV/0! | #DIV/0! | Suburb Large | 469.7529 | South Atlantic
20778 | 0.0023785 | Washington | 0 | DC | 2009 | 1 | 260.2383 | 16.6879 | 18570 | 1 | 260.2383 | 1 | 135.9793 | 1 | 81.9246 | 16.6879 | 18570 | 0 | 0 | 0 | 0 | 0 | 0 | 0 | 0 | 0 | 0 | 0 | 0 | 0 | 0 | 0 | 0 | 260.2383 | 100% | 100% | 0% | 0% | 0% | 0% | 100% | 52.25% | 100% | 31.48% | #DIV/0! | #DIV/0! | #DIV/0! | #DIV/0! | #DIV/0! | #DIV/0! | #DIV/0! | #DIV/0! | Suburb Large | 283.164 | South Atlantic
20779 | 0.019987 | Washington | 0 | DC | 2009 | 5 | 806.336 | 54.6133 | 64767.7 | 5 | 806.336 | 5 | 307.0954 | 4 | 285.8934 | 54.6133 | 64767.7 | 0 | 0 | 0 | 0 | 0 | 0 | 0 | 0 | 0 | 0 | 0 | 0 | 0 | 0 | 0 | 0 | 161.2672 | 100% | 100% | 0% | 0% | 0% | 0% | 100% | 38.09% | 80% | 35.46% | #DIV/0! | #DIV/0! | #DIV/0! | #DIV/0! | #DIV/0! | #DIV/0! | #DIV/0! | #DIV/0! | Suburb Large | 211.4952 | South Atlantic
20781 | 1 | Washington | 0 | DC | 2009 | 2646 | 436456.2223 | 23616 | 29289130 | 2501 | 247721.744 | 2374 | 75965.1538 | 1491 | 51007.1078 | 8615.91 | 10458100 | 131 | 127169.3378 | 131 | 83179.23 | 131 | 77282.2301 | 9381.31 | 11765200 | 14 | 61565.1405 | 14 | 49707.5891 | 14 | 48125.185 | 5618.78 | 7065830 | 164.9494 | 94.52% | 56.76% | 4.951% | 29.14% | 0.5291% | 14.11% | 94.92% | 30.67% | 59.62% | 20.59% | 100% | 65.41% | 100% | 60.77% | 100% | 80.74% | 100% | 78.17% | Suburb Large | 6525.072 | South Atlantic
20782 | 1 | Washington | 0 | DC | 2009 | 5221 | 1041094.8552 | 60901.5 | 75436500 | 4952 | 536527.3024 | 4766 | 171892.2197 | 3390 | 121411.2705 | 20899.7 | 25433400 | 231 | 203804.6832 | 231 | 124181.796 | 231 | 116205.4136 | 14630.3 | 18178300 | 38 | 300762.8697 | 38 | 225780.0123 | 38 | 215787.3896 | 25371.5 | 31824800 | 199.4053 | 94.85% | 51.53% | 4.424% | 19.58% | 0.7278% | 28.89% | 96.24% | 32.04% | 68.46% | 22.63% | 100% | 60.93% | 100% | 57.02% | 100% | 75.07% | 100% | 71.75% | Suburb Large | 7316.8797 | South Atlantic
20783 | 1 | Washington | 0 | DC | 2009 | 6884 | 1263905.1464 | 73749.3 | 90345200 | 6572 | 813316.8239 | 6413 | 283924.0585 | 5282 | 216576.6748 | 37968.6 | 45843500 | 273 | 249224.6142 | 273 | 153036.5017 | 273 | 144550.1254 | 18454.6 | 22911100 | 39 | 201363.7084 | 39 | 151625.8222 | 39 | 144978.0015 | 17326.1 | 21590600 | 183.6004 | 95.47% | 64.35% | 3.966% | 19.72% | 0.5665% | 15.93% | 97.58% | 34.91% | 80.37% | 26.63% | 100% | 61.41% | 100% | 58% | 100% | 75.3% | 100% | 72% | Suburb Large | 8146.8267 | South Atlantic
20784 | 1 | Washington | 0 | DC | 2009 | 4198 | 682097.6747 | 37429.64 | 46280900 | 4014 | 412166.0388 | 3830 | 128026.5717 | 2688 | 93035.0202 | 16292 | 19893900 | 162 | 149748.5327 | 162 | 95666.521 | 162 | 89593.745 | 11177.2 | 13837900 | 22 | 120183.1031 | 22 | 89603.1332 | 22 | 85532.4457 | 9960.44 | 12549100 | 162.4816 | 95.62% | 60.43% | 3.859% | 21.95% | 0.5241% | 17.62% | 95.42% | 31.06% | 66.97% | 22.57% | 100% | 63.88% | 100% | 59.83% | 100% | 74.56% | 100% | 71.17% | Suburb Large | 6657.9343 | South Atlantic
20785 | 1 | Washington | 0 | DC | 2009 | 6572 | 2727071.4681 | 208746.1 | 262080400 | 5759 | 732875.8739 | 5558 | 244243.7247 | 4183 | 184142.491 | 32421.5 | 39398200 | 636 | 543712.2529 | 636 | 310863.9423 | 633 | 279723.6535 | 38873.6 | 48003200 | 177 | 1450483.3412 | 177 | 1227771.0508 | 177 | 1196227.6789 | 137451 | 174679000 | 414.9531 | 87.63% | 26.87% | 9.677% | 19.94% | 2.693% | 53.19% | 96.51% | 33.33% | 72.63% | 25.13% | 100% | 57.17% | 99.53% | 51.45% | 100% | 84.65% | 100% | 82.47% | Suburb Large | 3841.1981 | South Atlantic
20794 | 1 | Washington | 0 | DC | 2009 | 3343 | 1879287.506 | 161488.5 | 208012700 | 3031 | 398942.4117 | 2984 | 152811.5352 | 2376 | 116662.0898 | 19185.3 | 24018200 | 175 | 181388.7584 | 175 | 123063.4834 | 175 | 116069.9016 | 14572.2 | 18580500 | 137 | 1298956.3359 | 137 | 1145892.2284 | 137 | 1127339.2963 | 127731 | 165414000 | 562.156 | 90.67% | 21.23% | 5.235% | 9.652% | 4.098% | 69.12% | 98.45% | 38.3% | 78.39% | 29.24% | 100% | 67.85% | 100% | 63.99% | 100% | 88.22% | 100% | 86.79% | Suburb Large | 1357.0774 | South Atlantic
20812 | 1 | Washington | 0 | DC | 2009 | 111 | 13895.8017 | 420.0558 | 520607.6 | 110 | 13409.9922 | 106 | 3241.3982 | 69 | 2164.2174 | 406.143 | 503457 | 1 | 485.8095 | 1 | 108.8242 | 1 | 71.446 | 13.9128 | 17150.6 | 0 | 0 | 0 | 0 | 0 | 0 | 0 | 0 | 125.1874 | 99.1% | 96.5% | 0.9009% | 3.496% | 0% | 0% | 96.36% | 24.17% | 62.73% | 16.14% | 100% | 22.4% | 100% | 14.71% | #DIV/0! | #DIV/0! | #DIV/0! | #DIV/0! | Suburb Large | 1625.7005 | South Atlantic
20814 | 1 | Washington | 0 | DC | 2009 | 6074 | 1633098.5835 | 83394.8 | 102748600 | 5694 | 789284.0657 | 5361 | 223110.6582 | 3921 | 163372.7924 | 29400.1 | 35480200 | 286 | 297636.4172 | 286 | 152323.2664 | 285 | 138060.8329 | 18281.2 | 22526600 | 94 | 546178.1005 | 94 | 321253.4784 | 94 | 298422.3005 | 35713.5 | 44741800 | 268.8671 | 93.74% | 48.33% | 4.709% | 18.23% | 1.548% | 33.44% | 94.15% | 28.27% | 68.86% | 20.7% | 100% | 51.18% | 99.65% | 46.39% | 100% | 58.82% | 100% | 54.64% | Suburb Large | 5238.7221 | South Atlantic
20815 | 1 | Washington | 0 | DC | 2009 | 7089 | 1315938.4879 | 56504.14 | 69151900 | 6911 | 992322.0544 | 6622 | 275892.918 | 5027 | 194187.387 | 36025.8 | 43812800 | 140 | 138079.3338 | 140 | 67982.9634 | 139 | 60669.8781 | 8340.64 | 10312400 | 38 | 185537.0997 | 38 | 106459.7584 | 38 | 96875.11 | 12137.7 | 15026700 | 185.631 | 97.49% | 75.41% | 1.975% | 10.49% | 0.536% | 14.1% | 95.82% | 27.8% | 72.74% | 19.57% | 100% | 49.23% | 99.29% | 43.94% | 100% | 57.38% | 100% | 52.21% | Suburb Large | 5364.1553 | South Atlantic
20816 | 1 | Washington | 0 | DC | 2009 | 5131 | 911839.5072 | 37269.88 | 45878390 | 5014 | 690362.6185 | 4627 | 164447.6905 | 3062 | 114077.3882 | 20809.5 | 25343400 | 91 | 87860.2774 | 91 | 50832.0411 | 91 | 46653.0035 | 5981.68 | 7440090 | 26 | 133616.6113 | 26 | 91337.1052 | 26 | 85857.6239 | 10478.7 | 13094900 | 177.7119 | 97.72% | 75.71% | 1.774% | 9.635% | 0.5067% | 14.65% | 92.28% | 23.82% | 61.07% | 16.52% | 100% | 57.86% | 100% | 53.1% | 100% | 68.36% | 100% | 64.26% | Suburb Large | 4008.5002 | South Atlantic
20817 | 1 | Washington | 0 | DC | 2009 | 12018 | 2925648.1805 | 131912.8 | 161866400 | 11602 | 2067364.252 | 11096 | 537451.3718 | 8386 | 388613.8986 | 70002.7 | 84606100 | 341 | 257835.4184 | 341 | 110670.0361 | 333 | 95108.1253 | 14341.3 | 17521000 | 75 | 600448.5101 | 75 | 415040.8282 | 75 | 392826.9665 | 47568.8 | 59739300 | 243.4389 | 96.54% | 70.66% | 2.837% | 8.813% | 0.6241% | 20.52% | 95.64% | 26% | 72.28% | 18.8% | 100% | 42.92% | 97.65% | 36.89% | 100% | 69.12% | 100% | 65.42% | Suburb Large | 2684.2329 | South Atlantic
20818 | 1 | Washington | 0 | DC | 2009 | 671 | 111074.5434 | 4681.961 | 5624201 | 657 | 100123.4097 | 643 | 29432.415 | 483 | 21277.3455 | 3986.39 | 4763410 | 14 | 10951.1337 | 14 | 5378.6505 | 14 | 4614.7011 | 695.571 | 860791 | 0 | 0 | 0 | 0 | 0 | 0 | 0 | 0 | 165.5358 | 97.91% | 90.14% | 2.086% | 9.859% | 0% | 0% | 97.87% | 29.4% | 73.52% | 21.25% | 100% | 49.12% | 100% | 42.14% | #DIV/0! | #DIV/0! | #DIV/0! | #DIV/0! | Suburb Large | 1508.3963 | South Atlantic
20832 | 1 | Washington | 0 | DC | 2009 | 5789 | 1316154.7709 | 76668.8 | 92240100 | 5498 | 1022303.3185 | 5481 | 373136.2794 | 5238 | 299523.6393 | 55195.4 | 65983500 | 268 | 177420.7619 | 268 | 76596.1893 | 268 | 65997.7223 | 10980.3 | 13286700 | 23 | 116430.6906 | 23 | 88028.3922 | 23 | 84265.2277 | 10493.1 | 12969900 | 227.3544 | 94.97% | 77.67% | 4.629% | 13.48% | 0.3973% | 8.846% | 99.69% | 36.5% | 95.27% | 29.3% | 100% | 43.17% | 100% | 37.2% | 100% | 75.61% | 100% | 72.37% | Suburb Large | 2317.3973 | South Atlantic
20833 | 1 | Washington | 0 | DC | 2009 | 2927 | 593205.5634 | 31782.812 | 39148356 | 2855 | 535450.5337 | 2832 | 192198.0461 | 2578 | 148358.888 | 27378.9 | 33688400 | 71 | 51441.8092 | 71 | 25647.9591 | 71 | 23434.4656 | 3835.91 | 4723810 | 1 | 6313.2206 | 1 | 5288.5266 | 1 | 5054.5304 | 568.002 | 736146 | 202.6667 | 97.54% | 90.26% | 2.426% | 8.672% | 0.03416% | 1.064% | 99.19% | 35.89% | 90.3% | 27.71% | 100% | 49.86% | 100% | 45.56% | 100% | 83.77% | 100% | 80.06% | Suburb Large | 423.458 | South Atlantic
20837 | 1 | Washington | 0 | DC | 2009 | 2393 | 509753.5791 | 32642.37 | 39366230 | 2300 | 390231.9791 | 2292 | 156127.2143 | 2097 | 123817.5452 | 22233 | 26660800 | 86 | 80955.6473 | 86 | 49022.3286 | 85 | 45859.1914 | 6993.48 | 8408460 | 7 | 38565.9527 | 7 | 29462.2136 | 7 | 27912.4596 | 3415.89 | 4296970 | 213.0186 | 96.11% | 76.55% | 3.594% | 15.88% | 0.2925% | 7.566% | 99.65% | 40.01% | 91.17% | 31.73% | 100% | 60.55% | 98.84% | 56.65% | 100% | 76.39% | 100% | 72.38% | Suburb Large | 93.0081 | South Atlantic
20838 | 1 | Washington | 0 | DC | 2009 | 224 | 37762.9026 | 1891.465 | 2300936 | 218 | 32903.0464 | 210 | 11138.7528 | 162 | 8545.9854 | 1565.98 | 1906120 | 6 | 4859.8562 | 6 | 2133.9531 | 6 | 1926.6709 | 325.485 | 394816 | 0 | 0 | 0 | 0 | 0 | 0 | 0 | 0 | 168.5844 | 97.32% | 87.13% | 2.679% | 12.87% | 0% | 0% | 96.33% | 33.85% | 74.31% | 25.97% | 100% | 43.91% | 100% | 39.64% | #DIV/0! | #DIV/0! | #DIV/0! | #DIV/0! | Suburb Large | 62.5294 | South Atlantic
20839 | 1 | Washington | 0 | DC | 2009 | 175 | 33255.326 | 2207.591 | 2625098 | 165 | 26390.1551 | 156 | 10513.2847 | 130 | 8723.9202 | 1525.07 | 1815060 | 10 | 6865.171 | 10 | 4447.6571 | 10 | 4117.2591 | 682.521 | 810038 | 0 | 0 | 0 | 0 | 0 | 0 | 0 | 0 | 190.0304 | 94.29% | 79.36% | 5.714% | 20.64% | 0% | 0% | 94.55% | 39.84% | 78.79% | 33.06% | 100% | 64.79% | 100% | 59.97% | #DIV/0! | #DIV/0! | #DIV/0! | #DIV/0! | Suburb Large | 82.2114 | South Atlantic
20841 | 1 | Washington | 0 | DC | 2009 | 3104 | 638223.336 | 39759.88 | 48008450 | 3026 | 537792.5474 | 3001 | 214165.0655 | 2787 | 172063.8931 | 31658.5 | 38013700 | 72 | 55914.8068 | 72 | 29189.2963 | 72 | 26554.7348 | 4337.26 | 5229130 | 6 | 44515.9818 | 6 | 32387.3528 | 6 | 31092.1413 | 3764.12 | 4765620 | 205.6132 | 97.49% | 84.26% | 2.32% | 8.761% | 0.1933% | 6.975% | 99.17% | 39.82% | 92.1% | 31.99% | 100% | 52.2% | 100% | 47.49% | 100% | 72.75% | 100% | 69.84% | Suburb Large | 417.1505 | South Atlantic
20842 | 0.9553 | Washington | 0 | DC | 2009 | 1786 | 437824.0454 | 27415.35 | 33652760 | 1665 | 264298.3469 | 1622 | 103239.1326 | 1292 | 83470.697 | 14438.7 | 17595000 | 105 | 87148.9569 | 105 | 49504.4487 | 104 | 45463.5451 | 6932.11 | 8394860 | 16 | 86376.7416 | 16 | 54540.8493 | 16 | 51650.2414 | 6044.54 | 7662900 | 245.1422 | 93.23% | 60.37% | 5.879% | 19.91% | 0.8959% | 19.73% | 97.42% | 39.06% | 77.6% | 31.58% | 100% | 56.8% | 99.05% | 52.17% | 100% | 63.14% | 100% | 59.8% | Suburb Large | 80.6418 | South Atlantic
20850 | 1 | Washington | 0 | DC | 2009 | 9119 | 3431079.5133 | 226332.1 | 284249900 | 7965 | 1377517.3713 | 7835 | 475664.4796 | 6756 | 370487.8556 | 66804.4 | 81839600 | 919 | 851360.6052 | 919 | 462536.1753 | 917 | 419962.9508 | 59497.7 | 74472300 | 235 | 1202201.5367 | 235 | 901763.5716 | 235 | 860525.8467 | 100030 | 127938000 | 376.2561 | 87.35% | 40.15% | 10.08% | 24.81% | 2.577% | 35.04% | 98.37% | 34.53% | 84.82% | 26.9% | 100% | 54.33% | 99.78% | 49.33% | 100% | 75.01% | 100% | 71.58% | Suburb Large | 3407.33 | South Atlantic
20851 | 1 | Washington | 0 | DC | 2009 | 3745 | 602416.6924 | 31464.1 | 38751410 | 3640 | 408302.7082 | 3565 | 133897.6515 | 2739 | 98304.2363 | 16676.1 | 20287400 | 86 | 85686.7282 | 86 | 50138.7176 | 86 | 46960.9479 | 6009.27 | 7427510 | 19 | 108427.256 | 19 | 79703.5986 | 19 | 74795.599 | 8778.73 | 11036500 | 160.8589 | 97.2% | 67.78% | 2.296% | 14.22% | 0.5073% | 18% | 97.94% | 32.79% | 75.25% | 24.08% | 100% | 58.51% | 100% | 54.81% | 100% | 73.51% | 100% | 68.98% | Suburb Large | 5324.6138 | South Atlantic
20852 | 1 | Washington | 0 | DC | 2009 | 5877 | 2323714.2315 | 149158.4 | 183763400 | 5072 | 869278.9435 | 4981 | 274744.3876 | 4230 | 210714.9688 | 37467.3 | 44958500 | 656 | 603370.1018 | 656 | 346896.5716 | 654 | 319389.0781 | 43158 | 52923400 | 149 | 851065.1862 | 149 | 609811.8163 | 149 | 578846.2783 | 68533.1 | 85881500 | 395.3912 | 86.3% | 37.41% | 11.16% | 25.97% | 2.535% | 36.63% | 98.21% | 31.61% | 83.4% | 24.24% | 100% | 57.49% | 99.7% | 52.93% | 100% | 71.65% | 100% | 68.01% | Suburb Large | 5119.2678 | South Atlantic
20853 | 1 | Washington | 0 | DC | 2009 | 8902 | 1607507.2056 | 74371.57 | 90136670 | 8792 | 1390304.4945 | 8668 | 435131.2463 | 7321 | 319658.7789 | 57117.2 | 68628400 | 89 | 81565.7852 | 89 | 44862.836 | 88 | 40565.6812 | 5735.27 | 7027870 | 21 | 135636.9259 | 21 | 104483.4878 | 21 | 99103.4886 | 11519.1 | 14480400 | 180.5782 | 98.76% | 86.49% | 0.9998% | 5.074% | 0.2359% | 8.438% | 98.59% | 31.3% | 83.27% | 22.99% | 100% | 55% | 98.88% | 49.73% | 100% | 77.03% | 100% | 73.07% | Suburb Large | 3098.8456 | South Atlantic
20854 | 1 | Washington | 0 | DC | 2009 | 15825 | 4090133.2996 | 195197.1 | 241028600 | 14812 | 3192216.2472 | 14555 | 984378.9153 | 12705 | 745922.9106 | 138927 | 171009000 | 967 | 640247.7895 | 965 | 251913.8275 | 953 | 205535.0722 | 36078.2 | 44313300 | 46 | 257669.2629 | 46 | 177961.0678 | 46 | 166141.9041 | 20191.9 | 25706300 | 258.4602 | 93.6% | 78.05% | 6.111% | 15.65% | 0.2907% | 6.3% | 98.26% | 30.84% | 85.78% | 23.37% | 99.79% | 39.35% | 98.55% | 32.1% | 100% | 69.07% | 100% | 64.48% | Suburb Large | 1314.33 | South Atlantic
20855 | 1 | Washington | 0 | DC | 2009 | 4260 | 1123380.6344 | 68236.08 | 83536200 | 4044 | 747889.4686 | 4026 | 265511.7052 | 3722 | 204363.4989 | 36731.4 | 44238800 | 173 | 132832.3096 | 173 | 71966.6444 | 172 | 65540.0671 | 9581.58 | 11628600 | 43 | 242658.8562 | 43 | 198237.8181 | 43 | 191939.3036 | 21923.1 | 27668800 | 263.7044 | 94.93% | 66.57% | 4.061% | 11.82% | 1.009% | 21.6% | 99.55% | 35.5% | 92.04% | 27.33% | 100% | 54.18% | 99.42% | 49.34% | 100% | 81.69% | 100% | 79.1% | Suburb Large | 1328.3923 | South Atlantic
20860 | 1 | Washington | 0 | DC | 2009 | 703 | 221821.7268 | 14216.65 | 17602140 | 648 | 129976.7708 | 637 | 49773.3544 | 562 | 39660.7005 | 7210.23 | 8815660 | 50 | 43144.5884 | 50 | 22029.051 | 50 | 19596.0366 | 3120.87 | 3849120 | 5 | 48700.3676 | 5 | 32021.5727 | 5 | 29987.696 | 3885.55 | 4937360 | 315.5359 | 92.18% | 58.6% | 7.112% | 19.45% | 0.7112% | 21.95% | 98.3% | 38.29% | 86.73% | 30.51% | 100% | 51.06% | 100% | 45.42% | 100% | 65.75% | 100% | 61.58% | Suburb Large | 808.55 | South Atlantic
20861 | 1 | Washington | 0 | DC | 2009 | 763 | 166561.6189 | 7777.89 | 9564430 | 743 | 151619.6413 | 709 | 47030.66 | 574 | 36357.6705 | 6698.71 | 8242770 | 20 | 14941.9776 | 20 | 7518.4143 | 20 | 6806.3394 | 1079.18 | 1321660 | 0 | 0 | 0 | 0 | 0 | 0 | 0 | 0 | 218.2983 | 97.38% | 91.03% | 2.621% | 8.971% | 0% | 0% | 95.42% | 31.02% | 77.25% | 23.98% | 100% | 50.32% | 100% | 45.55% | #DIV/0! | #DIV/0! | #DIV/0! | #DIV/0! | Suburb Large | 650.6841 | South Atlantic
20862 | 1 | Washington | 0 | DC | 2009 | 196 | 45956.158 | 2186.831 | 2682960 | 186 | 40078.5148 | 182 | 12769.7819 | 151 | 9580.1265 | 1772.94 | 2179490 | 10 | 5877.6431 | 10 | 2782.3447 | 10 | 2450.1196 | 413.891 | 503470 | 0 | 0 | 0 | 0 | 0 | 0 | 0 | 0 | 234.4702 | 94.9% | 87.21% | 5.102% | 12.79% | 0% | 0% | 97.85% | 31.86% | 81.18% | 23.9% | 100% | 47.34% | 100% | 41.69% | #DIV/0! | #DIV/0! | #DIV/0! | #DIV/0! | Suburb Large | 376.1037 | South Atlantic
20866 | 1 | Washington | 0 | DC | 2009 | 2419 | 664044.4001 | 40232.09 | 50361620 | 2182 | 407852.2964 | 2158 | 147412.0095 | 1959 | 115590.0785 | 21180.1 | 26268700 | 224 | 164025.9521 | 224 | 81007.3632 | 223 | 73873.555 | 11545.4 | 14414600 | 13 | 92166.1515 | 13 | 67035.201 | 13 | 63559.6154 | 7506.59 | 9678320 | 274.5119 | 90.2% | 61.42% | 9.26% | 24.7% | 0.5374% | 13.88% | 98.9% | 36.14% | 89.78% | 28.34% | 100% | 49.39% | 99.55% | 45.04% | 100% | 72.73% | 100% | 68.96% | Suburb Large | 1956.0636 | South Atlantic
20868 | 1 | Washington | 0 | DC | 2009 | 236 | 49723.3672 | 2341.225 | 2904720 | 225 | 40150.0902 | 222 | 12682.3955 | 169 | 9692.325 | 1719.12 | 2121690 | 10 | 7247.5325 | 10 | 3495.4992 | 9 | 3115.6025 | 465.846 | 582491 | 1 | 2325.7444 | 1 | 1255.7818 | 1 | 1095.7089 | 156.259 | 200539 | 210.6922 | 95.34% | 80.75% | 4.237% | 14.58% | 0.4237% | 4.677% | 98.67% | 31.59% | 75.11% | 24.14% | 100% | 48.23% | 90% | 42.99% | 100% | 53.99% | 100% | 47.11% | Suburb Large | 655.1528 | South Atlantic
20871 | 0.83347 | Washington | 0 | DC | 2009 | 3736 | 786704.6816 | 47811.46 | 59109210 | 3558 | 547087.6508 | 3536 | 198401.0157 | 3042 | 158010.5442 | 29278.7 | 35816100 | 159 | 117064.4289 | 159 | 55704.1067 | 159 | 50202.1645 | 8056.56 | 9948510 | 19 | 122552.6018 | 19 | 95524.2607 | 19 | 91621.3519 | 10476.2 | 13344600 | 210.5741 | 95.24% | 69.54% | 4.256% | 14.88% | 0.5086% | 15.58% | 99.38% | 36.26% | 85.5% | 28.88% | 100% | 47.58% | 100% | 42.88% | 100% | 77.95% | 100% | 74.76% | Suburb Large | 508.5541 | South Atlantic
20872 | 1 | Washington | 0 | DC | 2009 | 4248 | 829075.4225 | 50926.49 | 61952400 | 4095 | 658707.5 | 4061 | 263028.3202 | 3720 | 209924.3561 | 37469.4 | 45263100 | 141 | 107249.7654 | 141 | 56470.6239 | 140 | 51307.9155 | 8041.28 | 9800810 | 12 | 63118.1571 | 12 | 48454.238 | 12 | 46176.8751 | 5415.81 | 6888490 | 195.1684 | 96.4% | 79.45% | 3.319% | 12.94% | 0.2825% | 7.613% | 99.17% | 39.93% | 90.84% | 31.87% | 100% | 52.65% | 99.29% | 47.84% | 100% | 76.77% | 100% | 73.16% | Suburb Large | 546.2172 | South Atlantic
20874 | 1 | Washington | 0 | DC | 2009 | 7100 | 2250294.309 | 138169.6 | 171179500 | 6017 | 1184246.5717 | 5984 | 426006.3558 | 5644 | 340167.9503 | 62867.9 | 77164300 | 1020 | 725140.2989 | 1020 | 313873.849 | 1019 | 273545.6072 | 46709.4 | 57414300 | 63 | 340907.4384 | 63 | 253810.8983 | 63 | 242830.6548 | 28592.3 | 36600900 | 316.9429 | 84.75% | 52.63% | 14.37% | 32.22% | 0.8873% | 15.15% | 99.45% | 35.97% | 93.8% | 28.72% | 100% | 43.28% | 99.9% | 37.72% | 100% | 74.45% | 100% | 71.23% | Suburb Large | 2547.0821 | South Atlantic
20876 | 1 | Washington | 0 | DC | 2009 | 4568 | 1136387.281 | 71807.1 | 88795000 | 4234 | 685357.5213 | 4186 | 253962.9031 | 3848 | 201400.7596 | 36933.2 | 45023400 | 299 | 220435.3216 | 299 | 103753.2397 | 298 | 91397.7864 | 15062.1 | 18439200 | 35 | 230594.4382 | 35 | 178019.4211 | 35 | 169646.094 | 19811.8 | 25332400 | 248.7713 | 92.69% | 60.31% | 6.546% | 19.4% | 0.7662% | 20.29% | 98.87% | 37.06% | 90.88% | 29.39% | 100% | 47.07% | 99.67% | 41.46% | 100% | 77.2% | 100% | 73.57% | Suburb Large | 2325.4392 | South Atlantic
20877 | 1 | Washington | 0 | DC | 2009 | 4577 | 1747964.3627 | 118938.9 | 149741800 | 3968 | 629643.3001 | 3898 | 213740.9508 | 3372 | 167263.3671 | 29003 | 35750400 | 509 | 449237.9834 | 509 | 244088.2369 | 508 | 224451.3202 | 31484.6 | 39230200 | 100 | 669083.0791 | 100 | 524035.216 | 100 | 501998.8273 | 58451.3 | 74761200 | 381.9018 | 86.69% | 36.02% | 11.12% | 25.7% | 2.185% | 38.28% | 98.24% | 33.95% | 84.98% | 26.56% | 100% | 54.33% | 99.8% | 49.96% | 100% | 78.32% | 100% | 75.03% | Suburb Large | 5810.2649 | South Atlantic
20878 | 1 | Washington | 0 | DC | 2009 | 12035 | 3180202.5303 | 193412 | 238985900 | 11184 | 2034423.2875 | 11137 | 728085.8794 | 10478 | 574649.1916 | 107267 | 130702000 | 760 | 583951.2563 | 760 | 278987.839 | 758 | 248106.3943 | 39113.5 | 48173000 | 91 | 561827.9865 | 91 | 419789.0204 | 91 | 400250.55 | 47031.5 | 60110900 | 264.2462 | 92.93% | 63.97% | 6.315% | 18.36% | 0.7561% | 17.67% | 99.58% | 35.79% | 93.69% | 28.25% | 100% | 47.78% | 99.74% | 42.49% | 100% | 74.72% | 100% | 71.24% | Suburb Large | 2709.8907 | South Atlantic
20879 | 1 | Washington | 0 | DC | 2009 | 4075 | 1327275.0376 | 91838.9 | 114867100 | 3535 | 595688.0533 | 3528 | 221907.3548 | 3301 | 175366.2231 | 31603.6 | 38569600 | 454 | 394091.3883 | 454 | 226185.4932 | 454 | 208928.2681 | 29176.5 | 36444200 | 86 | 337495.596 | 86 | 278763.3557 | 86 | 270462.6005 | 31058.8 | 39853300 | 325.7117 | 86.75% | 44.88% | 11.14% | 29.69% | 2.11% | 25.43% | 99.8% | 37.25% | 93.38% | 29.44% | 100% | 57.39% | 100% | 53.02% | 100% | 82.6% | 100% | 80.14% | Suburb Large | 3705.6262 | South Atlantic
20880 | 1 | Washington | 0 | DC | 2009 | 142 | 19790.681 | 478.617 | 600426 | 142 | 19790.681 | 132 | 4114.1738 | 86 | 2708.4784 | 478.617 | 600426 | 0 | 0 | 0 | 0 | 0 | 0 | 0 | 0 | 0 | 0 | 0 | 0 | 0 | 0 | 0 | 0 | 139.371 | 100% | 100% | 0% | 0% | 0% | 0% | 92.96% | 20.79% | 60.56% | 13.69% | #DIV/0! | #DIV/0! | #DIV/0! | #DIV/0! | #DIV/0! | #DIV/0! | #DIV/0! | #DIV/0! | Suburb Large | 3466.9587 | South Atlantic
20882 | 1 | Washington | 0 | DC | 2009 | 5294 | 1079552.8262 | 63030.53 | 76835160 | 5194 | 987417.5327 | 5167 | 386736.8096 | 4818 | 305648.7579 | 55943.7 | 68083600 | 94 | 67127.2971 | 94 | 33380.4272 | 92 | 29938.5374 | 4940.22 | 6050280 | 6 | 25007.9963 | 6 | 17970.6783 | 6 | 16995.0151 | 2146.61 | 2701280 | 203.9201 | 98.11% | 91.47% | 1.776% | 6.218% | 0.1133% | 2.317% | 99.48% | 39.17% | 92.76% | 30.95% | 100% | 49.73% | 97.87% | 44.6% | 100% | 71.86% | 100% | 67.96% | Suburb Large | 429.2829 | South Atlantic
20886 | 1 | Washington | 0 | DC | 2009 | 3172 | 1050703.7246 | 59867.83 | 73737850 | 2469 | 454894.2348 | 2459 | 155542.4651 | 2294 | 123345.2688 | 22190.6 | 27193500 | 684 | 509814.6969 | 684 | 221497.4143 | 684 | 190472.0178 | 30797.1 | 37909500 | 19 | 85994.7929 | 19 | 57405.9082 | 19 | 53706.6238 | 6880.13 | 8634850 | 331.2433 | 77.84% | 43.29% | 21.56% | 48.52% | 0.599% | 8.184% | 99.59% | 34.19% | 92.91% | 27.12% | 100% | 43.45% | 100% | 37.36% | 100% | 66.76% | 100% | 62.45% | Suburb Large | 5611.1986 | South Atlantic
20892 | 1 | Washington | 0 | DC | 2009 | 11 | 78486.9015 | 4390.4126 | 5506977.1 | 4 | 682.8069 | 4 | 239.0451 | 4 | 206.5575 | 30.9346 | 38934.1 | 3 | 4225.4517 | 3 | 1712.3004 | 3 | 1569.5991 | 298.798 | 359893 | 4 | 73578.6429 | 4 | 37138.1709 | 4 | 34768.6472 | 4060.68 | 5108150 | 7135.1729 | 36.36% | 0.87% | 27.27% | 5.384% | 36.36% | 93.75% | 100% | 35.01% | 100% | 30.25% | 100% | 40.52% | 100% | 37.15% | 100% | 50.47% | 100% | 47.25% | Suburb Large | 2523.5529 | South Atlantic
20894 | 1 | Washington | 0 | DC | 2009 | 2 | 1136.8221 | 63.1278 | 70750.2 | 1 | 168.583 | 1 | 66.8434 | 1 | 55.5167 | 9.8966 | 12892 | 1 | 968.2391 | 1 | 408.573 | 1 | 300 | 53.2312 | 57858.2 | 0 | 0 | 0 | 0 | 0 | 0 | 0 | 0 | 568.411 | 50% | 14.83% | 50% | 85.17% | 0% | 0% | 100% | 39.65% | 100% | 32.93% | 100% | 42.2% | 100% | 30.98% | #DIV/0! | #DIV/0! | #DIV/0! | #DIV/0! | Suburb Large | 2523.5529 | South Atlantic
20895 | 1 | Washington | 0 | DC | 2009 | 6624 | 1144901.0299 | 55057.68 | 67669900 | 6462 | 810512.2546 | 6134 | 221203.6507 | 4464 | 159907.5298 | 28492.2 | 34487700 | 131 | 128500.0443 | 131 | 76251.0197 | 129 | 69778.9945 | 8843.28 | 10998600 | 31 | 205888.731 | 31 | 157676.4616 | 31 | 149880.4655 | 17722.2 | 22183600 | 172.8413 | 97.55% | 70.79% | 1.978% | 11.22% | 0.468% | 17.98% | 94.92% | 27.29% | 69.08% | 19.73% | 100% | 59.34% | 98.47% | 54.3% | 100% | 76.58% | 100% | 72.8% | Suburb Large | 4747.6446 | South Atlantic
20896 | 1 | Washington | 0 | DC | 2009 | 373 | 55965.1174 | 1196.9954 | 1489854.1 | 371 | 51705.6362 | 303 | 7717.1852 | 150 | 4735.9445 | 845.176 | 1045540 | 1 | 612.3605 | 1 | 332.6246 | 1 | 299.6295 | 34.5524 | 43624.1 | 1 | 3647.1207 | 1 | 2959.1645 | 1 | 2789.4821 | 317.267 | 400690 | 150.0405 | 99.46% | 92.39% | 0.2681% | 1.094% | 0.2681% | 6.517% | 81.67% | 14.93% | 40.43% | 9.159% | 100% | 54.32% | 100% | 48.93% | 100% | 81.14% | 100% | 76.48% | Suburb Large | 4150.7923 | South Atlantic
20901 | 1 | Washington | 0 | DC | 2009 | 8826 | 1287575.8193 | 55365.1 | 67868100 | 8596 | 992021.563 | 8158 | 271895.0726 | 5637 | 190763.8702 | 34071.3 | 41354800 | 206 | 166613.1276 | 206 | 82277.6986 | 201 | 74976.766 | 10448.3 | 12889600 | 24 | 128941.1287 | 24 | 97287.8618 | 24 | 92395.5487 | 10845.5 | 13623700 | 145.8844 | 97.39% | 77.05% | 2.334% | 12.94% | 0.2719% | 10.01% | 94.9% | 27.41% | 65.58% | 19.23% | 100% | 49.38% | 97.57% | 45% | 100% | 75.45% | 100% | 71.66% | Suburb Large | 6251.4257 | South Atlantic
20902 | 1 | Washington | 0 | DC | 2009 | 10788 | 1830185.8379 | 96167.6 | 117155200 | 10404 | 1308402.2342 | 10165 | 417828.873 | 8187 | 316029.1597 | 55106.3 | 66593900 | 339 | 290748.686 | 339 | 166731.3437 | 339 | 153831.997 | 21172.1 | 25785900 | 45 | 231034.9177 | 45 | 170875.4093 | 45 | 163002.7159 | 19889.2 | 24775400 | 169.6502 | 96.44% | 71.49% | 3.142% | 15.89% | 0.4171% | 12.62% | 97.7% | 31.93% | 78.69% | 24.15% | 100% | 57.35% | 100% | 52.91% | 100% | 73.96% | 100% | 70.55% | Suburb Large | 6247.4933 | South Atlantic
20903 | 1 | Washington | 0 | DC | 2009 | 2909 | 721116.918 | 39188.01 | 48598200 | 2764 | 409210.3376 | 2659 | 124842.4322 | 2098 | 95698.5638 | 15509 | 18994300 | 116 | 120672.9131 | 116 | 71110.0255 | 116 | 65758.2322 | 8333.61 | 10307500 | 29 | 191233.6674 | 29 | 139236.1962 | 29 | 132189.1224 | 15345.4 | 19296400 | 247.8917 | 95.02% | 56.75% | 3.988% | 16.73% | 0.9969% | 26.52% | 96.2% | 30.51% | 75.9% | 23.39% | 100% | 58.93% | 100% | 54.49% | 100% | 72.81% | 100% | 69.12% | Suburb Large | 6444.5921 | South Atlantic
20904 | 1 | Washington | 0 | DC | 2009 | 9488 | 2514166.7675 | 143149.1 | 175505900 | 8897 | 1605962.706 | 8731 | 517959.3917 | 7623 | 399351.1749 | 71962.7 | 86923300 | 514 | 428736.8032 | 514 | 211381.7088 | 514 | 189688.4493 | 28604.3 | 34940700 | 77 | 479467.2583 | 77 | 379995.7837 | 77 | 365392.6076 | 42582.1 | 53641900 | 264.9838 | 93.77% | 63.88% | 5.417% | 17.05% | 0.8116% | 19.07% | 98.13% | 32.25% | 85.68% | 24.87% | 100% | 49.3% | 100% | 44.24% | 100% | 79.25% | 100% | 76.21% | Suburb Large | 3781.8277 | South Atlantic
20905 | 1 | Washington | 0 | DC | 2009 | 6064 | 1229099.5385 | 60971.03 | 75655120 | 6003 | 1117604.1549 | 5920 | 376535.9937 | 5279 | 286454.2446 | 52100.2 | 64345100 | 48 | 38700.7935 | 48 | 19154.3191 | 47 | 17088.8854 | 2589.59 | 3228730 | 13 | 72794.5901 | 13 | 54956.5784 | 13 | 52550.9229 | 6281.24 | 8081290 | 202.6879 | 98.99% | 90.93% | 0.7916% | 3.149% | 0.2144% | 5.923% | 98.62% | 33.69% | 87.94% | 25.63% | 100% | 49.49% | 97.92% | 44.16% | 100% | 75.5% | 100% | 72.19% | Suburb Large | 1200.3702 | South Atlantic
20906 | 1 | Washington | 0 | DC | 2009 | 10921 | 2485599.4344 | 144148.1 | 174961800 | 10154 | 1601565.9653 | 10059 | 583616.9676 | 8775 | 456687.7019 | 80806 | 97007200 | 711 | 592688.8691 | 711 | 301392.2833 | 710 | 272903.8657 | 40078.2 | 48932900 | 56 | 291344.6 | 56 | 203686.7004 | 56 | 191534.0754 | 23263.9 | 29021700 | 227.5982 | 92.98% | 64.43% | 6.51% | 23.84% | 0.5128% | 11.72% | 99.06% | 36.44% | 86.42% | 28.52% | 100% | 50.85% | 99.86% | 46.05% | 100% | 69.91% | 100% | 65.74% | Suburb Large | 5280.4774 | South Atlantic
20910 | 1 | Washington | 0 | DC | 2009 | 6417 | 1550137.6458 | 81520.6 | 101316500 | 6002 | 711540.2816 | 5556 | 186464.1501 | 3684 | 133609.4203 | 23581.1 | 28704200 | 334 | 367374.7495 | 334 | 215399.0409 | 331 | 199522.6494 | 24857.5 | 30996400 | 81 | 471222.6147 | 81 | 298929.0523 | 81 | 280587.3118 | 33082 | 41615900 | 241.5673 | 93.53% | 45.9% | 5.205% | 23.7% | 1.262% | 30.4% | 92.57% | 26.21% | 61.38% | 18.78% | 100% | 58.63% | 99.1% | 54.31% | 100% | 63.44% | 100% | 59.54% | Suburb Large | 8338.2888 | South Atlantic
20912 | 1 | Washington | 0 | DC | 2009 | 4567 | 695768.6773 | 30366.14 | 37634490 | 4413 | 475340.3081 | 4026 | 117471.0417 | 2357 | 80842.25 | 13828.9 | 16932900 | 136 | 132194.5804 | 136 | 80271.6054 | 136 | 74471.9486 | 9138.41 | 11433000 | 18 | 88233.7889 | 18 | 65893.2935 | 18 | 62747.1729 | 7398.83 | 9268590 | 152.347 | 96.63% | 68.32% | 2.978% | 19% | 0.3941% | 12.68% | 91.23% | 24.71% | 53.41% | 17.01% | 100% | 60.72% | 100% | 56.34% | 100% | 74.68% | 100% | 71.11% | Suburb Large | 9480.6823 | South Atlantic
21001 | 0.40955 | Baltimore | 0 | MD | 2008 | 6102 | 1748580.319 | 134693.7 | 172110300 | 5736 | 732594.9476 | 5684 | 293638.373 | 4877 | 226154.875 | 38892.2 | 48544400 | 323 | 265341.1384 | 323 | 159791.0762 | 323 | 147918.9652 | 20125.6 | 25583400 | 43 | 750644.233 | 43 | 678437.7384 | 43 | 667436.847 | 75675.9 | 97982500 | 286.5586 | 94% | 41.9% | 5.293% | 15.17% | 0.7047% | 42.93% | 99.09% | 40.08% | 85.02% | 30.87% | 100% | 60.22% | 100% | 55.75% | 100% | 90.38% | 100% | 88.92% | Suburb Midsize | 409.7892 | South Atlantic
21005 | 0.80131 | Baltimore | 0 | MD | 2008 | 962 | 638068.3065 | 48520.25 | 61473980 | 617 | 114080.5644 | 613 | 54577.9788 | 559 | 46012.7013 | 7024.15 | 8906680 | 295 | 266665.211 | 295 | 155266.7276 | 295 | 142497.6469 | 19998.1 | 25217600 | 50 | 257322.5312 | 50 | 181619.6724 | 50 | 173054.1261 | 21498 | 27349700 | 663.2727 | 64.14% | 17.88% | 30.67% | 41.79% | 5.198% | 40.33% | 99.35% | 47.84% | 90.6% | 40.33% | 100% | 58.23% | 100% | 53.44% | 100% | 70.58% | 100% | 67.25% | Suburb Midsize | 18.2234 | South Atlantic
21012 | 0.45366 | Baltimore | 0 | MD | 2013 | 1963 | 446138.8519 | 16601.37 | 20995110 | 1848 | 336010.2707 | 1658 | 71018.3193 | 1025 | 51550.8903 | 9198.24 | 11573100 | 106 | 76247.6212 | 106 | 33090.1724 | 106 | 28855.4952 | 4587.11 | 5789240 | 9 | 33880.96 | 9 | 25031.7588 | 9 | 23779.4072 | 2816.02 | 3632770 | 227.274 | 94.14% | 75.32% | 5.4% | 17.09% | 0.4585% | 7.594% | 89.72% | 21.14% | 55.47% | 15.34% | 100% | 43.4% | 100% | 37.84% | 100% | 73.88% | 100% | 70.19% | Suburb Large | 1833.2312 | South Atlantic
21017 | 0.18253 | Baltimore | 0 | MD | 2008 | 11 | 7693.7559 | 455.087 | 572676 | 0 | 0 | 0 | 0 | 0 | 0 | 0 | 0 | 11 | 7693.7559 | 11 | 2923.4704 | 11 | 2457.3341 | 455.087 | 572676 | 0 | 0 | 0 | 0 | 0 | 0 | 0 | 0 | 699.4324 | 0% | 0% | 100% | 100% | 0% | 0% | #DIV/0! | #DIV/0! | #DIV/0! | #DIV/0! | 100% | 38% | 100% | 31.94% | #DIV/0! | #DIV/0! | #DIV/0! | #DIV/0! | Suburb Midsize | 1980.3184 | South Atlantic
21029 | 0.75106 | Washington | 0 | DC | 2009 | 2001 | 533608.8981 | 30223.57 | 37430070 | 1865 | 402738.6605 | 1831 | 139759.4997 | 1633 | 109500.5818 | 20291 | 24963100 | 125 | 92488.4337 | 125 | 45069.3615 | 123 | 39321.6553 | 6419.56 | 7980630 | 11 | 38381.8039 | 11 | 29243.5489 | 11 | 27856.3586 | 3513.01 | 4486340 | 266.6711 | 93.2% | 75.47% | 6.247% | 17.33% | 0.5497% | 7.193% | 98.18% | 34.7% | 87.56% | 27.19% | 100% | 48.73% | 98.4% | 42.52% | 100% | 76.19% | 100% | 72.58% | Suburb Large | 726.8616 | South Atlantic
21032 | 0.86689 | Washington | 0 | DC | 2009 | 2563 | 517831.9881 | 22611.92 | 28228620 | 2505 | 431562.3756 | 2368 | 118046.661 | 1679 | 87357.8006 | 15586.4 | 19447000 | 48 | 38234.6629 | 48 | 20008.1903 | 48 | 18007.4748 | 2713.36 | 3372440 | 10 | 48034.9496 | 10 | 34591.6456 | 10 | 32784.5881 | 4312.16 | 5409180 | 202.0414 | 97.74% | 83.34% | 1.873% | 7.384% | 0.3902% | 9.276% | 94.53% | 27.35% | 67.03% | 20.24% | 100% | 52.33% | 100% | 47.1% | 100% | 72.01% | 100% | 68.25% | Suburb Large | 522.1785 | South Atlantic
21035 | 0.90447 | Washington | 0 | DC | 2009 | 3359 | 791548.846 | 41841.17 | 51414780 | 3228 | 657184.0032 | 3147 | 230049.3992 | 2660 | 179627.987 | 32841.1 | 40222100 | 122 | 81436.6062 | 122 | 41080.6491 | 121 | 36173.7404 | 5776.75 | 7125530 | 9 | 52928.2366 | 9 | 28362.6322 | 9 | 25142.0906 | 3223.32 | 4067150 | 235.6501 | 96.1% | 83.03% | 3.632% | 10.29% | 0.2679% | 6.687% | 97.49% | 35.01% | 82.4% | 27.33% | 100% | 50.44% | 99.18% | 44.42% | 100% | 53.59% | 100% | 47.5% | Suburb Large | 276.271 | South Atlantic
21036 | 1 | Washington | 0 | DC | 2009 | 1089 | 248927.3505 | 15114.066 | 18568483 | 1060 | 221375.6138 | 1044 | 87115.6139 | 945 | 69185.0017 | 12683.4 | 15562500 | 28 | 20691.2226 | 28 | 12928.9756 | 28 | 11937.5758 | 1806.96 | 2204010 | 1 | 6860.5141 | 1 | 5535.0357 | 1 | 5306.6485 | 623.706 | 801973 | 228.5834 | 97.34% | 88.93% | 2.571% | 8.312% | 0.09183% | 2.756% | 98.49% | 39.35% | 89.15% | 31.25% | 100% | 62.49% | 100% | 57.69% | 100% | 80.68% | 100% | 77.35% | Suburb Large | 283.8377 | South Atlantic
21037 | 0.027399 | Baltimore | 0 | MD | 2013 | 217 | 49743.7202 | 2230.451 | 2804610 | 209 | 39424.8901 | 203 | 11436.1921 | 155 | 8370.8435 | 1525.42 | 1908200 | 7 | 7515.1476 | 7 | 3418.8531 | 7 | 2900.7726 | 447.868 | 563018 | 1 | 2803.6825 | 1 | 2314 | 1 | 2289 | 257.163 | 333392 | 229.2337 | 96.31% | 79.26% | 3.226% | 15.11% | 0.4608% | 5.636% | 97.13% | 29.01% | 74.16% | 21.23% | 100% | 45.49% | 100% | 38.6% | 100% | 82.53% | 100% | 81.64% | Suburb Large | 887.359 | South Atlantic
21042 | 0.62259 | Washington | 0 | DC | 2009 | 7155 | 1752331.3432 | 91018 | 113025600 | 6847 | 1358069.0702 | 6645 | 429741.8955 | 5749 | 330441.1442 | 60331.2 | 74200300 | 273 | 209730.0935 | 273 | 102589.6079 | 271 | 91667.6735 | 14237.4 | 17743700 | 35 | 184532.1795 | 35 | 143312.5712 | 35 | 136923.8974 | 16449.4 | 21081600 | 244.91 | 95.7% | 77.5% | 3.816% | 11.97% | 0.4892% | 10.53% | 97.05% | 31.64% | 83.96% | 24.33% | 100% | 48.92% | 99.27% | 43.71% | 100% | 77.66% | 100% | 74.2% | Suburb Large | 1018.652 | South Atlantic
21043 | 0.757 | Washington | 0 | DC | 2009 | 6892 | 1522033.4542 | 85748.1 | 106922500 | 6614 | 1141404.3463 | 6547 | 389340.2844 | 5986 | 303339.5739 | 56060.8 | 69341100 | 248 | 196980.4468 | 248 | 93981.6237 | 247 | 82779.5062 | 13230.1 | 16457800 | 30 | 183648.6611 | 30 | 145263.8873 | 30 | 139220.526 | 16457.2 | 21123600 | 220.8406 | 95.97% | 74.99% | 3.598% | 12.94% | 0.4353% | 12.07% | 98.99% | 34.11% | 90.5% | 26.58% | 100% | 47.71% | 99.6% | 42.02% | 100% | 79.1% | 100% | 75.81% | Suburb Large | 2282.3205 | South Atlantic
21044 | 0.99508 | Washington | 0 | DC | 2009 | 7083 | 2076858.1959 | 108081.1 | 135558400 | 6389 | 1173032.1864 | 6063 | 331339.668 | 4878 | 249311.3683 | 45097 | 55917900 | 638 | 514016.1958 | 638 | 217231.6649 | 630 | 188177.6298 | 30395.2 | 37783400 | 56 | 389809.8138 | 56 | 286455.8275 | 56 | 272720.6748 | 32588.9 | 41857100 | 293.2173 | 90.2% | 56.48% | 9.007% | 24.75% | 0.7906% | 18.77% | 94.9% | 28.25% | 76.35% | 21.25% | 100% | 42.26% | 98.75% | 36.61% | 100% | 73.49% | 100% | 69.96% | Suburb Large | 3198.6461 | South Atlantic
21045 | 1 | Washington | 0 | DC | 2009 | 8841 | 2429979.4232 | 146873.6 | 185774200 | 8071 | 1202276.4889 | 7713 | 367345.5857 | 5963 | 270844.3779 | 47887 | 59391800 | 649 | 545848.0687 | 649 | 274824.9293 | 649 | 247448.261 | 37093.3 | 46467300 | 121 | 681854.8657 | 121 | 552872.088 | 121 | 534956.0611 | 61893.3 | 79915100 | 274.8535 | 91.29% | 49.48% | 7.341% | 22.46% | 1.369% | 28.06% | 95.56% | 30.55% | 73.88% | 22.53% | 100% | 50.35% | 100% | 45.33% | 100% | 81.08% | 100% | 78.46% | Suburb Large | 3985.1994 | South Atlantic
21046 | 1 | Washington | 0 | DC | 2009 | 3281 | 1739867.1972 | 128070 | 164364600 | 2849 | 485567.5652 | 2708 | 138255.837 | 2168 | 104756.8996 | 18565.5 | 23114600 | 283 | 264806.613 | 283 | 145520.3973 | 280 | 132107.9686 | 18234.1 | 23054000 | 149 | 989493.019 | 149 | 828740.0551 | 149 | 805951.1977 | 91270.4 | 118196000 | 530.2856 | 86.83% | 27.91% | 8.625% | 15.22% | 4.541% | 56.87% | 95.05% | 28.47% | 76.1% | 21.57% | 100% | 54.95% | 98.94% | 49.89% | 100% | 83.75% | 100% | 81.45% | Suburb Large | 1874.2912 | South Atlantic
21052 | 1 | Baltimore | 0 | MD | 2013 | 213 | 38837.6081 | 2066.613 | 2573916 | 200 | 27082.2572 | 194 | 9721.3279 | 167 | 7423.2908 | 1245.56 | 1558860 | 12 | 7535.8824 | 12 | 4083.2745 | 12 | 3760.0966 | 531.088 | 656353 | 1 | 4219.4686 | 1 | 2295.17 | 1 | 2036.9064 | 289.965 | 358703 | 182.3362 | 93.9% | 69.73% | 5.634% | 19.4% | 0.4695% | 10.86% | 97% | 35.9% | 83.5% | 27.41% | 100% | 54.18% | 100% | 49.9% | 100% | 54.39% | 100% | 48.27% | Suburb Large | 58.6221 | South Atlantic
21054 | 1 | Washington | 0 | DC | 2009 | 3899 | 909998.7696 | 51158.94 | 64422500 | 3746 | 654986.5254 | 3682 | 213767.5053 | 3238 | 166233.7244 | 30206.6 | 37669200 | 133 | 124943.8827 | 133 | 72457.4953 | 132 | 66982.614 | 9237.44 | 11676200 | 20 | 130068.3615 | 20 | 103470.7523 | 20 | 99824.7916 | 11714.9 | 15077100 | 233.3929 | 96.08% | 71.98% | 3.411% | 13.73% | 0.513% | 14.29% | 98.29% | 32.64% | 86.44% | 25.38% | 100% | 57.99% | 99.25% | 53.61% | 100% | 79.55% | 100% | 76.75% | Suburb Large | 920.1932 | South Atlantic
21060 | 0.33062 | Washington | 0 | DC | 2009 | 5410 | 1108090.8279 | 100433.6 | 128252200 | 5158 | 610549.2257 | 5116 | 234312.605 | 4343 | 173433.9756 | 18461.4 | 22870900 | 214 | 212128.7131 | 214 | 126291.9088 | 214 | 116964.0001 | 16562.4 | 20733100 | 38 | 285412.8892 | 38 | 237521.9727 | 38 | 229560.7572 | 65409.8 | 84648200 | 204.8227 | 95.34% | 55.1% | 3.956% | 19.14% | 0.7024% | 25.76% | 99.19% | 38.38% | 84.2% | 28.41% | 100% | 59.54% | 100% | 55.14% | 100% | 83.22% | 100% | 80.43% | Suburb Large | 2078.1612 | South Atlantic
21061 | 0.99642 | Washington | 0 | DC | 2009 | 12722 | 2789421.1411 | 184084.4 | 232400700 | 11976 | 1516573.6646 | 11864 | 588253.9513 | 10424 | 458572.2889 | 78795.4 | 97256700 | 632 | 533897.1824 | 632 | 289460.3424 | 632 | 264618.7592 | 36943 | 46802300 | 114 | 738950.2941 | 114 | 614984.0382 | 114 | 597433.2927 | 68346 | 88341700 | 219.2596 | 94.14% | 54.37% | 4.968% | 19.14% | 0.8961% | 26.49% | 99.06% | 38.79% | 87.04% | 30.24% | 100% | 54.22% | 100% | 49.56% | 100% | 83.22% | 100% | 80.85% | Suburb Large | 3630.0122 | South Atlantic
21062 | 1 | Baltimore | 0 | MD | 2013 | 1 | 53.7177 | 0 | 0 | 1 | 53.7177 | 1 | 9.9992 | 0 | 0 | 0 | 0 | 0 | 0 | 0 | 0 | 0 | 0 | 0 | 0 | 0 | 0 | 0 | 0 | 0 | 0 | 0 | 0 | 53.7177 | 100% | 100% | 0% | 0% | 0% | 0% | 100% | 18.61% | 0% | 0% | #DIV/0! | #DIV/0! | #DIV/0! | #DIV/0! | #DIV/0! | #DIV/0! | #DIV/0! | #DIV/0! | Suburb Large | 2984.4067 | South Atlantic
21075 | 1 | Washington | 0 | DC | 2009 | 5552 | 2035647.2704 | 161162.8 | 205490800 | 5091 | 776933.515 | 5063 | 290214.3135 | 4634 | 228927.9309 | 41123.4 | 50984400 | 337 | 270930.8724 | 337 | 153900.0556 | 337 | 141094.5753 | 20632.7 | 25788400 | 124 | 987782.883 | 124 | 891301.7262 | 124 | 879901.0661 | 99406.7 | 128718000 | 366.6512 | 91.7% | 38.17% | 6.07% | 13.31% | 2.233% | 48.52% | 99.45% | 37.35% | 91.02% | 29.47% | 100% | 56.8% | 100% | 52.08% | 100% | 90.23% | 100% | 89.08% | Suburb Large | 1864.4726 | South Atlantic
21076 | 1 | Washington | 0 | DC | 2009 | 3906 | 1973191.1726 | 164943.1 | 211736600 | 3625 | 530319.3777 | 3593 | 205684.7191 | 3264 | 160887.5108 | 24969.5 | 31011700 | 155 | 146094.8433 | 155 | 90243.2389 | 155 | 83893.5485 | 16108.6 | 20400900 | 126 | 1296776.9516 | 126 | 1134424.9901 | 126 | 1113771.1119 | 123865 | 160324000 | 505.1693 | 92.81% | 26.88% | 3.968% | 7.404% | 3.226% | 65.72% | 99.12% | 38.79% | 90.04% | 30.34% | 100% | 61.77% | 100% | 57.42% | 100% | 87.48% | 100% | 85.89% | Suburb Large | 1168.1169 | South Atlantic
21077 | 1 | Washington | 0 | DC | 2009 | 181 | 73087.171 | 6565.24 | 8381950 | 160 | 18593.969 | 156 | 7884.2816 | 131 | 6081.7316 | 1028.18 | 1275100 | 14 | 12980.0272 | 14 | 9645.7688 | 14 | 9260.6022 | 1483.37 | 1858490 | 7 | 41513.1747 | 7 | 36615.769 | 7 | 35943.3933 | 4053.69 | 5248360 | 403.7965 | 88.4% | 25.44% | 7.735% | 17.76% | 3.867% | 56.8% | 97.5% | 42.4% | 81.88% | 32.71% | 100% | 74.31% | 100% | 71.35% | 100% | 88.2% | 100% | 86.58% | Suburb Large | 1004.3101 | South Atlantic
21078 | 0.14587 | Baltimore | 0 | MD | 2008 | 596 | 270579.3752 | 22890.4 | 29264630 | 550 | 71676.6286 | 534 | 25568.5558 | 362 | 19237.2695 | 3217.79 | 3949300 | 33 | 31387.2872 | 33 | 20038.9382 | 33 | 18702.107 | 2511.01 | 3185730 | 13 | 167515.4595 | 13 | 153173.7781 | 13 | 151850.119 | 17161.6 | 22129600 | 453.9922 | 92.28% | 26.49% | 5.537% | 11.6% | 2.181% | 61.91% | 97.09% | 35.67% | 65.82% | 26.84% | 100% | 63.84% | 100% | 59.58% | 100% | 91.44% | 100% | 90.65% | Suburb Midsize | 450.9672 | South Atlantic
21090 | 0.9851 | Baltimore | 0 | MD | 2013 | 4101 | 1137829.0017 | 78559.3 | 99955700 | 3890 | 507547.2664 | 3811 | 177667.9399 | 3206 | 133564.9993 | 23951.9 | 29645600 | 129 | 141736.58 | 129 | 87986.6115 | 128 | 81350.3186 | 10567.7 | 13357900 | 82 | 488545.1552 | 82 | 397523.0153 | 82 | 386531.9747 | 44039.7 | 56952200 | 277.4516 | 94.85% | 44.61% | 3.146% | 12.46% | 2% | 42.94% | 97.97% | 35.01% | 82.42% | 26.32% | 100% | 62.08% | 99.22% | 57.4% | 100% | 81.37% | 100% | 79.12% | Suburb Large | 1130.7122 | South Atlantic
21104 | 0.025634 | Washington | 0 | DC | 2009 | 67 | 15573.6472 | 1003.346 | 1210713 | 63 | 13182.9122 | 62 | 5404.9842 | 58 | 4343.1813 | 803.069 | 964162 | 4 | 2390.735 | 4 | 1245.0585 | 4 | 1169.0681 | 200.277 | 246551 | 0 | 0 | 0 | 0 | 0 | 0 | 0 | 0 | 232.4425 | 94.03% | 84.65% | 5.97% | 15.35% | 0% | 0% | 98.41% | 41% | 92.06% | 32.95% | 100% | 52.08% | 100% | 48.9% | #DIV/0! | #DIV/0! | #DIV/0! | #DIV/0! | Suburb Large | 452.028 | South Atlantic
21108 | 0.95741 | Washington | 0 | DC | 2009 | 5701 | 1208024.4152 | 64740.9 | 80946600 | 5450 | 895254.7574 | 5356 | 287386.4937 | 4542 | 221481.465 | 39242.8 | 48361700 | 218 | 186452.833 | 218 | 111657.2407 | 218 | 103994.262 | 14065.8 | 17816700 | 33 | 126316.8248 | 33 | 102029.2686 | 33 | 99504.3648 | 11432.3 | 14768200 | 211.8969 | 95.6% | 74.11% | 3.824% | 15.43% | 0.5788% | 10.46% | 98.28% | 32.1% | 83.34% | 24.74% | 100% | 59.88% | 100% | 55.78% | 100% | 80.77% | 100% | 78.77% | Suburb Large | 1503.8709 | South Atlantic
21113 | 1 | Washington | 0 | DC | 2009 | 5072 | 1727022.3133 | 112380.9 | 141645200 | 4301 | 765024.5369 | 4271 | 273807.0271 | 3824 | 212431.2397 | 37813.5 | 46637200 | 716 | 542265.4598 | 716 | 242699.0516 | 716 | 214526.9078 | 34863.7 | 43682000 | 55 | 419732.3167 | 55 | 354961.4815 | 55 | 346302.9399 | 39703.7 | 51326000 | 340.5012 | 84.8% | 44.3% | 14.12% | 31.4% | 1.084% | 24.3% | 99.3% | 35.79% | 88.91% | 27.77% | 100% | 44.76% | 100% | 39.56% | 100% | 84.57% | 100% | 82.51% | Suburb Large | 1806.2409 | South Atlantic
21114 | 0.99939 | Washington | 0 | DC | 2009 | 4733 | 1171113.3769 | 61258.07 | 76850700 | 4263 | 777203.1658 | 4226 | 243955.4524 | 3721 | 187072.9696 | 34453.7 | 42913300 | 449 | 301202.0144 | 449 | 130605.1858 | 447 | 115107.746 | 18243.5 | 22915000 | 21 | 92708.1967 | 21 | 76060.058 | 21 | 73705.1688 | 8560.87 | 11022400 | 247.4357 | 90.07% | 66.36% | 9.487% | 25.72% | 0.4437% | 7.916% | 99.13% | 31.39% | 87.29% | 24.07% | 100% | 43.36% | 99.55% | 38.22% | 100% | 82.04% | 100% | 79.5% | Suburb Large | 3705.0108 | South Atlantic
21122 | 0.01974 | Washington | 0 | DC | 2009 | 200 | 130017.9615 | 10184.873 | 13114260 | 149 | 23167.2999 | 143 | 7883.0361 | 115 | 6336.6701 | 981.973 | 1251120 | 40 | 31691.1376 | 40 | 17390.1473 | 40 | 15540.4205 | 2182.63 | 2771470 | 11 | 75159.5241 | 11 | 63077.6359 | 11 | 61054.3955 | 7020.27 | 9091670 | 650.0898 | 74.5% | 17.82% | 20% | 24.37% | 5.5% | 57.81% | 95.97% | 34.03% | 77.18% | 27.35% | 100% | 54.87% | 100% | 49.04% | 100% | 83.93% | 100% | 81.23% | Suburb Large | 1540.137 | South Atlantic
21130 | 1 | Baltimore | 0 | MD | 2008 | 31 | 56783.772 | 5905.983 | 7654656 | 30 | 3181.6423 | 29 | 1010.3765 | 22 | 613.7962 | 108.663 | 138326 | 0 | 0 | 0 | 0 | 0 | 0 | 0 | 0 | 1 | 53602.1297 | 1 | 51836.4658 | 1 | 51761.8089 | 5797.32 | 7516330 | 1831.7346 | 96.77% | 5.603% | 0% | 0% | 3.226% | 94.4% | 96.67% | 31.76% | 73.33% | 19.29% | #DIV/0! | #DIV/0! | #DIV/0! | #DIV/0! | 100% | 96.71% | 100% | 96.57% | Suburb Midsize | 271.509 | South Atlantic
21144 | 1 | Washington | 0 | DC | 2009 | 9385 | 1863757.6548 | 109022.3 | 135911400 | 9083 | 1428759.9999 | 8991 | 514554.1488 | 8099 | 400623.1324 | 72160.3 | 88955700 | 273 | 171358.6571 | 273 | 83777.6165 | 273 | 75156.8582 | 11867.3 | 14730400 | 29 | 263638.9978 | 29 | 221599.9368 | 29 | 215613.8003 | 24994.7 | 32225300 | 198.589 | 96.78% | 76.66% | 2.909% | 9.194% | 0.309% | 14.15% | 98.99% | 36.01% | 89.17% | 28.04% | 100% | 48.89% | 100% | 43.86% | 100% | 84.05% | 100% | 81.78% | Suburb Large | 1990.9161 | South Atlantic
21146 | 0.18024 | Washington | 0 | DC | 2009 | 1641 | 333269.2287 | 10351.418 | 12809592 | 1626 | 297518.4037 | 1546 | 59616.3843 | 952 | 41087.6561 | 7343.77 | 8981510 | 11 | 8620.9022 | 11 | 3743.9681 | 10 | 3244.6162 | 483.358 | 605792 | 4 | 27129.9229 | 4 | 21889.0867 | 4 | 20936.3924 | 2524.29 | 3222290 | 203.0891 | 99.09% | 89.27% | 0.6703% | 2.587% | 0.2438% | 8.141% | 95.08% | 20.04% | 58.55% | 13.81% | 100% | 43.43% | 90.91% | 37.64% | 100% | 80.68% | 100% | 77.17% | Suburb Large | 2062.9199 | South Atlantic
21162 | 0.060142 | Baltimore | 0 | MD | 2013 | 177 | 39882.7755 | 2112.214 | 2643806 | 168 | 24650.2098 | 155 | 8890.9442 | 123 | 6941.9245 | 1242.92 | 1522060 | 7 | 7896.8734 | 7 | 3798.8572 | 7 | 3288.7158 | 425.169 | 546230 | 2 | 7335.6923 | 2 | 4077.6093 | 2 | 3760.7111 | 444.125 | 575516 | 225.3264 | 94.92% | 61.81% | 3.955% | 19.8% | 1.13% | 18.39% | 92.26% | 36.07% | 73.21% | 28.16% | 100% | 48.11% | 100% | 41.65% | 100% | 55.59% | 100% | 51.27% | Suburb Large | 473.3027 | South Atlantic
21201 | 1 | Baltimore | Baltimore, MD | MD | 2013 | 886 | 1012326.8432 | 56350 | 71819390 | 488 | 103169.7539 | 486 | 45235.5572 | 435 | 37500.7994 | 5334.6 | 6635090 | 296 | 324217.3529 | 296 | 156434.7257 | 294 | 138087.3191 | 18313.4 | 23278300 | 102 | 584939.7364 | 102 | 293309.1117 | 102 | 269380.2301 | 32702 | 41906000 | 1142.5811 | 55.08% | 10.19% | 33.41% | 32.03% | 11.51% | 57.78% | 99.59% | 43.85% | 89.14% | 36.35% | 100% | 48.25% | 99.32% | 42.59% | 100% | 50.14% | 100% | 46.05% | City Large | 12225.9944 | South Atlantic
21202 | 1 | Baltimore | Baltimore, MD | MD | 2008 | 1018 | 1097445.218 | 69796.11 | 88811470 | 470 | 118737.6529 | 469 | 57676.9448 | 435 | 49967.3458 | 7062.41 | 8793770 | 432 | 410176.3697 | 432 | 224732.2492 | 432 | 202599.2375 | 25460.2 | 32384400 | 116 | 568531.1953 | 116 | 325894.9185 | 116 | 304582.1642 | 37273.5 | 47633300 | 1078.0405 | 46.17% | 10.82% | 42.44% | 37.38% | 11.39% | 51.8% | 99.79% | 48.58% | 92.55% | 42.08% | 100% | 54.79% | 100% | 49.39% | 100% | 57.32% | 100% | 53.57% | City Large | 14965.9291 | South Atlantic
21205 | 1 | Baltimore | Baltimore, MD | MD | 2008 | 1217 | 917093.7745 | 65645.2 | 84037100 | 749 | 187215.1786 | 747 | 89246.4773 | 709 | 75784.5798 | 10853.5 | 13638700 | 427 | 399620.787 | 427 | 275997.8201 | 427 | 259071.024 | 29617.8 | 38096000 | 41 | 330257.8089 | 41 | 223141.1919 | 41 | 212044.8742 | 25173.9 | 32302400 | 753.5692 | 61.54% | 20.41% | 35.09% | 43.57% | 3.369% | 36.01% | 99.73% | 47.67% | 94.66% | 40.48% | 100% | 69.06% | 100% | 64.83% | 100% | 67.57% | 100% | 64.21% | City Large | 8902.9256 | South Atlantic
21206 | 1 | Baltimore | Baltimore, MD | MD | 2013 | 10534 | 1780690.4006 | 98480.8 | 123943000 | 10031 | 1225946.1195 | 9954 | 447774.5278 | 8076 | 334728.4978 | 57142.1 | 71151800 | 468 | 361512.5901 | 468 | 200873.3723 | 467 | 182381.4419 | 24260.2 | 30731500 | 35 | 193231.6909 | 35 | 153466.7302 | 35 | 148181.5691 | 17078.5 | 22059700 | 169.0422 | 95.22% | 68.85% | 4.443% | 20.3% | 0.3323% | 10.85% | 99.23% | 36.52% | 80.51% | 27.3% | 100% | 55.56% | 99.79% | 50.45% | 100% | 79.42% | 100% | 76.69% | City Large | 7046.6246 | South Atlantic
21207 | 0.335 | Baltimore | 0 | MD | 2013 | 3991 | 623924.0873 | 25351.53 | 31984000 | 3842 | 465526.909 | 3640 | 128077.471 | 2419 | 83612.3376 | 14646.2 | 18395700 | 139 | 105813.7048 | 139 | 56614.7048 | 139 | 51666.3926 | 6773.13 | 8607010 | 10 | 52583.4735 | 10 | 33268.91 | 10 | 30917.111 | 3932.2 | 4981290 | 156.3328 | 96.27% | 74.61% | 3.483% | 16.96% | 0.2506% | 8.428% | 94.74% | 27.51% | 62.96% | 17.96% | 100% | 53.5% | 100% | 48.83% | 100% | 63.27% | 100% | 58.8% | Suburb Large | 4511.5419 | South Atlantic
21208 | 0.011081 | Baltimore | 0 | MD | 2013 | 191 | 66439.5053 | 4340.636 | 5564300 | 159 | 21891.3714 | 156 | 6935.4397 | 109 | 4910.6945 | 805.126 | 1025190 | 27 | 24006.1285 | 27 | 13532.4693 | 27 | 12694.203 | 1728 | 2199430 | 5 | 20542.0054 | 5 | 16244.4792 | 5 | 15744.0069 | 1807.51 | 2339680 | 347.8508 | 83.25% | 32.95% | 14.14% | 36.13% | 2.618% | 30.92% | 98.11% | 31.68% | 68.55% | 22.43% | 100% | 56.37% | 100% | 52.88% | 100% | 79.08% | 100% | 76.64% | Suburb Large | 2666.8282 | South Atlantic
21209 | 0.38591 | Baltimore | Baltimore, MD | MD | 2013 | 1728 | 451733.3384 | 21884.96 | 27757560 | 1618 | 240847.4746 | 1463 | 60285.3475 | 928 | 43379.4011 | 7150.27 | 8971590 | 92 | 86634.1344 | 92 | 46446.5463 | 91 | 42550.6211 | 5499.65 | 6990170 | 18 | 124251.7294 | 18 | 79232.1714 | 18 | 74937.8588 | 9235.04 | 11795800 | 261.4198 | 93.63% | 53.32% | 5.324% | 19.18% | 1.042% | 27.51% | 90.42% | 25.03% | 57.35% | 18.01% | 100% | 53.61% | 98.91% | 49.12% | 100% | 63.77% | 100% | 60.31% | Suburb Large | 3971.96 | South Atlantic
21210 | 0.79067 | Baltimore | Baltimore, MD | MD | 2013 | 2131 | 622489.8942 | 29440.4 | 36873400 | 1925 | 298515.2708 | 1798 | 68804.4693 | 1195 | 45798.8303 | 8499.8 | 10665500 | 173 | 170020.3404 | 173 | 75644.2692 | 172 | 66001.5403 | 10098.4 | 12576900 | 33 | 153954.283 | 33 | 85889.5658 | 33 | 79370.5004 | 10842.2 | 13631000 | 292.1116 | 90.33% | 47.96% | 8.118% | 27.31% | 1.549% | 24.73% | 93.4% | 23.05% | 62.08% | 15.34% | 100% | 44.49% | 99.42% | 38.82% | 100% | 55.79% | 100% | 51.55% | City Large | 4245.1344 | South Atlantic
21211 | 1 | Baltimore | Baltimore, MD | MD | 2013 | 1860 | 915070.1987 | 64268.4 | 82049100 | 1355 | 210240.7201 | 1330 | 95099.6489 | 1112 | 76980.6514 | 11150.5 | 14004000 | 452 | 445002.431 | 452 | 278221.4868 | 452 | 252160.3716 | 31169.7 | 39768500 | 53 | 259827.0476 | 53 | 184726.1623 | 53 | 175669.7166 | 21948.2 | 28276600 | 491.9732 | 72.85% | 22.98% | 24.3% | 48.63% | 2.849% | 28.39% | 98.15% | 45.23% | 82.07% | 36.62% | 100% | 62.52% | 100% | 56.66% | 100% | 71.1% | 100% | 67.61% | City Large | 7682.2864 | South Atlantic
21212 | 0.48685 | Baltimore | Baltimore, MD | MD | 2013 | 3870 | 769469.5291 | 38635.77 | 48659300 | 3619 | 515119.7735 | 3540 | 169218.0905 | 2515 | 125269.9953 | 20916.5 | 26151000 | 233 | 180050.5985 | 233 | 95299.9737 | 232 | 85756.9959 | 11691.5 | 14757500 | 18 | 74299.1571 | 18 | 52442.3841 | 18 | 49934.783 | 6027.77 | 7750800 | 198.8293 | 93.51% | 66.94% | 6.021% | 23.4% | 0.4651% | 9.656% | 97.82% | 32.85% | 69.49% | 24.32% | 100% | 52.93% | 99.57% | 47.63% | 100% | 70.58% | 100% | 67.21% | City Large | 6406.4863 | South Atlantic
21213 | 1 | Baltimore | Baltimore, MD | MD | 2013 | 2103 | 1472128.9156 | 110578.8 | 141891800 | 1127 | 221645.348 | 1126 | 110696.8015 | 996 | 94371.7142 | 12887.4 | 16362600 | 901 | 814991.2477 | 901 | 508542.9252 | 899 | 466670.1957 | 58138.3 | 74468600 | 75 | 435492.3199 | 75 | 347131.5521 | 75 | 337805.5871 | 39553.1 | 51060600 | 700.0137 | 53.59% | 15.06% | 42.84% | 55.36% | 3.566% | 29.58% | 99.91% | 49.94% | 88.38% | 42.58% | 100% | 62.4% | 99.78% | 57.26% | 100% | 79.71% | 100% | 77.57% | City Large | 9725.0765 | South Atlantic
21214 | 0.99096 | Baltimore | Baltimore, MD | MD | 2013 | 6771 | 866296.3353 | 37930.06 | 47917520 | 6655 | 712792.6536 | 6586 | 223364.7581 | 4783 | 146563.0956 | 26387.1 | 33055400 | 105 | 97994.9851 | 104 | 59651.4036 | 104 | 54672.8598 | 6905.89 | 8863070 | 11 | 55508.6966 | 11 | 41828.414 | 11 | 40042.9381 | 4637.07 | 5999050 | 127.9422 | 98.29% | 82.28% | 1.551% | 11.31% | 0.1625% | 6.408% | 98.96% | 31.34% | 71.87% | 20.56% | 99.05% | 60.87% | 99.05% | 55.79% | 100% | 75.35% | 100% | 72.14% | City Large | 7188.6148 | South Atlantic
21215 | 0.98312 | Baltimore | Baltimore, MD | MD | 2013 | 8343 | 2456635.8291 | 146982.8 | 188581100 | 7244 | 1045131.8953 | 7103 | 368333.5026 | 5502 | 281016.0564 | 42934.6 | 54533400 | 1010 | 904354.1418 | 1010 | 531665.4604 | 1010 | 486328.6612 | 60100.4 | 77235200 | 89 | 507149.792 | 89 | 393824.3587 | 89 | 380147.3919 | 43947.8 | 56812500 | 294.4547 | 86.83% | 42.54% | 12.11% | 36.81% | 1.067% | 20.64% | 98.05% | 35.24% | 75.95% | 26.89% | 100% | 58.79% | 100% | 53.78% | 100% | 77.65% | 100% | 74.96% | City Large | 8661.9361 | South Atlantic
21216 | 1 | Baltimore | Baltimore, MD | MD | 2008 | 3577 | 1337108.0895 | 86306.7 | 110303100 | 2838 | 439824.0142 | 2795 | 179529.2793 | 2270 | 140668.0725 | 20476.2 | 25740500 | 699 | 663793.3847 | 699 | 411914.4057 | 699 | 377275.7022 | 45615.7 | 58569000 | 40 | 233490.6905 | 40 | 179888.2307 | 40 | 173313.4773 | 20214.8 | 25993600 | 373.8071 | 79.34% | 32.89% | 19.54% | 49.64% | 1.118% | 17.46% | 98.48% | 40.82% | 79.99% | 31.98% | 100% | 62.05% | 100% | 56.84% | 100% | 77.04% | 100% | 74.23% | City Large | 9840.3887 | South Atlantic
21217 | 1 | Baltimore | Baltimore, MD | MD | 2013 | 2223 | 1338239.9758 | 89796.4 | 115048200 | 1275 | 281474.84 | 1272 | 142294.6313 | 1177 | 124651.8904 | 15108.4 | 18960200 | 903 | 883886.1428 | 903 | 521644.661 | 903 | 473518.7777 | 59755.9 | 76828700 | 45 | 172878.993 | 45 | 120343.3506 | 45 | 113592.6272 | 14932.1 | 19259300 | 601.9973 | 57.35% | 21.03% | 40.62% | 66.05% | 2.024% | 12.92% | 99.76% | 50.55% | 92.31% | 44.29% | 100% | 59.02% | 100% | 53.57% | 100% | 69.61% | 100% | 65.71% | City Large | 13853.8441 | South Atlantic
21218 | 1 | Baltimore | Baltimore, MD | MD | 2013 | 4184 | 1997593.3401 | 131888 | 168448600 | 3021 | 497580.176 | 2953 | 198210.0628 | 2257 | 158324.61 | 23016.6 | 29025100 | 1063 | 1014091.292 | 1063 | 616685.5601 | 1063 | 567920.1835 | 70915 | 90717100 | 100 | 485921.8722 | 100 | 330408.3118 | 100 | 313472.6705 | 37956.4 | 48706400 | 477.4363 | 72.2% | 24.91% | 25.41% | 50.77% | 2.39% | 24.33% | 97.75% | 39.83% | 74.71% | 31.82% | 100% | 60.81% | 100% | 56% | 100% | 68% | 100% | 64.51% | City Large | 11482.7555 | South Atlantic
21219 | 0.85958 | Baltimore | 0 | MD | 2008 | 4219 | 1801002.3384 | 153454.7 | 187902300 | 4003 | 483440.9044 | 3980 | 207453.6192 | 3552 | 163487.4675 | 26777.9 | 32969300 | 148 | 152703.8724 | 148 | 86935.9675 | 148 | 81420.8632 | 10060.8 | 12724000 | 68 | 1164857.5616 | 68 | 850600.6032 | 68 | 827968.6652 | 116616 | 142209000 | 426.879 | 94.88% | 26.84% | 3.508% | 8.479% | 1.612% | 64.68% | 99.43% | 42.91% | 88.73% | 33.82% | 100% | 56.93% | 100% | 53.32% | 100% | 73.02% | 100% | 71.08% | Suburb Large | 479.1998 | South Atlantic
21220 | 0.33068 | Baltimore | 0 | MD | 2013 | 4963 | 1471013.8622 | 100934.9 | 128508500 | 4487 | 657308.2172 | 4424 | 251566.6249 | 3813 | 195435.5582 | 33106.4 | 41567100 | 407 | 309547.4395 | 407 | 163757.5344 | 407 | 148849.3873 | 21695.8 | 27312700 | 69 | 504158.2055 | 69 | 409348.3025 | 69 | 398297.2937 | 46132.7 | 59628700 | 296.3961 | 90.41% | 44.68% | 8.201% | 21.04% | 1.39% | 34.27% | 98.6% | 38.27% | 84.98% | 29.73% | 100% | 52.9% | 100% | 48.09% | 100% | 81.19% | 100% | 79% | Suburb Large | 1314.2381 | South Atlantic
21221 | 0.79581 | Baltimore | 0 | MD | 2013 | 10376 | 2164675.7385 | 135961.9 | 172605100 | 9862 | 1322749.6654 | 9686 | 487870.9833 | 8167 | 373780.8572 | 65358.2 | 81697000 | 446 | 343431.4913 | 446 | 178091.1266 | 443 | 161664.4346 | 23135.5 | 29463600 | 68 | 498494.5818 | 68 | 425759.3354 | 68 | 417169.7609 | 47468.2 | 61444500 | 208.6233 | 95.05% | 61.11% | 4.298% | 15.87% | 0.6554% | 23.03% | 98.22% | 36.88% | 82.81% | 28.26% | 100% | 51.86% | 99.33% | 47.07% | 100% | 85.41% | 100% | 83.69% | Suburb Large | 2299.148 | South Atlantic
21222 | 1 | Baltimore | 0 | MD | 2013 | 12696 | 2748724.9599 | 187053.9 | 236706200 | 12143 | 1662441.3531 | 12036 | 702940.964 | 10286 | 557422.9385 | 92863.7 | 115807000 | 467 | 409222.8435 | 467 | 250560.0469 | 467 | 231706.8696 | 30776.2 | 38969600 | 86 | 677060.7632 | 86 | 562915.2989 | 86 | 549059.9634 | 63414 | 81929600 | 216.5032 | 95.64% | 60.48% | 3.678% | 14.89% | 0.6774% | 24.63% | 99.12% | 42.28% | 84.71% | 33.53% | 100% | 61.23% | 100% | 56.62% | 100% | 83.14% | 100% | 81.09% | Suburb Large | 3782.0941 | South Atlantic
21223 | 1 | Baltimore | Baltimore, MD | MD | 2013 | 1971 | 1349299.822 | 102638.7 | 131938300 | 1196 | 235732.9338 | 1194 | 121042.9132 | 1047 | 101904.9071 | 12441.1 | 15876600 | 689 | 678356.9913 | 689 | 437585.5354 | 689 | 399524.2536 | 50634.6 | 65021100 | 86 | 435209.8968 | 86 | 351629.4684 | 86 | 340365.1078 | 39563 | 51040600 | 684.5763 | 60.68% | 17.47% | 34.96% | 50.27% | 4.363% | 32.25% | 99.83% | 51.35% | 87.54% | 43.23% | 100% | 64.51% | 100% | 58.9% | 100% | 80.8% | 100% | 78.21% | City Large | 10056.0066 | South Atlantic
21224 | 1 | Baltimore | Baltimore, MD | MD | 2013 | 4843 | 3908814.7993 | 318660 | 408544500 | 3234 | 567565.0612 | 3187 | 290429.2006 | 2785 | 244037.4909 | 33873.3 | 42840500 | 1361 | 1310967.7091 | 1361 | 875073.0194 | 1361 | 801040.7512 | 97315.7 | 124369000 | 248 | 2030282.029 | 248 | 1640728.7578 | 248 | 1601034.9335 | 187471 | 241335000 | 807.1061 | 66.78% | 14.52% | 28.1% | 33.54% | 5.121% | 51.94% | 98.55% | 51.17% | 86.12% | 43% | 100% | 66.75% | 100% | 61.1% | 100% | 80.81% | 100% | 78.86% | City Large | 4539.5906 | South Atlantic
21225 | 1 | Baltimore | 0 | MD | 2013 | 6206 | 1370564.2863 | 86869.3 | 109921100 | 5751 | 773227.4378 | 5684 | 314217.3469 | 4709 | 245472.5796 | 39441.5 | 49291500 | 411 | 327983.2247 | 411 | 202987.9969 | 411 | 184621.3778 | 23047.1 | 29496700 | 44 | 269353.6237 | 44 | 208395.0538 | 44 | 200343.383 | 24380.7 | 31132900 | 220.845 | 92.67% | 56.42% | 6.623% | 23.93% | 0.709% | 19.65% | 98.83% | 40.64% | 81.88% | 31.75% | 100% | 61.89% | 100% | 56.29% | 100% | 77.37% | 100% | 74.38% | Suburb Large | 4822.3573 | South Atlantic
21226 | 0.96945 | Baltimore | Baltimore, MD | MD | 2013 | 2301 | 1573880.3946 | 127621.7 | 163882900 | 1754 | 240645.1345 | 1665 | 117224.9131 | 1280 | 99409.5857 | 13803.4 | 17357300 | 447 | 416786.1242 | 447 | 293320.0628 | 446 | 281170.0239 | 34569.9 | 44247600 | 100 | 916449.1359 | 100 | 697888.5718 | 100 | 679614.7156 | 79248.4 | 102278000 | 683.9984 | 76.23% | 15.29% | 19.43% | 26.48% | 4.346% | 58.23% | 94.93% | 48.71% | 72.98% | 41.31% | 100% | 70.38% | 99.78% | 67.46% | 100% | 76.15% | 100% | 74.16% | City Large | 685.641 | South Atlantic
21227 | 0.93406 | Baltimore | 0 | MD | 2013 | 8007 | 2414738.0328 | 182528.8 | 232834400 | 7512 | 995237.2611 | 7436 | 384044.6884 | 6228 | 299670.7038 | 51041.8 | 63338900 | 346 | 315876.1677 | 346 | 201890.9871 | 345 | 188573.6482 | 23986 | 30592500 | 149 | 1103624.604 | 149 | 960553.125 | 149 | 943319.5095 | 107501 | 138903000 | 301.5784 | 93.82% | 41.22% | 4.321% | 13.08% | 1.861% | 45.7% | 98.99% | 38.59% | 82.91% | 30.11% | 100% | 63.91% | 99.71% | 59.7% | 100% | 87.04% | 100% | 85.47% | Suburb Large | 3136.432 | South Atlantic
21228 | 0.71206 | Washington | 0 | DC | 2009 | 9375 | 1711406.3529 | 96105.8 | 119033900 | 8976 | 1191867.6336 | 8852 | 423060.8213 | 7450 | 318684.9393 | 56711.3 | 69237100 | 352 | 294962.8874 | 352 | 157617.2874 | 352 | 142501.8364 | 21003.5 | 26240700 | 47 | 224575.832 | 47 | 158562.6377 | 47 | 149503.2156 | 18391 | 23556100 | 182.55 | 95.74% | 69.64% | 3.755% | 17.24% | 0.5013% | 13.12% | 98.62% | 35.5% | 83% | 26.74% | 100% | 53.44% | 100% | 48.31% | 100% | 70.61% | 100% | 66.57% | Suburb Large | 3117.9311 | South Atlantic
21229 | 0.96614 | Baltimore | Baltimore, MD | MD | 2013 | 4802 | 1486807.0037 | 91066.2 | 115543300 | 4013 | 649916.7516 | 3916 | 248327.3122 | 3084 | 198014.5926 | 30099.4 | 37980800 | 743 | 586543.7878 | 743 | 348583.3295 | 741 | 313083.6294 | 40353.7 | 51148300 | 46 | 250346.4644 | 46 | 178638.1202 | 46 | 170485.2349 | 20613.1 | 26414200 | 309.6224 | 83.57% | 43.71% | 15.47% | 39.45% | 0.9579% | 16.84% | 97.58% | 38.21% | 76.85% | 30.47% | 100% | 59.43% | 99.73% | 53.38% | 100% | 71.36% | 100% | 68.1% | City Large | 7233.6114 | South Atlantic
21230 | 1 | Baltimore | Baltimore, MD | MD | 2013 | 3348 | 3078333.906 | 227338.1 | 291942500 | 2135 | 367859.8404 | 2091 | 161727.6638 | 1657 | 129948.5552 | 18323.7 | 23301900 | 1010 | 949204.2057 | 1010 | 535188.9526 | 1009 | 464434.5245 | 58812.4 | 75254600 | 203 | 1761269.8599 | 203 | 1301029.5982 | 203 | 1254755.0786 | 150202 | 193386000 | 919.4546 | 63.77% | 11.95% | 30.17% | 30.83% | 6.063% | 57.22% | 97.94% | 43.96% | 77.61% | 35.33% | 100% | 56.38% | 99.9% | 48.93% | 100% | 73.87% | 100% | 71.24% | City Large | 4541.1569 | South Atlantic
21231 | 1 | Baltimore | Baltimore, MD | MD | 2013 | 902 | 643742.1735 | 37661.76 | 47550510 | 494 | 120439.2168 | 494 | 56415.4164 | 447 | 45791.7114 | 6486.76 | 8065210 | 361 | 331008.4593 | 361 | 164330.9682 | 361 | 132464.0658 | 18436.5 | 23226200 | 47 | 192294.4974 | 47 | 113738.4614 | 47 | 103162.0775 | 12738.5 | 16259100 | 713.6831 | 54.77% | 18.71% | 40.02% | 51.42% | 5.211% | 29.87% | 100% | 46.84% | 90.49% | 38.02% | 100% | 49.65% | 100% | 40.02% | 100% | 59.15% | 100% | 53.65% | City Large | 15380.816 | South Atlantic
21234 | 0.062162 | Baltimore | 0 | MD | 2013 | 1666 | 215075.2048 | 10075.46 | 12725950 | 1635 | 175344.864 | 1618 | 56752.0361 | 1207 | 38861.86 | 7041.04 | 8807570 | 28 | 25284.2931 | 28 | 13360.9902 | 28 | 12450.2691 | 1771.81 | 2312680 | 3 | 14446.0477 | 3 | 10724.6099 | 3 | 10342.3116 | 1262.61 | 1605700 | 129.0968 | 98.14% | 81.53% | 1.681% | 11.76% | 0.1801% | 6.717% | 98.96% | 32.37% | 73.82% | 22.16% | 100% | 52.84% | 100% | 49.24% | 100% | 74.24% | 100% | 71.59% | Suburb Large | 4870.674 | South Atlantic
21236 | 0.23263 | Baltimore | 0 | MD | 2013 | 1791 | 474072.0648 | 32986.14 | 42131960 | 1685 | 207775.3149 | 1675 | 74558.7511 | 1416 | 54746.3504 | 9733.89 | 12206100 | 76 | 73888.8897 | 76 | 43787.575 | 76 | 40240.0732 | 5289.75 | 6757060 | 30 | 192407.8602 | 30 | 160192.6271 | 30 | 156024.9723 | 17962.5 | 23168800 | 264.6969 | 94.08% | 43.83% | 4.243% | 15.59% | 1.675% | 40.59% | 99.41% | 35.88% | 84.04% | 26.35% | 100% | 59.26% | 100% | 54.46% | 100% | 83.26% | 100% | 81.09% | Suburb Large | 3902.3659 | South Atlantic
21237 | 0.92184 | Baltimore | 0 | MD | 2013 | 7301 | 1948489.3827 | 136716 | 173662800 | 6732 | 898946.6513 | 6671 | 344055.3788 | 5821 | 268945.7562 | 46936.8 | 58371800 | 458 | 402873.56 | 458 | 233102.1223 | 458 | 213551.5276 | 29225.8 | 36972300 | 111 | 646669.1714 | 111 | 539882.1391 | 111 | 526897.6497 | 60553.4 | 78318700 | 266.8798 | 92.21% | 46.14% | 6.273% | 20.68% | 1.52% | 33.19% | 99.09% | 38.27% | 86.47% | 29.92% | 100% | 57.86% | 100% | 53.01% | 100% | 83.49% | 100% | 81.48% | Suburb Large | 2720.3363 | South Atlantic
21239 | 0.66147 | Baltimore | Baltimore, MD | MD | 2013 | 1324 | 636133.3232 | 42706.54 | 53534500 | 908 | 278939.7763 | 905 | 112702.1318 | 870 | 98790.4019 | 17672.3 | 21883700 | 395 | 256519.116 | 395 | 111547.6785 | 395 | 100793.7593 | 16893.7 | 21245200 | 21 | 100674.4309 | 21 | 71122.0086 | 21 | 67153.7169 | 8140.54 | 10405600 | 480.4632 | 68.58% | 43.85% | 29.83% | 40.32% | 1.586% | 15.83% | 99.67% | 40.4% | 95.81% | 35.42% | 100% | 43.49% | 100% | 39.29% | 100% | 70.65% | 100% | 66.7% | City Large | 9260.9209 | South Atlantic
21240 | 1 | Baltimore | 0 | MD | 2013 | 111 | 386995.0256 | 32177.859 | 41543390 | 75 | 11902.5992 | 75 | 6167.5204 | 55 | 5202.989 | 666.279 | 847470 | 20 | 20443.972 | 20 | 13736.3717 | 20 | 13153.7702 | 1622.58 | 2082720 | 16 | 354648.4544 | 16 | 268913.3598 | 16 | 257187.86 | 29889 | 38613200 | 3486.4417 | 67.57% | 3.076% | 18.02% | 5.283% | 14.41% | 91.64% | 100% | 51.82% | 73.33% | 43.71% | 100% | 67.19% | 100% | 64.34% | 100% | 75.83% | 100% | 72.52% | Suburb Large | 20.3994 | South Atlantic
21401 | 0.43675 | Baltimore | 0 | MD | 2013 | 7017 | 2334494.2983 | 139707.8 | 178261400 | 6341 | 974521.874 | 6015 | 272748.8821 | 4373 | 197624.3134 | 34065.3 | 42821600 | 565 | 506719.0253 | 565 | 286519.0641 | 562 | 260291.5298 | 35183.4 | 44591100 | 111 | 853253.399 | 111 | 618464.7099 | 111 | 591437.8709 | 70459.1 | 90848700 | 332.6912 | 90.37% | 41.74% | 8.052% | 21.71% | 1.582% | 36.55% | 94.86% | 27.99% | 68.96% | 20.28% | 100% | 56.54% | 99.47% | 51.37% | 100% | 72.48% | 100% | 69.32% | Suburb Large | 1409.3606 | South Atlantic
21402 | 1 | Baltimore | 0 | MD | 2008 | 293 | 136216.5794 | 8903.42 | 11342870 | 235 | 47689.1918 | 234 | 18683.4896 | 192 | 14614.8571 | 2337.22 | 2930710 | 51 | 46858.3116 | 51 | 24852.2606 | 51 | 22419.3602 | 3182.59 | 4061440 | 7 | 41669.0759 | 7 | 28716.9915 | 7 | 26886.8532 | 3383.61 | 4350720 | 464.903 | 80.2% | 35.01% | 17.41% | 34.4% | 2.389% | 30.59% | 99.57% | 39.18% | 81.7% | 30.65% | 100% | 53.04% | 100% | 47.85% | 100% | 68.92% | 100% | 64.52% | Suburb Large | 1119.8491 | South Atlantic
21403 | 0.22317 | Baltimore | 0 | MD | 2013 | 2677 | 525491.3899 | 24806.36 | 31206040 | 2477 | 321437.0609 | 2390 | 95196.9728 | 1655 | 65450.7058 | 11420.6 | 14335600 | 188 | 154501.745 | 188 | 75167.1807 | 188 | 67125.4843 | 9662.53 | 12168500 | 12 | 49552.5839 | 12 | 28524.8802 | 12 | 26436.0447 | 3723.23 | 4701940 | 196.2986 | 92.53% | 61.17% | 7.023% | 29.4% | 0.4483% | 9.43% | 96.49% | 29.62% | 66.81% | 20.36% | 100% | 48.65% | 100% | 43.45% | 100% | 57.56% | 100% | 53.35% | Suburb Large | 2540.2086 | South Atlantic
21405 | 0.70356 | Baltimore | 0 | MD | 2008 | 216 | 36446.9683 | 344.65 | 437565 | 214 | 34381.8569 | 168 | 3915.6714 | 69 | 2295.6493 | 234.455 | 298382 | 2 | 2065.1114 | 2 | 828.3918 | 2 | 716.1654 | 110.195 | 139183 | 0 | 0 | 0 | 0 | 0 | 0 | 0 | 0 | 168.736 | 99.07% | 94.33% | 0.9259% | 5.666% | 0% | 0% | 78.5% | 11.39% | 32.24% | 6.677% | 100% | 40.11% | 100% | 34.68% | #DIV/0! | #DIV/0! | #DIV/0! | #DIV/0! | Suburb Large | 579.9262 | South Atlantic
21409 | 0.94103 | Baltimore | 0 | MD | 2013 | 5021 | 1048287.8417 | 41838.29 | 52417250 | 4812 | 831156.2756 | 4503 | 203984.8479 | 3159 | 148625.6101 | 26729 | 33191700 | 195 | 129202.5967 | 195 | 57327.0798 | 190 | 49126.2386 | 7439.36 | 9344030 | 14 | 87928.9694 | 14 | 68310.2796 | 14 | 65371.7608 | 7669.93 | 9881520 | 208.7807 | 95.84% | 79.29% | 3.884% | 12.33% | 0.2788% | 8.388% | 93.58% | 24.54% | 65.65% | 17.88% | 100% | 44.37% | 97.44% | 38.02% | 100% | 77.69% | 100% | 74.35% | Suburb Large | 1035.439 | South Atlantic
21412 | 1 | Baltimore | 0 | MD | 2013 | 32 | 55580.9419 | 3515.544 | 4535552 | 22 | 2769.44 | 22 | 1274.3373 | 18 | 996.354 | 145.275 | 185293 | 8 | 5815.9617 | 8 | 2606.2863 | 7 | 2304.1738 | 304.529 | 389639 | 2 | 46995.5402 | 2 | 27832.1467 | 2 | 25842.7928 | 3065.74 | 3960620 | 1736.9044 | 68.75% | 4.983% | 25% | 10.46% | 6.25% | 84.55% | 100% | 46.01% | 81.82% | 35.98% | 100% | 44.81% | 87.5% | 39.62% | 100% | 59.22% | 100% | 54.99% | Suburb Large | 5382.9621 | South Atlantic
21619 | 0.28288 | Baltimore | 0 | MD | 2013 | 1322 | 313612.7658 | 18109.05 | 22248050 | 1203 | 212137.8928 | 1182 | 72166.3046 | 1004 | 55608.9408 | 10017 | 12329800 | 112 | 73353.6377 | 112 | 36969.4654 | 112 | 32210.5097 | 5585.07 | 6785070 | 7 | 28121.2353 | 7 | 19545.206 | 7 | 18482.4269 | 2506.98 | 3133180 | 237.226 | 91% | 67.64% | 8.472% | 23.39% | 0.5295% | 8.967% | 98.25% | 34.02% | 83.46% | 26.21% | 100% | 50.4% | 100% | 43.91% | 100% | 69.5% | 100% | 65.72% | Rural Distant | 316.5053 | South Atlantic
21666 | 0.38393 | Baltimore | 0 | MD | 2013 | 3117 | 774555.0332 | 46664.73 | 58507000 | 2940 | 481221.8353 | 2850 | 155672.2162 | 2309 | 118172.9329 | 21429.2 | 26442300 | 143 | 114676.3049 | 143 | 66332.1804 | 143 | 60340.8185 | 8908.23 | 11043600 | 34 | 178656.893 | 34 | 141538.0525 | 34 | 137035.3217 | 16327.3 | 21021100 | 248.4938 | 94.32% | 62.13% | 4.588% | 14.81% | 1.091% | 23.07% | 96.94% | 32.35% | 78.54% | 24.56% | 100% | 57.84% | 100% | 52.62% | 100% | 79.22% | 100% | 76.7% | Rural Distant | 378.8109 | South Atlantic
21710 | 0.086376 | Washington | 0 | DC | 2009 | 44 | 10020.7376 | 704.146 | 834694 | 40 | 5928.1205 | 39 | 2416.0071 | 30 | 2097.0945 | 391.664 | 464755 | 4 | 4092.6171 | 4 | 2345.1275 | 4 | 2022.7799 | 312.482 | 369939 | 0 | 0 | 0 | 0 | 0 | 0 | 0 | 0 | 227.744 | 90.91% | 59.16% | 9.091% | 40.84% | 0% | 0% | 97.5% | 40.76% | 75% | 35.38% | 100% | 57.3% | 100% | 49.43% | #DIV/0! | #DIV/0! | #DIV/0! | #DIV/0! | Suburb Midsize | 122.1077 | South Atlantic
21713 | 0.38496 | Washington | 0 | DC | 2009 | 1144 | 224727.8782 | 14840.57 | 16556640 | 1092 | 185370.2106 | 1081 | 80372.4608 | 987 | 64570.6676 | 11668.9 | 13031200 | 52 | 39357.6676 | 52 | 20889.3907 | 52 | 19333.6022 | 3171.67 | 3525440 | 0 | 0 | 0 | 0 | 0 | 0 | 0 | 0 | 196.4405 | 95.45% | 82.49% | 4.545% | 17.51% | 0% | 0% | 98.99% | 43.36% | 90.38% | 34.83% | 100% | 53.08% | 100% | 49.12% | #DIV/0! | #DIV/0! | #DIV/0! | #DIV/0! | Suburb Midsize | 258.7593 | South Atlantic
21723 | 1 | Washington | 0 | DC | 2009 | 426 | 92795.1251 | 5517.887 | 6840910 | 409 | 77782.5955 | 403 | 29559.9778 | 365 | 23461.9197 | 4287.44 | 5320900 | 15 | 9529.1852 | 15 | 5006.2024 | 15 | 4500.7562 | 706.118 | 875198 | 2 | 5483.3444 | 2 | 3791.9947 | 2 | 3599.8318 | 524.329 | 644812 | 217.8289 | 96.01% | 83.82% | 3.521% | 10.27% | 0.4695% | 5.909% | 98.53% | 38% | 89.24% | 30.16% | 100% | 52.54% | 100% | 47.23% | 100% | 69.15% | 100% | 65.65% | Suburb Large | 226.0305 | South Atlantic
21733 | 0.75481 | Washington | 0 | DC | 2009 | 834 | 138226.0347 | 9626.55 | 10654260 | 817 | 123511.2895 | 811 | 58286.0913 | 741 | 47539.0219 | 8462.15 | 9325320 | 17 | 14714.7452 | 17 | 8616.6867 | 17 | 7821.5862 | 1164.4 | 1328940 | 0 | 0 | 0 | 0 | 0 | 0 | 0 | 0 | 165.7387 | 97.96% | 89.35% | 2.038% | 10.65% | 0% | 0% | 99.27% | 47.19% | 90.7% | 38.49% | 100% | 58.56% | 100% | 53.15% | #DIV/0! | #DIV/0! | #DIV/0! | #DIV/0! | Suburb Midsize | 197.4274 | South Atlantic
21737 | 1 | Washington | 0 | DC | 2009 | 359 | 94110.2289 | 6103.183 | 7605169 | 352 | 71261.5891 | 351 | 28866.1515 | 326 | 22482.1126 | 4197.89 | 5154770 | 6 | 6553.0138 | 6 | 4360.2109 | 6 | 4143.4606 | 553.383 | 710129 | 1 | 16295.626 | 1 | 12106.4034 | 1 | 11362.1199 | 1351.91 | 1740270 | 262.1455 | 98.05% | 75.72% | 1.671% | 6.963% | 0.2786% | 17.32% | 99.72% | 40.51% | 92.61% | 31.55% | 100% | 66.54% | 100% | 63.23% | 100% | 74.29% | 100% | 69.72% | Suburb Large | 244.3156 | South Atlantic
21738 | 1 | Washington | 0 | DC | 2009 | 1248 | 327614.1518 | 22192.58 | 27255380 | 1191 | 247426.6196 | 1185 | 100221.0098 | 1106 | 78707.7564 | 14573.8 | 17969500 | 50 | 37592.2395 | 50 | 20874.9179 | 50 | 18551.3515 | 2982.6 | 3667950 | 7 | 42595.2927 | 7 | 34598.2614 | 7 | 33134.3327 | 4636.18 | 5617930 | 262.5113 | 95.43% | 75.52% | 4.006% | 11.47% | 0.5609% | 13% | 99.5% | 40.51% | 92.86% | 31.81% | 100% | 55.53% | 100% | 49.35% | 100% | 81.23% | 100% | 77.79% | Suburb Large | 230.7203 | South Atlantic
21740 | 0.017611 | Washington | 0 | DC | 2009 | 100 | 77642.6959 | 6377.293 | 7404204 | 69 | 10369.3697 | 69 | 5567.8915 | 59 | 4579.1619 | 712.563 | 797614 | 26 | 35113.8549 | 26 | 25271.4402 | 26 | 24396.1296 | 2991.46 | 3495800 | 5 | 32159.4713 | 5 | 22930.4924 | 5 | 21808.2526 | 2673.27 | 3110790 | 776.427 | 69% | 13.36% | 26% | 45.22% | 5% | 41.42% | 100% | 53.7% | 85.51% | 44.16% | 100% | 71.97% | 100% | 69.48% | 100% | 71.3% | 100% | 67.81% | Suburb Midsize | 838.9165 | South Atlantic
21754 | 0.15113 | Washington | 0 | DC | 2009 | 965 | 187569.6336 | 10603.098 | 12909723 | 960 | 177289.77 | 953 | 67776.4358 | 890 | 53750.6896 | 9788.78 | 11904300 | 4 | 2559.7331 | 4 | 1444.4215 | 4 | 1285.6211 | 189.563 | 234461 | 1 | 7720.1305 | 1 | 4511.1789 | 1 | 4264.4105 | 624.755 | 770962 | 194.3727 | 99.48% | 94.52% | 0.4145% | 1.365% | 0.1036% | 4.116% | 99.27% | 38.23% | 92.71% | 30.32% | 100% | 56.43% | 100% | 50.22% | 100% | 58.43% | 100% | 55.24% | Suburb Midsize | 424.0682 | South Atlantic
21756 | 0.52653 | Washington | 0 | DC | 2009 | 1203 | 229944.4818 | 15204.121 | 16927256 | 1164 | 191033.8977 | 1160 | 82203.1641 | 1068 | 65858.5996 | 11892.8 | 13239400 | 38 | 32216.1474 | 38 | 18374.2491 | 38 | 17068.4013 | 2787.53 | 3092010 | 1 | 6694.4367 | 1 | 3302.4144 | 1 | 3214.2898 | 523.791 | 595846 | 191.1425 | 96.76% | 83.08% | 3.159% | 14.01% | 0.08313% | 2.911% | 99.66% | 43.03% | 91.75% | 34.47% | 100% | 57.03% | 100% | 52.98% | 100% | 49.33% | 100% | 48.01% | Suburb Midsize | 144.3936 | South Atlantic
21770 | 0.94968 | Washington | 0 | DC | 2009 | 2235 | 420288.6515 | 24056 | 29310560 | 2211 | 390838.2887 | 2172 | 152072.8401 | 1969 | 120953.5808 | 21597.5 | 26220900 | 21 | 16074.3659 | 21 | 9283.611 | 21 | 8585.4169 | 1224.95 | 1519460 | 3 | 13375.9969 | 3 | 11114.3032 | 3 | 10827.1793 | 1233.55 | 1570200 | 188.0486 | 98.93% | 92.99% | 0.9396% | 3.825% | 0.1342% | 3.183% | 98.24% | 38.91% | 89.05% | 30.95% | 100% | 57.75% | 100% | 53.41% | 100% | 83.09% | 100% | 80.94% | Suburb Midsize | 390.6133 | South Atlantic
21771 | 0.54972 | Washington | 0 | DC | 2009 | 8765 | 1694356.3208 | 105480.1 | 130823600 | 8546 | 1410122.5297 | 8492 | 575863.5007 | 7829 | 459918.404 | 82375 | 101538000 | 197 | 169396.8722 | 197 | 98242.3628 | 197 | 89884.6701 | 12756.5 | 16058100 | 22 | 114836.9189 | 22 | 87373.292 | 22 | 83444.2161 | 10348.6 | 13227500 | 193.3093 | 97.5% | 83.22% | 2.248% | 9.998% | 0.251% | 6.778% | 99.37% | 40.84% | 91.61% | 32.62% | 100% | 58% | 100% | 53.06% | 100% | 76.08% | 100% | 72.66% | Suburb Midsize | 334.4758 | South Atlantic
21774 | 0.18658 | Washington | 0 | DC | 2009 | 1032 | 181584.9305 | 11090.61 | 13520770 | 1002 | 145589.6686 | 1000 | 54483.6817 | 922 | 42813.3677 | 7898.23 | 9559230 | 27 | 18234.8184 | 27 | 9918.9767 | 27 | 9107.6365 | 1457.43 | 1777070 | 3 | 17760.4435 | 3 | 15045.5817 | 3 | 14674.0451 | 1734.95 | 2184470 | 175.9544 | 97.09% | 80.18% | 2.616% | 10.04% | 0.2907% | 9.781% | 99.8% | 37.42% | 92.02% | 29.41% | 100% | 54.4% | 100% | 49.95% | 100% | 84.71% | 100% | 82.62% | Suburb Midsize | 563.067 | South Atlantic
21777 | 0.21499 | Washington | 0 | DC | 2009 | 6 | 593.3968 | 0 | 0 | 6 | 593.3968 | 4 | 12.8448 | 0 | 0 | 0 | 0 | 0 | 0 | 0 | 0 | 0 | 0 | 0 | 0 | 0 | 0 | 0 | 0 | 0 | 0 | 0 | 0 | 98.8995 | 100% | 100% | 0% | 0% | 0% | 0% | 66.67% | 2.165% | 0% | 0% | #DIV/0! | #DIV/0! | #DIV/0! | #DIV/0! | #DIV/0! | #DIV/0! | #DIV/0! | #DIV/0! | Suburb Midsize | 149.0728 | South Atlantic
21782 | 0.26024 | Washington | 0 | DC | 2009 | 874 | 140450.814 | 9648.89 | 10487890 | 849 | 117687.4474 | 839 | 51433.1846 | 716 | 41218.5518 | 7265.81 | 7952490 | 23 | 13474.3051 | 23 | 7273.157 | 23 | 6576.9053 | 1097.49 | 1202670 | 2 | 9289.0614 | 2 | 7993.6199 | 2 | 7868.1407 | 1285.59 | 1332730 | 160.6989 | 97.14% | 83.79% | 2.632% | 9.594% | 0.2288% | 6.614% | 98.82% | 43.7% | 84.33% | 35.02% | 100% | 53.98% | 100% | 48.81% | 100% | 86.05% | 100% | 84.7% | Suburb Midsize | 148.2253 | South Atlantic
21784 | 0.39383 | Washington | 0 | DC | 2009 | 5089 | 1064967.3542 | 61199.36 | 75580500 | 4871 | 784416.4162 | 4774 | 284920.711 | 4215 | 223602.9127 | 40007.8 | 48901500 | 196 | 161766.9996 | 196 | 86414.0291 | 195 | 77579.4423 | 11670.7 | 14538100 | 22 | 118783.9383 | 22 | 77355.1476 | 22 | 72510.0112 | 9520.86 | 12140900 | 209.2685 | 95.72% | 73.66% | 3.851% | 15.19% | 0.4323% | 11.15% | 98.01% | 36.32% | 86.53% | 28.51% | 100% | 53.42% | 99.49% | 47.96% | 100% | 65.12% | 100% | 61.04% | Suburb Small | 609.397 | South Atlantic
21790 | 0.84631 | Washington | 0 | DC | 2009 | 100 | 36356.7443 | 3325.569 | 3906544 | 86 | 12583.6537 | 84 | 5233.2689 | 66 | 4460.7086 | 768.79 | 933444 | 12 | 11922.9534 | 12 | 7148.7155 | 12 | 6801.2731 | 948.019 | 1174910 | 2 | 11850.1371 | 2 | 9277.1355 | 2 | 9238.6929 | 1608.76 | 1798190 | 363.5674 | 86% | 34.61% | 12% | 32.79% | 2% | 32.59% | 97.67% | 41.59% | 76.74% | 35.45% | 100% | 59.96% | 100% | 57.04% | 100% | 78.29% | 100% | 77.96% | Suburb Midsize | 149.6544 | South Atlantic
21794 | 0.99259 | Washington | 0 | DC | 2009 | 1048 | 251278.0461 | 14650.791 | 18045830 | 1006 | 211626.2522 | 998 | 81155.1792 | 905 | 63560.9138 | 11726.9 | 14355900 | 39 | 28914.179 | 39 | 14938.3451 | 39 | 13741.9138 | 2133.04 | 2672900 | 3 | 10737.615 | 3 | 7016.2533 | 3 | 6490.2953 | 790.851 | 1017030 | 239.7691 | 95.99% | 84.22% | 3.721% | 11.51% | 0.2863% | 4.273% | 99.2% | 38.35% | 89.96% | 30.03% | 100% | 51.66% | 100% | 47.53% | 100% | 65.34% | 100% | 60.44% | Suburb Large | 270.4567 | South Atlantic
21797 | 0.89911 | Washington | 0 | DC | 2009 | 4423 | 895798.659 | 54899.44 | 67731810 | 4258 | 754612.6408 | 4224 | 306093.3579 | 3784 | 246050.2382 | 43999.4 | 54134600 | 158 | 117907.5054 | 158 | 63066.6789 | 158 | 58249.6095 | 8942.88 | 11111600 | 7 | 23278.5128 | 7 | 17019.2311 | 7 | 15867.4272 | 1957.16 | 2485610 | 202.5319 | 96.27% | 84.24% | 3.572% | 13.16% | 0.1583% | 2.599% | 99.2% | 40.56% | 88.87% | 32.61% | 100% | 53.49% | 100% | 49.4% | 100% | 73.11% | 100% | 68.16% | Suburb Large | 248.9055 | South Atlantic
22003 | 1 | Washington | 0 | DC | 2009 | 11983 | 2674510.3698 | 117713.3 | 144008300 | 11370 | 1859856.9795 | 10679 | 467184.1991 | 7701 | 341995.6666 | 59959.9 | 72434200 | 561 | 478891.843 | 561 | 232443.9322 | 558 | 210972.2126 | 29895.3 | 36773500 | 52 | 335761.5474 | 52 | 246858.9665 | 52 | 234200.9137 | 27858.1 | 34800600 | 223.1921 | 94.88% | 69.54% | 4.682% | 17.91% | 0.4339% | 12.55% | 93.92% | 25.12% | 67.73% | 18.39% | 100% | 48.54% | 99.47% | 44.05% | 100% | 73.52% | 100% | 69.75% | Suburb Large | 4453.2784 | South Atlantic
22015 | 1 | Washington | 0 | DC | 2009 | 8898 | 1967187.9948 | 91418.4 | 111362300 | 8404 | 1473818.5621 | 8211 | 406816.8653 | 6746 | 306084.2441 | 55992.2 | 67774200 | 467 | 306655.0277 | 467 | 123109.1363 | 466 | 108451.02 | 18378 | 22176200 | 27 | 186714.4051 | 27 | 150479.8886 | 27 | 145128.449 | 17048.2 | 21411900 | 221.082 | 94.45% | 74.92% | 5.248% | 15.59% | 0.3034% | 9.491% | 97.7% | 27.6% | 80.27% | 20.77% | 100% | 40.15% | 99.79% | 35.37% | 100% | 80.59% | 100% | 77.73% | Suburb Large | 4797.5501 | South Atlantic
22025 | 1 | Washington | 0 | DC | 2009 | 4471 | 940044.5425 | 46949.61 | 59177200 | 4277 | 748957.9466 | 4075 | 223926.8029 | 3119 | 178149.3834 | 32715.1 | 40864200 | 184 | 126986.3838 | 184 | 59946.7082 | 182 | 53262.6476 | 8485.97 | 10732000 | 10 | 64100.2121 | 10 | 51262.3832 | 10 | 49235.9423 | 5748.54 | 7581000 | 210.2538 | 95.66% | 79.67% | 4.115% | 13.51% | 0.2237% | 6.819% | 95.28% | 29.9% | 72.92% | 23.79% | 100% | 47.21% | 98.91% | 41.94% | 100% | 79.97% | 100% | 76.81% | Suburb Large | 1604.655 | South Atlantic
22026 | 1 | Washington | 0 | DC | 2009 | 2829 | 735840.5774 | 45607.2 | 58685900 | 2580 | 410012.4189 | 2560 | 152120.4996 | 2263 | 118189.3169 | 20985.7 | 26526100 | 226 | 167317.9131 | 226 | 87647.5634 | 226 | 79926.7916 | 11672.5 | 15063300 | 23 | 158510.2454 | 23 | 115171.9008 | 23 | 110237.8383 | 12949 | 17096500 | 260.1062 | 91.2% | 55.72% | 7.989% | 22.74% | 0.813% | 21.54% | 99.22% | 37.1% | 87.71% | 28.83% | 100% | 52.38% | 100% | 47.77% | 100% | 72.66% | 100% | 69.55% | Suburb Large | 1685.197 | South Atlantic
22027 | 1 | Washington | 0 | DC | 2009 | 693 | 153311.7178 | 8253.5 | 9885110 | 661 | 119911.0927 | 643 | 41393.3534 | 579 | 31394.6673 | 5962.4 | 7060020 | 28 | 18941.7005 | 28 | 8330.0754 | 28 | 7103.2794 | 1195.67 | 1443070 | 4 | 14458.9247 | 4 | 10073.5953 | 4 | 9453.3342 | 1095.43 | 1382020 | 221.229 | 95.38% | 78.21% | 4.04% | 12.36% | 0.5772% | 9.431% | 97.28% | 34.52% | 87.59% | 26.18% | 100% | 43.98% | 100% | 37.5% | 100% | 69.67% | 100% | 65.38% | Suburb Large | 4639.9869 | South Atlantic
22030 | 1 | Washington | 0 | DC | 2009 | 10627 | 3198031.6839 | 186608.7 | 231876100 | 9655 | 1683343.2029 | 9375 | 525893.3238 | 7634 | 401801.5825 | 71436.7 | 87078400 | 832 | 738377.385 | 832 | 388486.7462 | 829 | 352473.6332 | 51300.2 | 63568700 | 140 | 776311.096 | 140 | 559172.689 | 140 | 531700.1988 | 63871.8 | 81229000 | 300.9346 | 90.85% | 52.64% | 7.829% | 23.09% | 1.317% | 24.27% | 97.1% | 31.24% | 79.07% | 23.87% | 100% | 52.61% | 99.64% | 47.74% | 100% | 72.03% | 100% | 68.49% | Suburb Large | 2711.6925 | South Atlantic
22031 | 1 | Washington | 0 | DC | 2009 | 4697 | 1798782.1063 | 110550.9 | 135591200 | 4056 | 756974.067 | 3780 | 203044.5949 | 2810 | 155100.1433 | 26779.6 | 32061300 | 550 | 475403.4727 | 550 | 268832.4514 | 545 | 248528.0381 | 34348.2 | 41754500 | 91 | 566404.5666 | 91 | 433364.7854 | 91 | 416988.0769 | 49423.1 | 61775400 | 382.964 | 86.35% | 42.08% | 11.71% | 26.43% | 1.937% | 31.49% | 93.2% | 26.82% | 69.28% | 20.49% | 100% | 56.55% | 99.09% | 52.28% | 100% | 76.51% | 100% | 73.62% | Suburb Large | 4553.8724 | South Atlantic
22032 | 1 | Washington | 0 | DC | 2009 | 8208 | 1622296.2181 | 73493.9 | 88708600 | 7988 | 1332837.6972 | 7784 | 370821.903 | 6307 | 277283.1686 | 49787.2 | 59571500 | 200 | 141974.4405 | 200 | 71021.5165 | 199 | 64372.0176 | 10163.3 | 12170500 | 20 | 147484.0803 | 20 | 119594.0119 | 20 | 115366.2125 | 13543.4 | 16966600 | 197.6482 | 97.32% | 82.16% | 2.437% | 8.751% | 0.2437% | 9.091% | 97.45% | 27.82% | 78.96% | 20.8% | 100% | 50.02% | 99.5% | 45.34% | 100% | 81.09% | 100% | 78.22% | Suburb Large | 4120.5187 | South Atlantic
22033 | 1 | Washington | 0 | DC | 2009 | 5930 | 1991925.935 | 123244.9 | 153034000 | 5207 | 1022423.9102 | 5171 | 368584.1121 | 4836 | 283142.6914 | 52155.1 | 63854600 | 676 | 518807.1851 | 676 | 224044.8654 | 676 | 194568.0817 | 33023.8 | 40504500 | 47 | 450694.8396 | 47 | 342059.9468 | 47 | 325923.8038 | 38066 | 48674900 | 335.9066 | 87.81% | 51.33% | 11.4% | 26.05% | 0.7926% | 22.63% | 99.31% | 36.05% | 92.87% | 27.69% | 100% | 43.18% | 100% | 37.5% | 100% | 75.9% | 100% | 72.32% | Suburb Large | 4668.1219 | South Atlantic
22035 | 1 | Washington | 0 | DC | 2009 | 2 | 15207.9016 | 1189.26 | 1527530 | 0 | 0 | 0 | 0 | 0 | 0 | 0 | 0 | 0 | 0 | 0 | 0 | 0 | 0 | 0 | 0 | 2 | 15207.9016 | 2 | 11115.2374 | 2 | 10542.2812 | 1189.26 | 1527530 | 7603.9508 | 0% | 0% | 0% | 0% | 100% | 100% | #DIV/0! | #DIV/0! | #DIV/0! | #DIV/0! | #DIV/0! | #DIV/0! | #DIV/0! | #DIV/0! | 100% | 73.09% | 100% | 69.32% | Suburb Large | 7693.7508 | South Atlantic
22039 | 1 | Washington | 0 | DC | 2009 | 6733 | 1457538.4748 | 60146.34 | 72640650 | 6627 | 1345837.8048 | 6392 | 377007.4543 | 5299 | 277601.0069 | 52342.4 | 63034500 | 101 | 81313.8714 | 101 | 40488.1645 | 100 | 36143.1145 | 5250.19 | 6406010 | 5 | 30386.7987 | 5 | 22130.7169 | 5 | 21011.2736 | 2553.75 | 3200140 | 216.4768 | 98.43% | 92.34% | 1.5% | 5.579% | 0.07426% | 2.085% | 96.45% | 28.01% | 79.96% | 20.63% | 100% | 49.79% | 99.01% | 44.45% | 100% | 72.83% | 100% | 69.15% | Suburb Large | 694.2948 | South Atlantic
22041 | 1 | Washington | 0 | DC | 2009 | 2658 | 940137.731 | 57009.8 | 70736200 | 2408 | 423129.3594 | 2262 | 127765.9051 | 1849 | 100037.3472 | 16935.5 | 20566900 | 200 | 181170.0486 | 200 | 99996.7945 | 200 | 92772.403 | 12543.6 | 15467400 | 50 | 335838.323 | 50 | 251159.5962 | 50 | 239973.1214 | 27530.7 | 34701900 | 353.7012 | 90.59% | 45.01% | 7.524% | 19.27% | 1.881% | 35.72% | 93.94% | 30.2% | 76.79% | 23.64% | 100% | 55.19% | 100% | 51.21% | 100% | 74.79% | 100% | 71.45% | Suburb Large | 8658.3388 | South Atlantic
22042 | 1 | Washington | 0 | DC | 2009 | 7599 | 1557296.9548 | 84228.4 | 102949200 | 7286 | 957632.8954 | 6873 | 281841.9615 | 5142 | 212986.94 | 36785.8 | 44025500 | 246 | 225026.2079 | 246 | 127198.8877 | 246 | 117305.5233 | 16324.5 | 19911600 | 67 | 374637.8515 | 67 | 277477.2154 | 67 | 265904.5475 | 31118.1 | 39012100 | 204.9345 | 95.88% | 61.49% | 3.237% | 14.45% | 0.8817% | 24.06% | 94.33% | 29.43% | 70.57% | 22.24% | 100% | 56.53% | 100% | 52.13% | 100% | 74.07% | 100% | 70.98% | Suburb Large | 5173.247 | South Atlantic
22043 | 1 | Washington | 0 | DC | 2009 | 4892 | 1044642.5727 | 50491 | 61744900 | 4604 | 689137.5948 | 4317 | 196864.7646 | 3185 | 143852.4865 | 26084.7 | 31517300 | 261 | 206867.1771 | 261 | 86908.6873 | 260 | 76089.1553 | 12294.5 | 15006600 | 27 | 148637.8008 | 27 | 109040.0929 | 27 | 103643.0934 | 12111.8 | 15221000 | 213.541 | 94.11% | 65.97% | 5.335% | 19.8% | 0.5519% | 14.23% | 93.77% | 28.57% | 69.18% | 20.87% | 100% | 42.01% | 99.62% | 36.78% | 100% | 73.36% | 100% | 69.73% | Suburb Large | 5008.2559 | South Atlantic
22044 | 1 | Washington | 0 | DC | 2009 | 1893 | 548425.1155 | 27448.54 | 34105920 | 1762 | 319748.9984 | 1649 | 75699.6784 | 1141 | 56652.768 | 9525.75 | 11638600 | 111 | 89113.4923 | 111 | 48383.1841 | 109 | 44170.8636 | 5903.79 | 7313920 | 20 | 139562.6248 | 20 | 109195.6877 | 20 | 105280.9881 | 12019 | 15153400 | 289.7122 | 93.08% | 58.3% | 5.864% | 16.25% | 1.057% | 25.45% | 93.59% | 23.67% | 64.76% | 17.72% | 100% | 54.29% | 98.2% | 49.57% | 100% | 78.24% | 100% | 75.44% | Suburb Large | 5554.4358 | South Atlantic
22046 | 1 | Washington | 0 | DC | 2009 | 4240 | 786161.8901 | 35564.47 | 43765660 | 4049 | 542525.3516 | 3715 | 141703.0336 | 2514 | 102063.9173 | 18004.7 | 21949600 | 167 | 146970.5948 | 167 | 80383.0941 | 167 | 73488.7532 | 10016.6 | 12346400 | 24 | 96665.9437 | 24 | 66442.3172 | 24 | 63024.8736 | 7543.17 | 9469660 | 185.4155 | 95.5% | 69.01% | 3.939% | 18.69% | 0.566% | 12.3% | 91.75% | 26.12% | 62.09% | 18.81% | 100% | 54.69% | 100% | 50% | 100% | 68.73% | 100% | 65.2% | Suburb Large | 5926.1453 | South Atlantic
22060 | 1 | FtBelvoir | 0 | DC | 2012 | 2708 | 1154592.5517 | 81391.3 | 100496100 | 2375 | 355220.5385 | 2364 | 129065.7663 | 1909 | 100108.8253 | 17509.5 | 20961200 | 255 | 246748.8412 | 255 | 145083.9091 | 255 | 131862.515 | 17693.6 | 21746400 | 78 | 552623.172 | 78 | 405458.6447 | 78 | 387360.7282 | 46188.2 | 57788500 | 426.3636 | 87.7% | 30.77% | 9.417% | 21.37% | 2.88% | 47.86% | 99.54% | 36.33% | 80.38% | 28.18% | 100% | 58.8% | 100% | 53.44% | 100% | 73.37% | 100% | 70.09% | Suburb Large | 514.5413 | South Atlantic
22066 | 1 | Washington | 0 | DC | 2009 | 6607 | 1712430.5983 | 78943.96 | 96670010 | 6243 | 1454827.674 | 6089 | 452256.137 | 5307 | 343157.6107 | 63755.2 | 77883800 | 356 | 227560.3242 | 356 | 87505.1198 | 355 | 70516.9689 | 12570.9 | 15433600 | 8 | 30042.6001 | 8 | 23291.9205 | 8 | 22151.3308 | 2617.86 | 3352610 | 259.1843 | 94.49% | 84.96% | 5.388% | 13.29% | 0.1211% | 1.754% | 97.53% | 31.09% | 85.01% | 23.59% | 100% | 38.45% | 99.72% | 30.99% | 100% | 77.53% | 100% | 73.73% | Suburb Large | 686.531 | South Atlantic
22079 | 1 | Washington | 0 | DC | 2009 | 6345 | 2182848.6241 | 146291.4 | 179604700 | 5582 | 1012362.616 | 5489 | 353968.6839 | 4883 | 279266.8987 | 50254.8 | 60335500 | 640 | 519163.7611 | 640 | 278859.3009 | 639 | 255630.5006 | 36591.9 | 44840700 | 123 | 651322.247 | 123 | 521085.1727 | 123 | 507906.2084 | 59444.7 | 74428500 | 344.0266 | 87.97% | 46.38% | 10.09% | 23.78% | 1.939% | 29.84% | 98.33% | 34.96% | 87.48% | 27.59% | 100% | 53.71% | 99.84% | 49.24% | 100% | 80% | 100% | 77.98% | Suburb Large | 1120.9614 | South Atlantic
22101 | 1 | Washington | 0 | DC | 2009 | 10068 | 2518258.0369 | 119193.6 | 144830600 | 9625 | 1936673.0036 | 9427 | 591250.764 | 7845 | 439335.0908 | 79194.3 | 95480000 | 402 | 292526.7869 | 402 | 130957.855 | 395 | 110848.2356 | 17219.6 | 20846600 | 41 | 289058.2464 | 41 | 201783.8304 | 41 | 189913.6475 | 22779.7 | 28504000 | 250.125 | 95.6% | 76.91% | 3.993% | 11.62% | 0.4072% | 11.48% | 97.94% | 30.53% | 81.51% | 22.69% | 100% | 44.77% | 98.26% | 37.89% | 100% | 69.81% | 100% | 65.7% | Suburb Large | 2340.5614 | South Atlantic
22102 | 1 | Washington | 0 | DC | 2009 | 3985 | 2082411.3443 | 119011.1 | 147098100 | 3395 | 856869.4495 | 3266 | 236966.4304 | 2645 | 173399.4033 | 32352.1 | 39011500 | 502 | 420333.3381 | 501 | 192242.7453 | 493 | 165811.2116 | 24507.8 | 29992400 | 88 | 805208.5567 | 88 | 560470.4226 | 88 | 530763.1762 | 62151.2 | 78094200 | 522.5624 | 85.19% | 41.15% | 12.6% | 20.18% | 2.208% | 38.67% | 96.2% | 27.65% | 77.91% | 20.24% | 99.8% | 45.74% | 98.21% | 39.45% | 100% | 69.61% | 100% | 65.92% | Suburb Large | 1692.6895 | South Atlantic
22103 | 1 | Washington | 0 | DC | 2009 | 6 | 4407.8166 | 311.5175 | 380299.3 | 2 | 607.1641 | 2 | 254.1289 | 2 | 147.7448 | 24.8895 | 29971.3 | 4 | 3800.6525 | 4 | 2331.2376 | 4 | 2173.9096 | 286.628 | 350328 | 0 | 0 | 0 | 0 | 0 | 0 | 0 | 0 | 734.6361 | 33.33% | 13.77% | 66.67% | 86.23% | 0% | 0% | 100% | 41.86% | 100% | 24.33% | 100% | 61.34% | 100% | 57.2% | #DIV/0! | #DIV/0! | #DIV/0! | #DIV/0! | Suburb Large | 6875.2178 | South Atlantic
22124 | 1 | Washington | 0 | DC | 2009 | 4655 | 1158068.1147 | 53510.3 | 66027940 | 4460 | 968056.5046 | 4287 | 284589.1151 | 3432 | 214101.0246 | 39688.7 | 48792100 | 186 | 143280.2742 | 186 | 69768.2309 | 186 | 62397.3394 | 9860.29 | 12202100 | 9 | 46731.3358 | 9 | 34250.1064 | 9 | 32596.2498 | 3961.31 | 5033740 | 248.7794 | 95.81% | 83.59% | 3.996% | 12.37% | 0.1933% | 4.035% | 96.12% | 29.4% | 76.95% | 22.12% | 100% | 48.69% | 100% | 43.55% | 100% | 73.29% | 100% | 69.75% | Suburb Large | 1829.3497 | South Atlantic
22125 | 1 | Washington | 0 | DC | 2009 | 94 | 28200.8209 | 1138.213 | 1394803 | 71 | 12732.8229 | 70 | 4086.6858 | 56 | 3108.4086 | 527.363 | 648377 | 22 | 13096.9264 | 22 | 4328.5339 | 22 | 3217.847 | 583.298 | 711569 | 1 | 2371.0716 | 1 | 531.2327 | 1 | 246 | 27.552 | 34857 | 300.0087 | 75.53% | 45.15% | 23.4% | 46.44% | 1.064% | 8.408% | 98.59% | 32.1% | 78.87% | 24.41% | 100% | 33.05% | 100% | 24.57% | 100% | 22.4% | 100% | 10.38% | Suburb Large | 3449.6449 | South Atlantic
22134 | 1 | Washington | 0 | DC | 2009 | 1301 | 448054.2478 | 29839.19 | 38568400 | 1157 | 168430.9152 | 1146 | 62834.0504 | 969 | 48595.1915 | 8459.4 | 10718900 | 106 | 115341.0892 | 106 | 61055.6192 | 106 | 56120.0128 | 8084.09 | 10479000 | 38 | 164282.2434 | 38 | 111272.7463 | 38 | 105251.6548 | 13295.7 | 17370500 | 344.3922 | 88.93% | 37.59% | 8.148% | 25.74% | 2.921% | 36.67% | 99.05% | 37.31% | 83.75% | 28.85% | 100% | 52.93% | 100% | 48.66% | 100% | 67.73% | 100% | 64.07% | #N/A | 596.639 | South Atlantic
22150 | 1 | Washington | 0 | DC | 2009 | 5675 | 1814429.6564 | 126602.5 | 155082500 | 5325 | 812641.2052 | 5151 | 281938.2139 | 4384 | 225828.5008 | 39353.1 | 46071000 | 269 | 250230.1561 | 269 | 144446.7088 | 269 | 133602.1661 | 18563.6 | 22565900 | 81 | 751558.295 | 81 | 607790.3844 | 81 | 590066.1833 | 68685.8 | 86445600 | 319.7233 | 93.83% | 44.79% | 4.74% | 13.79% | 1.427% | 41.42% | 96.73% | 34.69% | 82.33% | 27.79% | 100% | 57.73% | 100% | 53.39% | 100% | 80.87% | 100% | 78.51% | Suburb Large | 3821.5941 | South Atlantic
22151 | 1 | Washington | 0 | DC | 2009 | 5051 | 1207044.5674 | 67701.43 | 83556380 | 4884 | 725119.0629 | 4478 | 186305.2107 | 3207 | 141862.6847 | 24931.3 | 30073500 | 114 | 106454.8738 | 114 | 61415.2792 | 114 | 56860.6629 | 7975.73 | 9706480 | 53 | 375470.6307 | 53 | 311331.7858 | 53 | 301663.0378 | 34794.4 | 43776400 | 238.9714 | 96.69% | 60.07% | 2.257% | 8.819% | 1.049% | 31.11% | 91.69% | 25.69% | 65.66% | 19.56% | 100% | 57.69% | 100% | 53.41% | 100% | 82.92% | 100% | 80.34% | Suburb Large | 3422.3688 | South Atlantic
22152 | 1 | Washington | 0 | DC | 2009 | 5617 | 1304710.1316 | 58807.9 | 71654700 | 5168 | 881587.5417 | 4929 | 220782.8191 | 3611 | 162619.7261 | 29125.4 | 35156700 | 428 | 284796.4124 | 428 | 122351.0486 | 426 | 109300.382 | 17584.6 | 21256000 | 21 | 138326.1775 | 21 | 109270.4617 | 21 | 104824.8171 | 12097.9 | 15242000 | 232.2788 | 92.01% | 67.57% | 7.62% | 21.83% | 0.3739% | 10.6% | 95.38% | 25.04% | 69.87% | 18.45% | 100% | 42.96% | 99.53% | 38.38% | 100% | 78.99% | 100% | 75.78% | Suburb Large | 4620.5581 | South Atlantic
22153 | 1 | Washington | 0 | DC | 2009 | 7147 | 1633882.7588 | 84799 | 103328800 | 6820 | 1187392.448 | 6751 | 351569.2278 | 5830 | 263867.3866 | 48493.3 | 58063300 | 277 | 197277.4826 | 277 | 97543.004 | 277 | 88090.641 | 13325.5 | 16225700 | 50 | 249212.8281 | 50 | 208370.491 | 50 | 203135.6458 | 22980.2 | 29039800 | 228.611 | 95.42% | 72.67% | 3.876% | 12.07% | 0.6996% | 15.25% | 98.99% | 29.61% | 85.48% | 22.22% | 100% | 49.44% | 100% | 44.65% | 100% | 83.61% | 100% | 81.51% | Suburb Large | 3713.9768 | South Atlantic
22172 | 1 | Washington | 0 | DC | 2009 | 2405 | 468481.8669 | 22704.43 | 28817570 | 2331 | 380756.7198 | 2185 | 115510.4012 | 1682 | 87675.3962 | 15887.6 | 20024100 | 68 | 55612.5448 | 68 | 28532.7567 | 67 | 25971.505 | 3872.53 | 4918770 | 6 | 32112.6023 | 6 | 24812.657 | 6 | 23856.7023 | 2944.3 | 3874700 | 194.795 | 96.92% | 81.27% | 2.827% | 11.87% | 0.2495% | 6.855% | 93.74% | 30.34% | 72.16% | 23.03% | 100% | 51.31% | 98.53% | 46.7% | 100% | 77.27% | 100% | 74.29% | Suburb Large | 547.6523 | South Atlantic
22180 | 1 | Washington | 0 | DC | 2009 | 6816 | 1431245.7221 | 67148.6 | 82647500 | 6560 | 1043865.0393 | 6288 | 290036.5094 | 4727 | 211994.9565 | 37338 | 45614800 | 219 | 199032.4908 | 219 | 111305.6369 | 219 | 102342.5609 | 14150.8 | 17412100 | 37 | 188348.1921 | 37 | 137014.94 | 37 | 130028.1809 | 15659.8 | 19620600 | 209.9832 | 96.24% | 72.93% | 3.213% | 13.91% | 0.5428% | 13.16% | 95.85% | 27.78% | 72.06% | 20.31% | 100% | 55.92% | 100% | 51.42% | 100% | 72.75% | 100% | 69.04% | Suburb Large | 3743.3306 | South Atlantic
22181 | 1 | Washington | 0 | DC | 2009 | 3623 | 867140.0319 | 43558.29 | 53602450 | 3456 | 694857.091 | 3402 | 218237.3788 | 2944 | 164451.1953 | 30209.9 | 37238500 | 159 | 101627.252 | 159 | 44999.4746 | 159 | 39057.4266 | 6958.44 | 8364770 | 8 | 70655.689 | 8 | 52248.3003 | 8 | 49848.3319 | 6389.95 | 7999180 | 239.3431 | 95.39% | 80.13% | 4.389% | 11.72% | 0.2208% | 8.148% | 98.44% | 31.41% | 85.19% | 23.67% | 100% | 44.28% | 100% | 38.43% | 100% | 73.95% | 100% | 70.55% | Suburb Large | 2699.8557 | South Atlantic
22182 | 1 | Washington | 0 | DC | 2009 | 7395 | 2110370.7417 | 118036.8 | 147222300 | 7028 | 1449368.1921 | 6942 | 482178.5822 | 6238 | 365414.9456 | 67923.5 | 83472100 | 303 | 251593.0397 | 303 | 125516.9676 | 302 | 111931.0576 | 16422.5 | 20558600 | 64 | 409409.5099 | 64 | 306719.4698 | 64 | 292340.2113 | 33690.8 | 43191600 | 285.3781 | 95.04% | 68.68% | 4.097% | 11.92% | 0.8654% | 19.4% | 98.78% | 33.27% | 88.76% | 25.21% | 100% | 49.89% | 99.67% | 44.49% | 100% | 74.92% | 100% | 71.41% | Suburb Large | 2148.2414 | South Atlantic
22191 | 1 | Washington | 0 | DC | 2009 | 9907 | 2425387.3226 | 148104.8 | 181539600 | 8891 | 1240484.0551 | 8751 | 415531.0464 | 7116 | 318779.846 | 56704.1 | 68248100 | 923 | 676970.5939 | 923 | 323217.0012 | 923 | 290856.7599 | 45327.2 | 55199300 | 93 | 507932.6736 | 93 | 412569.1789 | 93 | 399398.6148 | 46073.5 | 58092200 | 244.8155 | 89.74% | 51.15% | 9.317% | 27.91% | 0.9387% | 20.94% | 98.43% | 33.5% | 80.04% | 25.7% | 100% | 47.74% | 100% | 42.96% | 100% | 81.23% | 100% | 78.63% | Suburb Large | 3099.1022 | South Atlantic
22192 | 1 | Washington | 0 | DC | 2009 | 10341 | 3026915.5366 | 190562.6 | 232490700 | 9259 | 1645080.2067 | 9208 | 549512.7175 | 8052 | 425013.1051 | 76906.6 | 92293400 | 1006 | 686483.8632 | 1006 | 337435.1546 | 1005 | 300879.8369 | 48322.8 | 58062300 | 76 | 695351.4667 | 76 | 580399.3145 | 76 | 562694.6854 | 65333.2 | 82135000 | 292.7101 | 89.54% | 54.35% | 9.728% | 22.68% | 0.7349% | 22.97% | 99.45% | 33.4% | 86.96% | 25.84% | 100% | 49.15% | 99.9% | 43.83% | 100% | 83.47% | 100% | 80.92% | Suburb Large | 2835.7585 | South Atlantic
22193 | 1 | Washington | 0 | DC | 2009 | 17037 | 2888648.1 | 149683.4 | 208183300 | 16411 | 2202760.933 | 16257 | 698484.3735 | 13594 | 522631.6195 | 95618.3 | 131865000 | 584 | 407759.9163 | 584 | 188179.062 | 584 | 167412.7397 | 28010.5 | 38569400 | 42 | 278127.2507 | 42 | 232225.2322 | 42 | 224538.0954 | 26054.6 | 37748900 | 169.5515 | 96.33% | 76.26% | 3.428% | 14.12% | 0.2465% | 9.628% | 99.06% | 31.71% | 82.83% | 23.73% | 100% | 46.15% | 100% | 41.06% | 100% | 83.5% | 100% | 80.73% | Suburb Large | 3979.6629 | South Atlantic
22201 | 1 | Washington | 0 | DC | 2009 | 3744 | 976618.6788 | 52786.4 | 64450400 | 3450 | 440673.2499 | 3384 | 145627.5408 | 2582 | 107266.1153 | 18987.5 | 22573300 | 226 | 239023.9578 | 226 | 130616.6069 | 226 | 119265.2345 | 15334.4 | 18855000 | 68 | 296921.4711 | 68 | 166175.0793 | 68 | 153388.1435 | 18464.5 | 23022100 | 260.849 | 92.15% | 45.12% | 6.036% | 24.47% | 1.816% | 30.4% | 98.09% | 33.05% | 74.84% | 24.34% | 100% | 54.65% | 100% | 49.9% | 100% | 55.97% | 100% | 51.66% | City Midsize | 14814.5609 | South Atlantic
22202 | 1 | Washington | 0 | DC | 2012 | 2173 | 1047256.5099 | 65557.91 | 81375700 | 1979 | 243196.4297 | 1851 | 67582.5628 | 1263 | 49814.8101 | 8496.67 | 10178100 | 124 | 152087.8543 | 124 | 84570.883 | 124 | 77692.509 | 9679.04 | 12029700 | 70 | 651972.2258 | 70 | 421955.0642 | 70 | 396994.8591 | 47382.2 | 59167900 | 481.9404 | 91.07% | 23.22% | 5.706% | 14.52% | 3.221% | 62.26% | 93.53% | 27.79% | 63.82% | 20.48% | 100% | 55.61% | 100% | 51.08% | 100% | 64.72% | 100% | 60.89% | City Midsize | 6255.5829 | South Atlantic
22203 | 1 | Washington | 0 | DC | 2009 | 2493 | 570457.2338 | 28150.41 | 34451220 | 2318 | 273364.9053 | 2247 | 80690.0948 | 1539 | 58555.0114 | 10501.6 | 12614300 | 144 | 135954.7454 | 144 | 65623.5563 | 142 | 59098.5975 | 8149.39 | 9976820 | 31 | 161137.5831 | 31 | 85571.1688 | 31 | 77991.1553 | 9499.42 | 11860100 | 228.8236 | 92.98% | 47.92% | 5.776% | 23.83% | 1.243% | 28.25% | 96.94% | 29.52% | 66.39% | 21.42% | 100% | 48.27% | 98.61% | 43.47% | 100% | 53.1% | 100% | 48.4% | City Midsize | 13922.6353 | South Atlantic
22204 | 1 | Washington | 0 | DC | 2009 | 6513 | 1467575.2379 | 87536.1 | 106867700 | 6088 | 686163.1361 | 5965 | 237507.8463 | 4511 | 175549.0074 | 30655.9 | 36508000 | 365 | 323980.6683 | 365 | 171315.4578 | 364 | 156787.7639 | 22149.3 | 26993800 | 60 | 457431.4334 | 60 | 303322.766 | 60 | 287027.8533 | 34730.9 | 43365900 | 225.3301 | 93.47% | 46.75% | 5.604% | 22.08% | 0.9212% | 31.17% | 97.98% | 34.61% | 74.1% | 25.58% | 100% | 52.88% | 99.73% | 48.39% | 100% | 66.31% | 100% | 62.75% | City Midsize | 9696.6777 | South Atlantic
22205 | 1 | Washington | 0 | DC | 2009 | 5634 | 661549.728 | 25239.4 | 30468980 | 5584 | 597437.8895 | 5317 | 167827.4667 | 3482 | 111981.18 | 20545.2 | 24662200 | 43 | 37646.7356 | 43 | 19590.9231 | 43 | 17320.928 | 2519.13 | 3065590 | 7 | 26465.1029 | 7 | 18975.9508 | 7 | 18021.8925 | 2175.07 | 2741190 | 117.421 | 99.11% | 90.31% | 0.7632% | 5.691% | 0.1242% | 4% | 95.22% | 28.09% | 62.36% | 18.74% | 100% | 52.04% | 100% | 46.01% | 100% | 71.7% | 100% | 68.1% | City Midsize | 6551.523 | South Atlantic
22206 | 1 | Washington | 0 | DC | 2009 | 1717 | 664357.554 | 41451.57 | 51203000 | 1517 | 286634.8611 | 1501 | 98228.3272 | 1280 | 79295.2425 | 14528.9 | 17564300 | 162 | 147389.7009 | 162 | 77705.2016 | 162 | 71416.1617 | 9742.67 | 12104100 | 38 | 230332.992 | 38 | 150965.2405 | 38 | 141842.0066 | 17180 | 21534600 | 386.9293 | 88.35% | 43.14% | 9.435% | 22.19% | 2.213% | 34.67% | 98.95% | 34.27% | 84.38% | 27.66% | 100% | 52.72% | 100% | 48.45% | 100% | 65.54% | 100% | 61.58% | City Midsize | 10311.6538 | South Atlantic
22207 | 1 | Washington | 0 | DC | 2009 | 10075 | 1718773.5472 | 73410.1 | 89790200 | 9883 | 1403938.3638 | 9441 | 390815.2649 | 6841 | 275803.8611 | 50440.1 | 61102700 | 168 | 154756.0705 | 168 | 88867.9055 | 167 | 79519.1374 | 10500.9 | 13036700 | 24 | 160079.1129 | 24 | 113607.4612 | 24 | 106052.368 | 12469.1 | 15650800 | 170.5979 | 98.09% | 81.68% | 1.667% | 9.004% | 0.2382% | 9.314% | 95.53% | 27.84% | 69.22% | 19.65% | 100% | 57.42% | 99.4% | 51.38% | 100% | 70.97% | 100% | 66.25% | City Midsize | 4636.1695 | South Atlantic
22209 | 1 | Washington | 0 | DC | 2012 | 372 | 315478.2723 | 14264.7 | 17590710 | 230 | 45397.1134 | 224 | 19253.367 | 184 | 16323.6924 | 2333.28 | 2823360 | 115 | 113800.585 | 115 | 53768.3095 | 115 | 47033.3544 | 6180.2 | 7580760 | 27 | 156280.5739 | 27 | 54343.1868 | 27 | 48005.9005 | 5751.22 | 7186590 | 848.0599 | 61.83% | 14.39% | 30.91% | 36.07% | 7.258% | 49.54% | 97.39% | 42.41% | 80% | 35.96% | 100% | 47.25% | 100% | 41.33% | 100% | 34.77% | 100% | 30.72% | City Midsize | 9770.0879 | South Atlantic
22211 | 1 | Washington | 0 | DC | 2012 | 153 | 112859.7821 | 8780.44 | 10807510 | 94 | 18024.2379 | 94 | 7907.8382 | 82 | 6297.7192 | 1062.24 | 1249680 | 46 | 49773.2832 | 46 | 26829.1704 | 46 | 24963.061 | 3629.36 | 4459240 | 13 | 45062.261 | 13 | 30131.819 | 13 | 28594.4067 | 4088.84 | 5098590 | 737.6456 | 61.44% | 15.97% | 30.07% | 44.1% | 8.497% | 39.93% | 100% | 43.87% | 87.23% | 34.94% | 100% | 53.9% | 100% | 50.15% | 100% | 66.87% | 100% | 63.46% | City Midsize | 713.6161 | South Atlantic
22213 | 1 | Washington | 0 | DC | 2009 | 857 | 154132.0708 | 7634.903 | 9376590 | 837 | 120617.8654 | 813 | 37438.5708 | 665 | 28426.5062 | 5175.2 | 6291920 | 17 | 14211.8033 | 17 | 6090.7403 | 17 | 5208.087 | 877.893 | 1090060 | 3 | 19302.4021 | 3 | 14394.323 | 3 | 13693.4987 | 1581.81 | 1994610 | 179.8507 | 97.67% | 78.26% | 1.984% | 9.221% | 0.3501% | 12.52% | 97.13% | 31.04% | 79.45% | 23.57% | 100% | 42.86% | 100% | 36.65% | 100% | 74.57% | 100% | 70.94% | City Midsize | 5575.438 | South Atlantic
22301 | 1 | Washington | 0 | DC | 2009 | 3185 | 575517.0686 | 33750.89 | 41393360 | 3088 | 370763.249 | 3055 | 134160.435 | 2513 | 101283.5787 | 16535 | 19810100 | 78 | 70008.185 | 78 | 44336.5448 | 78 | 41514.7915 | 5711.99 | 7079660 | 19 | 134745.6347 | 19 | 105292.4382 | 19 | 101895.7021 | 11503.9 | 14503600 | 180.6961 | 96.95% | 64.42% | 2.449% | 12.16% | 0.5965% | 23.41% | 98.93% | 36.18% | 81.38% | 27.32% | 100% | 63.33% | 100% | 59.3% | 100% | 78.14% | 100% | 75.62% | City Midsize | 7657.5226 | South Atlantic
22302 | 1 | Washington | 0 | DC | 2009 | 2881 | 687706.653 | 35783.39 | 43640100 | 2708 | 390620.1087 | 2595 | 108791.7991 | 1830 | 79369.6717 | 14412.5 | 17343100 | 141 | 131943.7672 | 141 | 63536.3929 | 141 | 56880.3849 | 8708.19 | 10550800 | 32 | 165142.7771 | 32 | 109289.6121 | 32 | 102109.5894 | 12662.7 | 15746200 | 238.7041 | 94% | 56.8% | 4.894% | 19.19% | 1.111% | 24.01% | 95.83% | 27.85% | 67.58% | 20.32% | 100% | 48.15% | 100% | 43.11% | 100% | 66.18% | 100% | 61.83% | City Midsize | 6890.0727 | South Atlantic
22303 | 1 | Washington | 0 | DC | 2009 | 1960 | 380545.2833 | 22123.31 | 27326820 | 1855 | 211456.003 | 1824 | 69672.327 | 1485 | 53724.434 | 9417.57 | 11392700 | 85 | 80812.5837 | 85 | 48528.165 | 85 | 45227.7896 | 5802.17 | 7232070 | 20 | 88276.6966 | 20 | 63963.4956 | 20 | 60391.9516 | 6903.57 | 8702050 | 194.1558 | 94.64% | 55.57% | 4.337% | 21.24% | 1.02% | 23.2% | 98.33% | 32.95% | 80.05% | 25.41% | 100% | 60.05% | 100% | 55.97% | 100% | 72.46% | 100% | 68.41% | Suburb Large | 7233.3865 | South Atlantic
22304 | 1 | Washington | 0 | DC | 2009 | 3448 | 1694238.1193 | 123950.9 | 152423700 | 2761 | 486815.2408 | 2742 | 181568.1473 | 2450 | 145235.5232 | 25606.5 | 30726000 | 569 | 538510.3358 | 569 | 300790.6616 | 569 | 275905.9773 | 39804.6 | 48186800 | 118 | 668912.5428 | 118 | 524792.6041 | 118 | 504913.7294 | 58539.8 | 73510900 | 491.3684 | 80.08% | 28.73% | 16.5% | 31.78% | 3.422% | 39.48% | 99.31% | 37.3% | 88.74% | 29.83% | 100% | 55.86% | 100% | 51.24% | 100% | 78.45% | 100% | 75.48% | City Midsize | 9390.5402 | South Atlantic
22305 | 1 | Washington | 0 | DC | 2009 | 1747 | 389298.95 | 19405.96 | 23813560 | 1627 | 235961.6039 | 1494 | 73942.6361 | 912 | 58109.8738 | 8425.83 | 10242000 | 110 | 95647.4836 | 110 | 49016.14 | 110 | 43237.4129 | 5918.32 | 7342080 | 10 | 57689.8625 | 10 | 39024.2235 | 10 | 36412.4121 | 5061.81 | 6229480 | 222.8386 | 93.13% | 60.61% | 6.297% | 24.57% | 0.5724% | 14.82% | 91.83% | 31.34% | 56.05% | 24.63% | 100% | 51.25% | 100% | 45.2% | 100% | 67.64% | 100% | 63.12% | City Midsize | 12748.3135 | South Atlantic
22306 | 1 | Washington | 0 | DC | 2009 | 5509 | 1342937.0849 | 81831.6 | 99450700 | 5038 | 712672.7566 | 4960 | 237771.5649 | 3862 | 176893.8769 | 30529.5 | 36427800 | 434 | 361601.721 | 434 | 194673.7883 | 433 | 180140.0949 | 27471.5 | 33107700 | 37 | 268662.6073 | 37 | 212769.8195 | 37 | 203544.0569 | 23830.6 | 29915200 | 243.7715 | 91.45% | 53.07% | 7.878% | 26.93% | 0.6716% | 20.01% | 98.45% | 33.36% | 76.66% | 24.82% | 100% | 53.84% | 99.77% | 49.82% | 100% | 79.2% | 100% | 75.76% | Suburb Large | 5174.13 | South Atlantic
22307 | 1 | Washington | 0 | DC | 2009 | 2787 | 518388.0603 | 22671.15 | 27081100 | 2683 | 401866.8212 | 2588 | 109569.1118 | 1941 | 78567.1364 | 13908.6 | 16485200 | 95 | 64441.3239 | 95 | 27457.6576 | 95 | 23902.1898 | 4068.02 | 4821940 | 9 | 52079.9152 | 9 | 39559.3502 | 9 | 37287.1035 | 4694.53 | 5773960 | 186.0022 | 96.27% | 77.52% | 3.409% | 12.43% | 0.3229% | 10.05% | 96.46% | 27.27% | 72.34% | 19.55% | 100% | 42.61% | 100% | 37.09% | 100% | 75.96% | 100% | 71.6% | Suburb Large | 2790.7894 | South Atlantic
22308 | 1 | Washington | 0 | DC | 2009 | 4973 | 888947.9536 | 34063.29 | 41065300 | 4936 | 809280.3306 | 4829 | 221973.2346 | 3749 | 157906.0523 | 27992.7 | 33527400 | 30 | 27432.2376 | 30 | 13250.4955 | 30 | 11515.5414 | 1727.38 | 2079200 | 7 | 52235.3854 | 7 | 39290.0879 | 7 | 37149.9651 | 4343.21 | 5458700 | 178.7549 | 99.26% | 91.04% | 0.6033% | 3.086% | 0.1408% | 5.876% | 97.83% | 27.43% | 75.95% | 19.51% | 100% | 48.3% | 100% | 41.98% | 100% | 75.22% | 100% | 71.12% | Suburb Large | 2760.3019 | South Atlantic
22309 | 1 | Washington | 0 | DC | 2009 | 6417 | 1448278.5008 | 73646.7 | 89259400 | 6100 | 1080840.0067 | 5995 | 356178.9931 | 4909 | 275713.8871 | 46326 | 55744200 | 300 | 242351.7854 | 300 | 119082.521 | 300 | 106854.9417 | 16349.9 | 19760200 | 17 | 125086.7086 | 17 | 97297.5237 | 17 | 93428.4518 | 10970.8 | 13755000 | 225.694 | 95.06% | 74.63% | 4.675% | 16.73% | 0.2649% | 8.637% | 98.28% | 32.95% | 80.48% | 25.51% | 100% | 49.14% | 100% | 44.09% | 100% | 77.78% | 100% | 74.69% | Suburb Large | 4030.9644 | South Atlantic
22310 | 1 | Washington | 0 | DC | 2009 | 6615 | 1483226.7813 | 88807.7 | 106718100 | 6176 | 971448.9668 | 6126 | 339883.9517 | 5416 | 267129.2717 | 47504 | 56285700 | 402 | 287456.8815 | 402 | 136136.4755 | 401 | 123034.1962 | 20712.1 | 24680300 | 37 | 224320.933 | 37 | 180509.209 | 37 | 174455.2006 | 20591.6 | 25752100 | 224.2217 | 93.36% | 65.5% | 6.077% | 19.38% | 0.5593% | 15.12% | 99.19% | 34.99% | 87.69% | 27.5% | 100% | 47.36% | 99.75% | 42.8% | 100% | 80.47% | 100% | 77.77% | Suburb Large | 4026.2089 | South Atlantic
22311 | 1 | Washington | 0 | DC | 2009 | 1081 | 480867.7381 | 29290.1 | 36074080 | 831 | 147013.2693 | 820 | 47478.195 | 711 | 36803.0426 | 6527.42 | 7912380 | 228 | 211966.0636 | 228 | 110806.7324 | 228 | 100149.116 | 13905.3 | 17019200 | 22 | 121888.4052 | 22 | 81551.4876 | 22 | 76675.8403 | 8857.38 | 11142500 | 444.836 | 76.87% | 30.57% | 21.09% | 44.08% | 2.035% | 25.35% | 98.68% | 32.3% | 85.56% | 25.03% | 100% | 52.28% | 100% | 47.25% | 100% | 66.91% | 100% | 62.91% | City Midsize | 13151.6447 | South Atlantic
22312 | 1 | Washington | 0 | DC | 2009 | 3894 | 1255051.2733 | 83224.8 | 102076400 | 3435 | 571194.8802 | 3388 | 197057.8361 | 2854 | 153746.5589 | 26993.3 | 32380600 | 406 | 342268.9958 | 406 | 183537.5844 | 406 | 169580.0062 | 24803.5 | 30151400 | 53 | 341587.3973 | 53 | 280746.5796 | 53 | 271716.4623 | 31428 | 39544400 | 322.3039 | 88.21% | 45.51% | 10.43% | 27.27% | 1.361% | 27.22% | 98.63% | 34.5% | 83.09% | 26.92% | 100% | 53.62% | 100% | 49.55% | 100% | 82.19% | 100% | 79.55% | Suburb Large | 5866.0885 | South Atlantic
22314 | 1 | Washington | 0 | DC | 2009 | 3178 | 1567274.3286 | 100941.8 | 123785700 | 2453 | 459037.7583 | 2443 | 195112.1942 | 2139 | 156248.774 | 24555.9 | 29522000 | 611 | 545642.1844 | 611 | 291715.8458 | 611 | 257442.2371 | 36026.6 | 43804200 | 114 | 562594.3859 | 114 | 362927.2233 | 114 | 337421.7651 | 40359.3 | 50459500 | 493.1637 | 77.19% | 29.29% | 19.23% | 34.81% | 3.587% | 35.9% | 99.59% | 42.5% | 87.2% | 34.04% | 100% | 53.46% | 100% | 47.18% | 100% | 64.51% | 100% | 59.98% | City Midsize | 6965.2801 | South Atlantic
22315 | 1 | Washington | 0 | DC | 2009 | 3805 | 1192803.3978 | 72959.1 | 88550600 | 3169 | 609914.1063 | 3150 | 210532.7349 | 2908 | 168087.1052 | 30447.6 | 36658300 | 609 | 392941.8621 | 609 | 171748.5327 | 608 | 151226.3799 | 25925.8 | 31045400 | 27 | 189947.4294 | 27 | 148839.7008 | 27 | 143125.9689 | 16585.7 | 20846900 | 313.4832 | 83.29% | 51.13% | 16.01% | 32.94% | 0.7096% | 15.92% | 99.4% | 34.52% | 91.76% | 27.56% | 100% | 43.71% | 99.84% | 38.49% | 100% | 78.36% | 100% | 75.35% | Suburb Large | 4265.1116 | South Atlantic
22332 | 1 | Washington | 0 | DC | 2009 | 5 | 19008.9495 | 1039.1172 | 1304576.4 | 0 | 0 | 0 | 0 | 0 | 0 | 0 | 0 | 2 | 1693.9617 | 2 | 444.5829 | 2 | 208.8613 | 38.1972 | 47066.4 | 3 | 17314.9878 | 3 | 9352.3477 | 3 | 8675.2697 | 1000.92 | 1257510 | 3801.7899 | 0% | 0% | 40% | 8.911% | 60% | 91.09% | #DIV/0! | #DIV/0! | #DIV/0! | #DIV/0! | 100% | 26.25% | 100% | 12.33% | 100% | 54.01% | 100% | 50.1% | City Midsize | 8219.1229 | South Atlantic
22405 | 0.27041 | Washington | 0 | DC | 2009 | 1617 | 347956.7089 | 20658.02 | 26031900 | 1530 | 229535.2516 | 1482 | 78260.0436 | 1212 | 61746.6166 | 10880.1 | 13444200 | 81 | 71214.1177 | 81 | 44160.5126 | 81 | 41483.7752 | 5357.22 | 6884000 | 6 | 47207.3396 | 6 | 37910.6828 | 6 | 37006.5807 | 4420.7 | 5703700 | 215.1866 | 94.62% | 65.97% | 5.009% | 20.47% | 0.3711% | 13.57% | 96.86% | 34.09% | 79.22% | 26.9% | 100% | 62.01% | 100% | 58.25% | 100% | 80.31% | 100% | 78.39% | Rural Fringe | 522.6292 | South Atlantic
22406 | 0.93491 | Washington | 0 | DC | 2009 | 7392 | 1828664.5937 | 116594.4 | 146927800 | 7014 | 1207842.7408 | 6900 | 435052.4366 | 6105 | 347538.9335 | 62511.2 | 77369900 | 319 | 254846.2072 | 319 | 147314.4047 | 319 | 136047.5464 | 19540.1 | 24644500 | 59 | 365975.6457 | 59 | 307672.0243 | 59 | 299778.6715 | 34543.1 | 44913400 | 247.3843 | 94.89% | 66.05% | 4.315% | 13.94% | 0.7982% | 20.01% | 98.37% | 36.02% | 87.04% | 28.77% | 100% | 57.81% | 100% | 53.38% | 100% | 84.07% | 100% | 81.91% | Rural Fringe | 288.0336 | South Atlantic
22407 | 0.084636 | Washington | 0 | DC | 2009 | 268 | 53962.6758 | 1927.1404 | 2407272.4 | 267 | 53405.2984 | 257 | 13803.5607 | 191 | 10074.402 | 1905.75 | 2380560 | 1 | 557.3774 | 1 | 194.5014 | 1 | 120 | 21.3904 | 26712.4 | 0 | 0 | 0 | 0 | 0 | 0 | 0 | 0 | 201.3533 | 99.63% | 98.97% | 0.3731% | 1.033% | 0% | 0% | 96.25% | 25.85% | 71.54% | 18.86% | 100% | 34.9% | 100% | 21.53% | #DIV/0! | #DIV/0! | #DIV/0! | #DIV/0! | Rural Fringe | 828.0054 | South Atlantic
22554 | 1 | Washington | 0 | DC | 2009 | 14519 | 3017496.5435 | 159820 | 201788700 | 13944 | 2228718.2614 | 13614 | 687001.0413 | 11382 | 531436.9643 | 95286 | 118725000 | 523 | 403992.0466 | 523 | 221689.7 | 522 | 202816.0759 | 30254.7 | 38287900 | 52 | 384786.2355 | 52 | 289496.395 | 52 | 277854.4408 | 34279.3 | 44775800 | 207.8309 | 96.04% | 73.86% | 3.602% | 13.39% | 0.3582% | 12.75% | 97.63% | 30.82% | 81.63% | 23.84% | 100% | 54.87% | 99.81% | 50.2% | 100% | 75.24% | 100% | 72.21% | Rural Fringe | 630.2987 | South Atlantic
22556 | 1 | Washington | 0 | DC | 2009 | 8421 | 1647437.4831 | 88736.4 | 112796300 | 8187 | 1254430.4914 | 8055 | 422784.0078 | 6823 | 325839.7238 | 58121.9 | 72838100 | 206 | 164947.2055 | 206 | 97995.8173 | 206 | 90291.2781 | 12422.2 | 16013800 | 28 | 228059.7862 | 28 | 159105.9583 | 28 | 151602.9299 | 18192.3 | 23944400 | 195.6344 | 97.22% | 76.14% | 2.446% | 10.01% | 0.3325% | 13.84% | 98.39% | 33.7% | 83.34% | 25.98% | 100% | 59.41% | 100% | 54.74% | 100% | 69.77% | 100% | 66.48% | #N/A | 403.159 | South Atlantic
22720 | 0.60358 | Washington | 0 | DC | 2009 | 406 | 59910.1439 | 3346.453 | 4559254 | 401 | 56266.4761 | 390 | 22226.704 | 309 | 17602.5778 | 2989.12 | 4086210 | 5 | 3643.6678 | 5 | 2240.3141 | 5 | 2170.754 | 357.333 | 473044 | 0 | 0 | 0 | 0 | 0 | 0 | 0 | 0 | 147.5619 | 98.77% | 93.92% | 1.232% | 6.082% | 0% | 0% | 97.26% | 39.5% | 77.06% | 31.28% | 100% | 61.49% | 100% | 59.58% | #DIV/0! | #DIV/0! | #DIV/0! | #DIV/0! | Rural Distant | 55.5097 | South Atlantic
22728 | 0.26016 | Washington | 0 | DC | 2009 | 534 | 79193.4579 | 4238.624 | 5868705 | 530 | 77132.4937 | 503 | 29995.006 | 397 | 23463.9989 | 4088.67 | 5660950 | 4 | 2060.9642 | 4 | 938.4051 | 4 | 760.9209 | 149.954 | 207755 | 0 | 0 | 0 | 0 | 0 | 0 | 0 | 0 | 148.3024 | 99.25% | 97.4% | 0.7491% | 2.602% | 0% | 0% | 94.91% | 38.89% | 74.91% | 30.42% | 100% | 45.53% | 100% | 36.92% | #DIV/0! | #DIV/0! | #DIV/0! | #DIV/0! | Rural Distant | 97.3377 | South Atlantic
22736 | 0.16037 | Washington | 0 | DC | 2009 | 13 | 1709.7699 | 90.7562 | 112825 | 13 | 1709.7699 | 12 | 645.2367 | 9 | 519.8965 | 90.7562 | 112825 | 0 | 0 | 0 | 0 | 0 | 0 | 0 | 0 | 0 | 0 | 0 | 0 | 0 | 0 | 0 | 0 | 131.5208 | 100% | 100% | 0% | 0% | 0% | 0% | 92.31% | 37.74% | 69.23% | 30.41% | #DIV/0! | #DIV/0! | #DIV/0! | #DIV/0! | #DIV/0! | #DIV/0! | #DIV/0! | #DIV/0! | Rural Fringe | 38.3861 | South Atlantic
23075 | 0.2026 | Richmond | 0 | VA | 2013 | 766 | 172255.6786 | 8642.972 | 11284916 | 738 | 87964.6697 | 690 | 13346.1179 | 265 | 9536.289 | 1615.47 | 1912360 | 22 | 19106.6475 | 22 | 5691.9184 | 17 | 5000.1016 | 644.122 | 833106 | 6 | 65184.3614 | 6 | 57156.2389 | 6 | 56826.3531 | 6383.38 | 8539450 | 224.8769 | 96.34% | 51.07% | 2.872% | 11.09% | 0.7833% | 37.84% | 93.5% | 15.17% | 35.91% | 10.84% | 100% | 29.79% | 77.27% | 26.17% | 100% | 87.68% | 100% | 87.18% | Suburb Large | 1563.6207 | South Atlantic
23150 | 0.1606 | Richmond | 0 | VA | 2013 | 2128 | 603647.8334 | 34297.9 | 45045290 | 1999 | 253874.6833 | 1848 | 42912.1143 | 762 | 32090.795 | 4959.78 | 5974140 | 96 | 100648.2111 | 96 | 58250.589 | 89 | 56034.2274 | 6539.42 | 8635350 | 33 | 249124.9389 | 33 | 203977.6699 | 33 | 202006.3423 | 22798.7 | 30435800 | 283.6691 | 93.94% | 42.06% | 4.511% | 16.67% | 1.551% | 41.27% | 92.45% | 16.9% | 38.12% | 12.64% | 100% | 57.88% | 92.71% | 55.67% | 100% | 81.88% | 100% | 81.09% | Suburb Large | 451.6926 | South Atlantic
23219 | 0.99998 | Richmond | 0 | VA | 2008 | 583 | 831625.1595 | 42452.78 | 56677270 | 284 | 58132.6785 | 284 | 27162.6273 | 267 | 24422.5268 | 1621.87 | 2148370 | 196 | 217351.0317 | 196 | 126013.0842 | 196 | 118635.6293 | 8319.61 | 11093000 | 103 | 556141.4493 | 103 | 329143.3081 | 103 | 312814.3032 | 32511.3 | 43435900 | 1426.4582 | 48.71% | 6.99% | 33.62% | 26.14% | 17.67% | 66.87% | 100% | 46.73% | 94.01% | 42.01% | 100% | 57.98% | 100% | 54.58% | 100% | 59.18% | 100% | 56.25% | City Midsize | 4845.5606 | South Atlantic
23220 | 0.99355 | Richmond | 0 | VA | 2013 | 6487 | 2051253.0248 | 104359.8 | 138516000 | 5794 | 810192.2188 | 5621 | 258656.9172 | 3783 | 225292.8462 | 26771.6 | 35140300 | 561 | 525831.7046 | 561 | 250850.5872 | 528 | 237170.9368 | 26946.3 | 35926800 | 132 | 715229.1014 | 132 | 456749.1882 | 132 | 444710.84 | 50641.9 | 67448900 | 316.2098 | 89.32% | 39.5% | 8.648% | 25.63% | 2.035% | 34.87% | 97.01% | 31.93% | 65.29% | 27.81% | 100% | 47.71% | 94.12% | 45.1% | 100% | 63.86% | 100% | 62.18% | City Midsize | 6410.2893 | South Atlantic
23221 | 0.51546 | Richmond | 0 | VA | 2013 | 3122 | 545210.0306 | 18535.52 | 24698460 | 2961 | 349047.5558 | 2841 | 93901.0835 | 1462 | 77512.7838 | 8904.08 | 11827000 | 142 | 112596.1757 | 142 | 44244.0197 | 100 | 40371.7018 | 4564.84 | 6095860 | 19 | 83566.299 | 19 | 47145.1021 | 18 | 44980.8055 | 5066.6 | 6775600 | 174.6349 | 94.84% | 64.02% | 4.548% | 20.65% | 0.6086% | 15.33% | 95.95% | 26.9% | 49.38% | 22.21% | 100% | 39.29% | 70.42% | 35.86% | 100% | 56.42% | 94.74% | 53.83% | City Midsize | 3530.7956 | South Atlantic
23222 | 0.3097 | Richmond | 0 | VA | 2013 | 4046 | 579747.8568 | 15493.13 | 19686050 | 3942 | 445425.0817 | 3680 | 67849.3122 | 1424 | 48004.8202 | 7333.41 | 8893670 | 94 | 95706.4541 | 94 | 46710.8018 | 87 | 44619.5446 | 5256.3 | 6916910 | 10 | 38616.3211 | 10 | 26167.4374 | 10 | 25538.9471 | 2903.42 | 3875470 | 143.2891 | 97.43% | 76.83% | 2.323% | 16.51% | 0.2472% | 6.661% | 93.35% | 15.23% | 36.12% | 10.78% | 100% | 48.81% | 92.55% | 46.62% | 100% | 67.76% | 100% | 66.14% | Suburb Large | 3105.0341 | South Atlantic
23223 | 0.69798 | Richmond | 0 | VA | 2013 | 12445 | 2365640.9777 | 84413.5 | 109022600 | 11847 | 1482083.1463 | 11362 | 263608.0193 | 4940 | 193464.2435 | 28419.2 | 34903500 | 516 | 429394.7341 | 516 | 185083.9292 | 413 | 173145.1112 | 20755.8 | 27155300 | 82 | 454163.0974 | 82 | 316906.011 | 82 | 310549.4746 | 35238.5 | 46963800 | 190.0877 | 95.19% | 62.65% | 4.146% | 18.15% | 0.6589% | 19.2% | 95.91% | 17.79% | 41.7% | 13.05% | 100% | 43.1% | 80.04% | 40.32% | 100% | 69.78% | 100% | 68.38% | Suburb Large | 2701.5674 | South Atlantic
23224 | 0.70364 | Richmond | 0 | VA | 2013 | 7573 | 2570294.1886 | 156059 | 206883700 | 6908 | 804281.8169 | 6322 | 141511.464 | 2133 | 101872.856 | 14143.4 | 17824700 | 500 | 514698.1904 | 500 | 305342.7285 | 459 | 296285.4968 | 34284.6 | 45484000 | 165 | 1251314.1812 | 165 | 963542.8103 | 165 | 949621.3417 | 107631 | 143575000 | 339.4024 | 91.22% | 31.29% | 6.602% | 20.02% | 2.179% | 48.68% | 91.52% | 17.59% | 30.88% | 12.67% | 100% | 59.32% | 91.8% | 57.56% | 100% | 77% | 100% | 75.89% | City Midsize | 2917.4985 | South Atlantic
23225 | 0.16584 | Richmond | 0 | VA | 2013 | 2920 | 409795.6299 | 7533.41 | 9569580 | 2824 | 309621.437 | 2470 | 34386.1069 | 672 | 19152.705 | 3096.11 | 3772000 | 92 | 80317.5941 | 92 | 27816.8577 | 72 | 25084.1314 | 3129.37 | 4055260 | 4 | 19856.5988 | 4 | 11616.1224 | 4 | 11253.6543 | 1307.93 | 1742320 | 140.341 | 96.71% | 75.56% | 3.151% | 19.6% | 0.137% | 4.845% | 87.46% | 11.11% | 23.8% | 6.186% | 100% | 34.63% | 78.26% | 31.23% | 100% | 58.5% | 100% | 56.67% | City Midsize | 2570.728 | South Atlantic
23227 | 0.0051157 | Richmond | 0 | VA | 2013 | 56 | 11894.5365 | 419.145 | 529604 | 54 | 7766.7418 | 52 | 1609.4781 | 30 | 1242.5441 | 184.729 | 228782 | 2 | 4127.7947 | 2 | 1987.962 | 2 | 1866.1577 | 234.416 | 300822 | 0 | 0 | 0 | 0 | 0 | 0 | 0 | 0 | 212.4024 | 96.43% | 65.3% | 3.571% | 34.7% | 0% | 0% | 96.3% | 20.72% | 55.56% | 16% | 100% | 48.16% | 100% | 45.21% | #DIV/0! | #DIV/0! | #DIV/0! | #DIV/0! | Suburb Large | 2011.6457 | South Atlantic
23230 | 0.15595 | Richmond | 0 | VA | 2013 | 439 | 376994.3379 | 26751.37 | 35794160 | 290 | 46895.1856 | 272 | 16368.1571 | 138 | 14836.6104 | 1679.26 | 2242860 | 106 | 116589.6682 | 106 | 73388.4716 | 105 | 71477.7802 | 8049.31 | 10771900 | 43 | 213509.4841 | 43 | 154303.8999 | 43 | 151161.0569 | 17022.8 | 22779400 | 858.757 | 66.06% | 12.44% | 24.15% | 30.93% | 9.795% | 56.63% | 93.79% | 34.9% | 47.59% | 31.64% | 100% | 62.95% | 99.06% | 61.31% | 100% | 72.27% | 100% | 70.8% | Suburb Large | 2384.1264 | South Atlantic
23231 | 0.16893 | Richmond | 0 | VA | 2013 | 8162 | 1945100.2684 | 105833.3 | 138368100 | 7809 | 924269.3184 | 7217 | 148473.4725 | 3066 | 107668.8252 | 17926.7 | 21250400 | 259 | 246105.3759 | 259 | 121705.5917 | 227 | 116470.611 | 14059.5 | 18335500 | 94 | 774725.574 | 94 | 661304.3434 | 94 | 657431.4079 | 73847.1 | 98782200 | 238.3117 | 95.68% | 47.52% | 3.173% | 12.65% | 1.152% | 39.83% | 92.42% | 16.06% | 39.26% | 11.65% | 100% | 49.45% | 87.64% | 47.33% | 100% | 85.36% | 100% | 84.86% | Suburb Large | 358.6278 | South Atlantic
23234 | 0.71169 | Richmond | 0 | VA | 2013 | 10188 | 2843477.7826 | 153627.7 | 202018300 | 9702 | 1230457.4031 | 8819 | 178849.4483 | 3375 | 126128.4994 | 19973.5 | 24074300 | 364 | 311332.8133 | 364 | 153147.1006 | 294 | 146607.8629 | 17593.2 | 23003000 | 122 | 1301687.5662 | 122 | 1040894.6929 | 122 | 1027798.1632 | 116061 | 154941000 | 279.1007 | 95.23% | 43.27% | 3.573% | 10.95% | 1.197% | 45.78% | 90.9% | 14.54% | 34.79% | 10.25% | 100% | 49.19% | 80.77% | 47.09% | 100% | 79.97% | 100% | 78.96% | Suburb Large | 1957.2788 | South Atlantic
23237 | 0.27972 | Richmond | 0 | VA | 2013 | 2951 | 952317.6703 | 94715.18 | 124958570 | 2848 | 373320.7289 | 2550 | 52588.6023 | 956 | 37099.6363 | 9402.68 | 11989800 | 73 | 70013.1625 | 73 | 35966.3636 | 68 | 34355.2958 | 6353.6 | 8319770 | 30 | 508983.7789 | 30 | 416697.8219 | 30 | 411480.603 | 78958.9 | 104649000 | 322.7102 | 96.51% | 39.2% | 2.474% | 7.352% | 1.017% | 53.45% | 89.54% | 14.09% | 33.57% | 9.938% | 100% | 51.37% | 93.15% | 49.07% | 100% | 81.87% | 100% | 80.84% | Suburb Large | 1173.3569 | South Atlantic
23250 | 1 | Richmond | 0 | VA | 2013 | 66 | 173998.4807 | 14634.459 | 19513024 | 33 | 5141.1706 | 33 | 2747.909 | 27 | 2575.2741 | 294.109 | 391534 | 23 | 29055.0749 | 23 | 18976.4257 | 22 | 18703.6363 | 2112.05 | 2819990 | 10 | 139802.2352 | 10 | 109083.6021 | 10 | 107804.9272 | 12228.3 | 16301500 | 2636.3406 | 50% | 2.955% | 34.85% | 16.7% | 15.15% | 80.35% | 100% | 53.45% | 81.82% | 50.09% | 100% | 65.31% | 95.65% | 64.37% | 100% | 78.03% | 100% | 77.11% | Suburb Large | 27.6761 | South Atlantic
23269 | 1 | Richmond | 0 | VA | 2013 | 3 | 1636.2959 | 97.552 | 130630 | 2 | 758.4494 | 2 | 401 | 2 | 387 | 43.344 | 58041.1 | 1 | 877.8465 | 1 | 498.5252 | 1 | 484 | 54.208 | 72588.9 | 0 | 0 | 0 | 0 | 0 | 0 | 0 | 0 | 545.432 | 66.67% | 46.35% | 33.33% | 53.65% | 0% | 0% | 100% | 52.87% | 100% | 51.03% | 100% | 56.79% | 100% | 55.13% | #DIV/0! | #DIV/0! | #DIV/0! | #DIV/0! | City Midsize | 12516.1538 | South Atlantic
23298 | 1 | Richmond | 0 | VA | 2008 | 2 | 232.5975 | 16.4192 | 21986.6 | 2 | 232.5975 | 2 | 157.5539 | 2 | 146.5901 | 16.4192 | 21986.6 | 0 | 0 | 0 | 0 | 0 | 0 | 0 | 0 | 0 | 0 | 0 | 0 | 0 | 0 | 0 | 0 | 116.2987 | 100% | 100% | 0% | 0% | 0% | 0% | 100% | 67.74% | 100% | 63.02% | #DIV/0! | #DIV/0! | #DIV/0! | #DIV/0! | #DIV/0! | #DIV/0! | #DIV/0! | #DIV/0! | City Midsize | 4048.7743 | South Atlantic
23320 | 1 | Norfolk | 0 | VA | 2007 | 14359 | 23098145.534 | 308418.2 | 402936000 | 13004 | 11404909.4162 | 12668 | 774361.2727 | 10794 | 591155.4182 | 105323 | 134091000 | 1177 | 5279561.8122 | 1177 | 660101.2219 | 1176 | 611001.3609 | 80327.2 | 105172000 | 178 | 6413674.3056 | 178 | 1098176.3776 | 178 | 1074024.0914 | 122768 | 163673000 | 1608.618 | 90.56% | 49.38% | 8.197% | 22.86% | 1.24% | 27.77% | 97.42% | 6.79% | 83.01% | 5.183% | 100% | 12.5% | 99.92% | 11.57% | 100% | 17.12% | 100% | 16.75% | Suburb Large | 1621.4691 | South Atlantic
23321 | 0.020054 | Norfolk | 0 | VA | 2007 | 49 | 67002.2993 | 837.509 | 1018039 | 42 | 36807.2542 | 39 | 2926.3454 | 33 | 2523.7255 | 367.933 | 443548 | 7 | 30195.0451 | 7 | 3701.1807 | 7 | 3421.2226 | 469.576 | 574491 | 0 | 0 | 0 | 0 | 0 | 0 | 0 | 0 | 1367.3939 | 85.71% | 54.93% | 14.29% | 45.07% | 0% | 0% | 92.86% | 7.95% | 78.57% | 6.857% | 100% | 12.26% | 100% | 11.33% | #DIV/0! | #DIV/0! | #DIV/0! | #DIV/0! | Suburb Large | 970.4284 | South Atlantic
23322 | 0.50696 | Norfolk | 0 | VA | 2007 | 20016 | 21364131.7144 | 225768.7 | 274542600 | 19502 | 17819320.9156 | 18693 | 1178125.3901 | 15785 | 906478.5251 | 166938 | 201262000 | 455 | 1712700.6344 | 455 | 198525.8844 | 453 | 180424.963 | 26200.4 | 32073800 | 59 | 1832110.1645 | 59 | 289160.0267 | 59 | 277290.7565 | 32630.3 | 41206800 | 1067.3527 | 97.43% | 83.41% | 2.273% | 8.017% | 0.2948% | 8.576% | 95.85% | 6.612% | 80.94% | 5.087% | 100% | 11.59% | 99.56% | 10.53% | 100% | 15.78% | 100% | 15.14% | Suburb Large | 308.4072 | South Atlantic
23323 | 0.68011 | Norfolk | 0 | VA | 2007 | 13084 | 14804134.2803 | 185111.4 | 240232300 | 12562 | 9479744.226 | 12183 | 685997.2496 | 10249 | 528940.76 | 93053.4 | 118411000 | 435 | 2086154.3953 | 435 | 285718.5894 | 435 | 272820.6873 | 35005.2 | 45905900 | 87 | 3238235.6589 | 87 | 509018.5232 | 87 | 493348.9957 | 57052.8 | 75915400 | 1131.4685 | 96.01% | 64.03% | 3.325% | 14.09% | 0.6649% | 21.87% | 96.98% | 7.236% | 81.59% | 5.58% | 100% | 13.7% | 100% | 13.08% | 100% | 15.72% | 100% | 15.24% | Suburb Large | 469.2962 | South Atlantic
23324 | 1 | Norfolk | 0 | VA | 2007 | 7423 | 8045687.6198 | 108267.9 | 140589600 | 6976 | 4279219.6444 | 6764 | 320913.3755 | 5344 | 241724.1213 | 40656.8 | 51893400 | 389 | 1728045.644 | 389 | 223558.146 | 387 | 210731.7083 | 27535.3 | 35988600 | 58 | 2038422.3314 | 58 | 340070.7038 | 58 | 332709.5288 | 40075.8 | 52707600 | 1083.8862 | 93.98% | 53.19% | 5.24% | 21.48% | 0.7814% | 25.34% | 96.96% | 7.499% | 76.61% | 5.649% | 100% | 12.94% | 99.49% | 12.19% | 100% | 16.68% | 100% | 16.32% | Suburb Large | 3211.0783 | South Atlantic
23325 | 1 | Norfolk | 0 | VA | 2007 | 5583 | 5755647.9521 | 57873.1 | 74363200 | 5382 | 4343448.5736 | 5219 | 271026.4983 | 4108 | 203310.3093 | 34726.2 | 44002800 | 190 | 758035.5995 | 190 | 74670.5948 | 189 | 67620.524 | 10349.6 | 13302000 | 11 | 654163.779 | 11 | 114516.5409 | 11 | 112249.8241 | 12797.3 | 17058400 | 1030.9239 | 96.4% | 75.46% | 3.403% | 13.17% | 0.197% | 11.37% | 96.97% | 6.24% | 76.33% | 4.681% | 100% | 9.851% | 99.47% | 8.92% | 100% | 17.51% | 100% | 17.16% | Suburb Large | 4208.5317 | South Atlantic
23451 | 1 | Norfolk | 0 | VA | 2007 | 11132 | 15712727.1474 | 174051.4 | 213223900 | 10009 | 9312373.5403 | 9645 | 630213.1314 | 7834 | 479048.7459 | 81846.7 | 98811800 | 1035 | 4221299.4464 | 1034 | 451907.4749 | 1023 | 407136.9109 | 57841.4 | 71157200 | 88 | 2179054.1607 | 88 | 303555.9369 | 88 | 287093.3989 | 34363.3 | 43254900 | 1411.4918 | 89.91% | 59.27% | 9.298% | 26.87% | 0.7905% | 13.87% | 96.36% | 6.767% | 78.27% | 5.144% | 99.9% | 10.71% | 98.84% | 9.645% | 100% | 13.93% | 100% | 13.18% | City Large | 1918.0634 | South Atlantic
23452 | 1 | Norfolk | 0 | VA | 2007 | 16303 | 21524207.0912 | 239085.2 | 296172600 | 15260 | 12898455.3235 | 14105 | 717004.716 | 10398 | 539072.1407 | 92293.8 | 112160000 | 912 | 3875540.8572 | 912 | 453426.6385 | 902 | 417866.1576 | 57168.8 | 70527600 | 131 | 4750210.9105 | 131 | 793135.1332 | 131 | 772929.0955 | 89622.6 | 113485000 | 1320.2605 | 93.6% | 59.93% | 5.594% | 18.01% | 0.8035% | 22.07% | 92.43% | 5.559% | 68.14% | 4.179% | 100% | 11.7% | 98.9% | 10.78% | 100% | 16.7% | 100% | 16.27% | City Large | 3795.0006 | South Atlantic
23453 | 1 | Norfolk | 0 | VA | 2007 | 8510 | 9474028.4951 | 117702.2 | 144753000 | 8047 | 6406031.6656 | 7932 | 480329.3798 | 7203 | 370208.4542 | 66129.5 | 80112100 | 424 | 1585018.8651 | 424 | 177828.8838 | 421 | 159989.0676 | 23129.4 | 28522800 | 39 | 1482977.9644 | 39 | 253831.8484 | 39 | 248781.7924 | 28443.3 | 36118100 | 1113.2818 | 94.56% | 67.62% | 4.982% | 16.73% | 0.4583% | 15.65% | 98.57% | 7.498% | 89.51% | 5.779% | 100% | 11.22% | 99.29% | 10.09% | 100% | 17.12% | 100% | 16.78% | City Large | 3567.6646 | South Atlantic
23454 | 1 | Norfolk | 0 | VA | 2007 | 16750 | 22925901.8923 | 266009.2 | 326962000 | 15488 | 14699278.7315 | 15113 | 993519.6751 | 13012 | 755528.9681 | 133076 | 161366000 | 1142 | 4622201.5349 | 1142 | 542618.3563 | 1129 | 496205.2889 | 68183.4 | 83951000 | 120 | 3604421.626 | 120 | 568296.0479 | 120 | 546691.2677 | 64749.8 | 81645000 | 1368.7106 | 92.47% | 64.12% | 6.818% | 20.16% | 0.7164% | 15.72% | 97.58% | 6.759% | 84.01% | 5.14% | 100% | 11.74% | 98.86% | 10.74% | 100% | 15.77% | 100% | 15.17% | City Large | 1946.2302 | South Atlantic
23455 | 0.99194 | Norfolk | 0 | VA | 2007 | 13541 | 19329003.8128 | 222401.2 | 288466800 | 12538 | 11916552.7096 | 12132 | 744372.6035 | 9922 | 559904.5988 | 98013 | 125275000 | 874 | 3556247.7053 | 874 | 405191.5479 | 868 | 370308.1999 | 53090.1 | 68378400 | 129 | 3856203.398 | 129 | 628661.8297 | 129 | 610864.3306 | 71298.1 | 94813400 | 1427.4429 | 92.59% | 61.65% | 6.454% | 18.4% | 0.9527% | 19.95% | 96.76% | 6.247% | 79.14% | 4.699% | 100% | 11.39% | 99.31% | 10.41% | 100% | 16.3% | 100% | 15.84% | City Large | 2763.2819 | South Atlantic
23456 | 0.82472 | Norfolk | 0 | VA | 2007 | 16160 | 17100837.9288 | 197692.3 | 240333800 | 15654 | 13686644.128 | 15372 | 998018.6723 | 14024 | 768588.7001 | 142739 | 171900000 | 454 | 1668640.5442 | 454 | 168753.0057 | 450 | 149060.4102 | 23356.3 | 28535100 | 52 | 1745553.2566 | 52 | 275369.3683 | 52 | 265630.9793 | 31597 | 39898700 | 1058.2202 | 96.87% | 80.03% | 2.809% | 9.758% | 0.3218% | 10.21% | 98.2% | 7.292% | 89.59% | 5.616% | 100% | 10.11% | 99.12% | 8.933% | 100% | 15.78% | 100% | 15.22% | City Large | 913.2426 | South Atlantic
23457 | 0.55801 | Norfolk | 0 | VA | 2007 | 1902 | 1831985.4468 | 23599.445 | 28317033 | 1836 | 1557866.1799 | 1785 | 134959.6172 | 1539 | 108604.5767 | 19079.3 | 22802800 | 64 | 226958.6726 | 64 | 26706.947 | 64 | 24706.8935 | 3795.81 | 4597980 | 2 | 47160.5943 | 2 | 6645.9263 | 2 | 6081.957 | 724.335 | 916253 | 963.189 | 96.53% | 85.04% | 3.365% | 12.39% | 0.1052% | 2.574% | 97.22% | 8.663% | 83.82% | 6.971% | 100% | 11.77% | 100% | 10.89% | 100% | 14.09% | 100% | 12.9% | City Large | 38.9757 | South Atlantic
23459 | 0.97952 | Norfolk | 0 | VA | 2007 | 160 | 613083.2838 | 9981.01 | 12364010 | 99 | 86809.2456 | 99 | 9885.7847 | 85 | 8720.8359 | 1252.12 | 1509780 | 52 | 281717.9348 | 52 | 35637.9392 | 52 | 33351.9529 | 4478.04 | 5496530 | 9 | 244556.1033 | 9 | 36168.5586 | 9 | 35190.0605 | 4250.85 | 5357700 | 3831.7705 | 61.88% | 14.16% | 32.5% | 45.95% | 5.625% | 39.89% | 100% | 11.39% | 85.86% | 10.05% | 100% | 12.65% | 100% | 11.84% | 100% | 14.79% | 100% | 14.39% | City Large | 835.9087 | South Atlantic
23460 | 1 | Norfolk | 0 | VA | 2007 | 128 | 873312.9338 | 14540.438 | 18402610 | 79 | 70660.3054 | 78 | 7551.4872 | 69 | 6535.8651 | 878.958 | 1108840 | 30 | 143128.5026 | 30 | 19130.8269 | 30 | 18030.2308 | 2152.88 | 2726870 | 19 | 659524.1258 | 19 | 99023.5123 | 19 | 95608.3965 | 11508.6 | 14566900 | 6822.7573 | 61.72% | 8.091% | 23.44% | 16.39% | 14.84% | 75.52% | 98.73% | 10.69% | 87.34% | 9.25% | 100% | 13.37% | 100% | 12.6% | 100% | 15.01% | 100% | 14.5% | City Large | 156.5933 | South Atlantic
23461 | 1 | Norfolk | 0 | VA | 2007 | 4 | 14330.5725 | 240.9879 | 300999.8 | 3 | 3911.0601 | 3 | 547.8043 | 3 | 484.762 | 67.0909 | 79620.8 | 1 | 10419.5124 | 1 | 1615.1958 | 1 | 1538.1072 | 173.897 | 221379 | 0 | 0 | 0 | 0 | 0 | 0 | 0 | 0 | 3582.6431 | 75% | 27.29% | 25% | 72.71% | 0% | 0% | 100% | 14.01% | 100% | 12.39% | 100% | 15.5% | 100% | 14.76% | #DIV/0! | #DIV/0! | #DIV/0! | #DIV/0! | City Large | 767.2032 | South Atlantic
23462 | 1 | Norfolk | 0 | VA | 2007 | 12752 | 19089058.6926 | 238868.9 | 310330100 | 11189 | 9471078.0126 | 10698 | 654919.9721 | 8599 | 500769.1457 | 86953.1 | 111055000 | 1432 | 5541883.7542 | 1431 | 616060.7453 | 1428 | 558231.3065 | 79071.5 | 102661000 | 131 | 4076096.9258 | 131 | 642512.4878 | 131 | 617417.9614 | 72844.3 | 96614100 | 1496.9463 | 87.74% | 49.62% | 11.23% | 29.03% | 1.027% | 21.35% | 95.61% | 6.915% | 76.85% | 5.287% | 99.93% | 11.12% | 99.72% | 10.07% | 100% | 15.76% | 100% | 15.15% | City Large | 4956.2867 | South Atlantic
23464 | 1 | Norfolk | 0 | VA | 2007 | 20696 | 21965535.866 | 235790.1 | 303187000 | 19963 | 17145482.6358 | 19458 | 1164533.5899 | 16967 | 886296.8351 | 158148 | 201557000 | 664 | 2587236.0677 | 664 | 286314.5197 | 660 | 259467.8748 | 38133.2 | 49333900 | 69 | 2232817.1625 | 69 | 339677.637 | 69 | 324676.4027 | 39508.9 | 52296100 | 1061.3421 | 96.46% | 78.06% | 3.208% | 11.78% | 0.3334% | 10.17% | 97.47% | 6.792% | 84.99% | 5.169% | 100% | 11.07% | 99.4% | 10.03% | 100% | 15.21% | 100% | 14.54% | City Large | 4120.3969 | South Atlantic
23502 | 1 | Norfolk | Norfolk, VA | VA | 2007 | 6800 | 13109330.3562 | 192475.4 | 254372500 | 6101 | 4454609.0675 | 5638 | 279931.0305 | 4146 | 214059.0978 | 35786.5 | 46136200 | 529 | 2852439.8033 | 529 | 402087.424 | 528 | 381505.0434 | 46648.9 | 61577300 | 170 | 5802281.4854 | 170 | 982663.2561 | 170 | 957894.2006 | 110040 | 146659000 | 1927.8427 | 89.72% | 33.98% | 7.779% | 21.76% | 2.5% | 44.26% | 92.41% | 6.284% | 67.96% | 4.805% | 100% | 14.1% | 99.81% | 13.37% | 100% | 16.94% | 100% | 16.51% | City Midsize | 2169.8671 | South Atlantic
23503 | 0.10122 | Norfolk | Norfolk, VA | VA | 2007 | 715 | 461624.2852 | 3937.92 | 4864004 | 706 | 404484.4297 | 680 | 24814.2138 | 524 | 17697.6204 | 3158.94 | 3880350 | 9 | 57139.8555 | 9 | 5816.5431 | 9 | 5388.2076 | 778.98 | 983654 | 0 | 0 | 0 | 0 | 0 | 0 | 0 | 0 | 645.6284 | 98.74% | 87.62% | 1.259% | 12.38% | 0% | 0% | 96.32% | 6.135% | 74.22% | 4.375% | 100% | 10.18% | 100% | 9.43% | #DIV/0! | #DIV/0! | #DIV/0! | #DIV/0! | City Midsize | 5294.2251 | South Atlantic
23504 | 1 | Norfolk | Norfolk, VA | VA | 2007 | 5199 | 6090751.9955 | 82888.4 | 107977800 | 4827 | 2947949.2644 | 4778 | 224892.4835 | 3769 | 168310.4425 | 28890.8 | 36726700 | 302 | 1339267.9853 | 302 | 175717.2671 | 301 | 163467.3066 | 21247.9 | 27710800 | 70 | 1803534.7459 | 70 | 289043.4196 | 70 | 278929.2832 | 32749.7 | 43540300 | 1171.5238 | 92.84% | 48.4% | 5.809% | 21.99% | 1.346% | 29.61% | 98.98% | 7.629% | 78.08% | 5.709% | 100% | 13.12% | 99.67% | 12.21% | 100% | 16.03% | 100% | 15.47% | City Midsize | 5315.6041 | South Atlantic
23505 | 0.84302 | Norfolk | Norfolk, VA | VA | 2007 | 6505 | 8522889.1051 | 100991.6 | 124882900 | 6063 | 4383159.6396 | 5781 | 272186.4496 | 4240 | 203094.0926 | 33375 | 40605200 | 369 | 1533943.3215 | 369 | 171341.7332 | 368 | 155919.6071 | 21620.8 | 26516600 | 73 | 2605786.144 | 73 | 395257.7108 | 73 | 381209.9352 | 45995.8 | 57761100 | 1310.2059 | 93.21% | 51.43% | 5.673% | 18% | 1.122% | 30.57% | 95.35% | 6.21% | 69.93% | 4.634% | 100% | 11.17% | 99.73% | 10.16% | 100% | 15.17% | 100% | 14.63% | City Midsize | 3183.3722 | South Atlantic
23507 | 1 | Norfolk | Norfolk, VA | VA | 2007 | 1378 | 2483031.9458 | 31692 | 39831910 | 1263 | 992939.8973 | 1253 | 70415.0162 | 1022 | 50706.6866 | 8151.3 | 10073500 | 101 | 403165.3649 | 101 | 46242.4559 | 100 | 42264.6998 | 5352.5 | 6730310 | 14 | 1086926.6836 | 14 | 162106.2841 | 14 | 156277.2289 | 18188.2 | 23028100 | 1801.91 | 91.65% | 39.99% | 7.329% | 16.24% | 1.016% | 43.77% | 99.21% | 7.092% | 80.92% | 5.107% | 100% | 11.47% | 99.01% | 10.48% | 100% | 14.91% | 100% | 14.38% | City Midsize | 17606.2862 | South Atlantic
23508 | 1 | Norfolk | Norfolk, VA | VA | 2007 | 4961 | 4904282.9059 | 54930.7 | 67235200 | 4741 | 2950623.4111 | 4614 | 188880.0082 | 3420 | 135871.4715 | 23532.9 | 28175700 | 178 | 909871.1498 | 178 | 113985.4498 | 178 | 106937.2572 | 13501.5 | 16780700 | 42 | 1043788.345 | 42 | 154797.0703 | 42 | 147800.7828 | 17896.3 | 22278800 | 988.5674 | 95.57% | 60.16% | 3.588% | 18.55% | 0.8466% | 21.28% | 97.32% | 6.401% | 72.14% | 4.605% | 100% | 12.53% | 100% | 11.75% | 100% | 14.83% | 100% | 14.16% | City Midsize | 4656.3562 | South Atlantic
23509 | 1 | Norfolk | Norfolk, VA | VA | 2007 | 4760 | 3766915.1146 | 37686.19 | 48710900 | 4635 | 2720362.9262 | 4475 | 166942.7133 | 3215 | 112933.5511 | 19887.8 | 25291600 | 104 | 516297.8252 | 104 | 73576.6667 | 104 | 69161.221 | 8464.36 | 11152500 | 21 | 530254.3632 | 21 | 80467.0884 | 21 | 77409.209 | 9334.03 | 12266800 | 791.3687 | 97.37% | 72.22% | 2.185% | 13.71% | 0.4412% | 14.08% | 96.55% | 6.137% | 69.36% | 4.151% | 100% | 14.25% | 100% | 13.4% | 100% | 15.18% | 100% | 14.6% | City Midsize | 4732.2123 | South Atlantic
23510 | 1 | Norfolk | Norfolk, VA | VA | 2007 | 502 | 3119356.057 | 44681.25 | 58911220 | 260 | 272771.4067 | 258 | 28256.9456 | 238 | 23788.2889 | 3417.35 | 4388020 | 172 | 811384.7558 | 172 | 101813.8723 | 172 | 93851.0215 | 11939 | 15593500 | 70 | 2035199.8944 | 70 | 264413.2203 | 70 | 246801.1509 | 29324.9 | 38929700 | 6213.8567 | 51.79% | 8.744% | 34.26% | 26.01% | 13.94% | 65.24% | 99.23% | 10.36% | 91.54% | 8.721% | 100% | 12.55% | 100% | 11.57% | 100% | 12.99% | 100% | 12.13% | City Midsize | 6300.3519 | South Atlantic
23511 | 0.14021 | Norfolk | Norfolk, VA | VA | 2007 | 152 | 233363.2166 | 2922.26 | 3669255 | 145 | 144977.4129 | 144 | 14820.0181 | 142 | 12844.9308 | 1581.82 | 1990200 | 4 | 23067.6846 | 4 | 2491.6981 | 4 | 2423.6569 | 338.4 | 426315 | 3 | 65318.1191 | 3 | 8159.7043 | 3 | 7907.4816 | 1002.04 | 1252740 | 1535.2843 | 95.39% | 62.13% | 2.632% | 9.885% | 1.974% | 27.99% | 99.31% | 10.22% | 97.93% | 8.86% | 100% | 10.8% | 100% | 10.51% | 100% | 12.49% | 100% | 12.11% | City Midsize | 534.225 | South Atlantic
23513 | 1 | Norfolk | Norfolk, VA | VA | 2007 | 8244 | 7365195.4831 | 80505.8 | 104646500 | 7910 | 4693583.6267 | 7624 | 301106.6279 | 5735 | 216582.2562 | 37207 | 47426100 | 291 | 1508489.8561 | 291 | 191657.586 | 291 | 176949.6311 | 22124.8 | 29072700 | 43 | 1163122.0003 | 43 | 189221.7486 | 43 | 182869.6561 | 21174 | 28147700 | 893.4007 | 95.95% | 63.73% | 3.53% | 20.48% | 0.5216% | 15.79% | 96.38% | 6.415% | 72.5% | 4.614% | 100% | 12.71% | 100% | 11.73% | 100% | 16.27% | 100% | 15.72% | City Midsize | 5670.8225 | South Atlantic
23517 | 1 | Norfolk | Norfolk, VA | VA | 2007 | 1137 | 2630636.5093 | 38667.9 | 51021600 | 911 | 683222.2468 | 907 | 56957.4786 | 709 | 42513.1625 | 6297.5 | 8163300 | 174 | 836572.9546 | 174 | 114725.2956 | 173 | 106241.8748 | 12866.7 | 17002800 | 52 | 1110841.3079 | 52 | 174675.034 | 52 | 166815.0444 | 19503.7 | 25855500 | 2313.6645 | 80.12% | 25.97% | 15.3% | 31.8% | 4.573% | 42.23% | 99.56% | 8.337% | 77.83% | 6.222% | 100% | 13.71% | 99.43% | 12.7% | 100% | 15.72% | 100% | 15.02% | City Midsize | 7290.8918 | South Atlantic
23518 | 0.96929 | Norfolk | Norfolk, VA | VA | 2007 | 8677 | 8559956.5697 | 87469.3 | 113015600 | 8430 | 6362114.4616 | 8091 | 414815.8031 | 6295 | 311317.4356 | 52904.7 | 67663800 | 205 | 948599.9157 | 205 | 114380.5551 | 204 | 105255.5403 | 14101.3 | 18202400 | 42 | 1249242.1925 | 42 | 181192.4942 | 42 | 173534.8318 | 20463.3 | 27149400 | 986.5111 | 97.15% | 74.32% | 2.363% | 11.08% | 0.484% | 14.59% | 95.98% | 6.52% | 74.67% | 4.893% | 100% | 12.06% | 99.51% | 11.1% | 100% | 14.5% | 100% | 13.89% | City Midsize | 3247.8141 | South Atlantic
23523 | 1 | Norfolk | Norfolk, VA | VA | 2007 | 1996 | 3342824.3536 | 47370 | 62586600 | 1867 | 1241036.7046 | 1855 | 103723.5085 | 1459 | 78503.9467 | 12606.4 | 16354200 | 106 | 487160.1551 | 106 | 67606.0666 | 106 | 63467.9744 | 7822 | 10316200 | 23 | 1614627.4938 | 23 | 238767.171 | 23 | 227678.2742 | 26941.6 | 35916200 | 1674.7617 | 93.54% | 37.13% | 5.311% | 14.57% | 1.152% | 48.3% | 99.36% | 8.358% | 78.15% | 6.326% | 100% | 13.88% | 100% | 13.03% | 100% | 14.79% | 100% | 14.1% | City Midsize | 2717.2836 | South Atlantic
23551 | 1 | Norfolk | Norfolk, VA | VA | 2007 | 23 | 278024.6145 | 4454.3727 | 5445527.7 | 9 | 8032.4026 | 9 | 768.0446 | 9 | 617.3944 | 79.5227 | 99877.7 | 9 | 62096.8036 | 9 | 8168.6013 | 9 | 7751.9442 | 1094.61 | 1301420 | 5 | 207895.4083 | 5 | 26096.4902 | 5 | 24656.7268 | 3280.24 | 4044230 | 12088.0267 | 39.13% | 2.889% | 39.13% | 22.34% | 21.74% | 74.78% | 100% | 9.562% | 100% | 7.686% | 100% | 13.15% | 100% | 12.48% | 100% | 12.55% | 100% | 11.86% | City Midsize | 4170.6917 | South Atlantic
23601 | 1 | Norfolk | 0 | VA | 2007 | 8049 | 8514314.7937 | 89237.8 | 115004600 | 7640 | 5240177.7728 | 7104 | 305177.7752 | 5021 | 226557.4297 | 39012 | 49429200 | 356 | 1546984.63 | 356 | 170597.4767 | 352 | 155509.3458 | 20534.5 | 26712100 | 53 | 1727152.3908 | 53 | 259244.3971 | 53 | 246258.0194 | 29691.3 | 38863300 | 1057.8103 | 94.92% | 61.55% | 4.423% | 18.17% | 0.6585% | 20.29% | 92.98% | 5.824% | 65.72% | 4.323% | 100% | 11.03% | 98.88% | 10.05% | 100% | 15.01% | 100% | 14.26% | City Midsize | 2695.3392 | South Atlantic
23602 | 0.8554 | Norfolk | 0 | VA | 2007 | 9519 | 12408249.7918 | 137145.9 | 177347600 | 8828 | 6742444.1411 | 8245 | 376538.411 | 6053 | 276170.4684 | 48566.7 | 61656600 | 615 | 2387532.2694 | 615 | 233145.3368 | 601 | 207359.1046 | 29630.2 | 38149800 | 76 | 3278273.3814 | 76 | 525751.6246 | 76 | 506677.589 | 58949 | 77541200 | 1303.5245 | 92.74% | 54.34% | 6.461% | 19.24% | 0.7984% | 26.42% | 93.4% | 5.585% | 68.57% | 4.096% | 100% | 9.765% | 97.72% | 8.685% | 100% | 16.04% | 100% | 15.46% | City Midsize | 2921.223 | South Atlantic
23603 | 0.15155 | Norfolk | 0 | VA | 2007 | 4 | 9437.5103 | 65.9405 | 83040.01 | 2 | 3082.464 | 2 | 85.4446 | 2 | 51 | 6.6802 | 8690.21 | 2 | 6355.0463 | 2 | 421.2232 | 2 | 375.2434 | 59.2603 | 74349.8 | 0 | 0 | 0 | 0 | 0 | 0 | 0 | 0 | 2359.3776 | 50% | 32.66% | 50% | 67.34% | 0% | 0% | 100% | 2.772% | 100% | 1.655% | 100% | 6.628% | 100% | 5.905% | #DIV/0! | #DIV/0! | #DIV/0! | #DIV/0! | City Midsize | 431.5233 | South Atlantic
23605 | 1 | Norfolk | 0 | VA | 2007 | 4419 | 4616753.7227 | 53939.8 | 68171800 | 4185 | 2435740.5277 | 3938 | 148863.7768 | 2632 | 101254.2698 | 17196.5 | 21353800 | 197 | 831991.4513 | 197 | 97332.1462 | 197 | 88434.4815 | 12152.4 | 15219500 | 37 | 1349021.7437 | 37 | 223168.8702 | 37 | 215355.4798 | 24590.9 | 31598500 | 1044.7508 | 94.7% | 52.76% | 4.458% | 18.02% | 0.8373% | 29.22% | 94.1% | 6.112% | 62.89% | 4.157% | 100% | 11.7% | 100% | 10.63% | 100% | 16.54% | 100% | 15.96% | City Midsize | 3854.8792 | South Atlantic
23606 | 0.91654 | Norfolk | 0 | VA | 2007 | 6697 | 10566176.8304 | 113255.1 | 146854700 | 6010 | 5046560.2705 | 5228 | 227768.9591 | 3240 | 161995.2698 | 27971.1 | 35482900 | 579 | 2643892.2599 | 579 | 297910.249 | 573 | 270253.4127 | 35946.5 | 46621700 | 108 | 2875724.3 | 108 | 437374.2246 | 108 | 418783.2841 | 49337.5 | 64750100 | 1577.7478 | 89.74% | 47.76% | 8.646% | 25.02% | 1.613% | 27.22% | 86.99% | 4.513% | 53.91% | 3.21% | 100% | 11.27% | 98.96% | 10.22% | 100% | 15.21% | 100% | 14.56% | City Midsize | 2474.0682 | South Atlantic
23607 | 1 | Norfolk | 0 | VA | 2007 | 7407 | 9711196.5641 | 117569.1 | 147241400 | 6871 | 4288269.359 | 6801 | 298249.197 | 4934 | 207140.2694 | 34206.9 | 42297000 | 441 | 2089403.4431 | 441 | 258678.3034 | 438 | 236935.9708 | 29516.4 | 37152600 | 95 | 3333523.762 | 95 | 459017.1039 | 95 | 435425.1573 | 53845.8 | 67791800 | 1311.0836 | 92.76% | 44.16% | 5.954% | 21.52% | 1.283% | 34.33% | 98.98% | 6.955% | 71.81% | 4.83% | 100% | 12.38% | 99.32% | 11.34% | 100% | 13.77% | 100% | 13.06% | City Midsize | 2291.4397 | South Atlantic
23608 | 0.67504 | Norfolk | 0 | VA | 2007 | 6429 | 6894608.0779 | 76715.4 | 98917200 | 6062 | 4269846.4564 | 5702 | 271048.9595 | 4434 | 207243.2957 | 35408.4 | 45103400 | 328 | 1336664.1247 | 328 | 142711.4962 | 327 | 129773.7199 | 17855.2 | 23040400 | 39 | 1288097.4968 | 39 | 206224.6864 | 39 | 199289.6491 | 23451.8 | 30773400 | 1072.4231 | 94.29% | 61.93% | 5.102% | 19.39% | 0.6066% | 18.68% | 94.06% | 6.348% | 73.14% | 4.854% | 100% | 10.68% | 99.7% | 9.709% | 100% | 16.01% | 100% | 15.47% | City Midsize | 3582.7478 | South Atlantic
23651 | 0.96324 | Norfolk | 0 | VA | 2007 | 260 | 604327.6173 | 8949.57 | 10786920 | 195 | 210379.5202 | 195 | 18485.6134 | 186 | 14998.505 | 2587.21 | 3051190 | 57 | 245160.3882 | 57 | 30053.5184 | 57 | 27668.0316 | 4015.56 | 4815220 | 8 | 148787.7089 | 8 | 20095.0322 | 8 | 18429.6015 | 2346.8 | 2920510 | 2324.337 | 75% | 34.81% | 21.92% | 40.57% | 3.077% | 24.62% | 100% | 8.787% | 95.38% | 7.129% | 100% | 12.26% | 100% | 11.29% | 100% | 13.51% | 100% | 12.39% | City Midsize | 39.7332 | South Atlantic
23661 | 1 | Norfolk | 0 | VA | 2007 | 6379 | 6451685.3451 | 84390.7 | 106540100 | 6076 | 3438520.422 | 5847 | 231444.5711 | 4476 | 172940.9137 | 29837.8 | 36688800 | 250 | 1225301.1238 | 250 | 176410.0264 | 250 | 167904.2578 | 20243.7 | 25789200 | 53 | 1787863.7993 | 53 | 307010.1152 | 53 | 300874.8744 | 34309.2 | 44062100 | 1011.3945 | 95.25% | 53.3% | 3.919% | 18.99% | 0.8309% | 27.71% | 96.23% | 6.731% | 73.67% | 5.03% | 100% | 14.4% | 100% | 13.7% | 100% | 17.17% | 100% | 16.83% | City Midsize | 3279.9539 | South Atlantic
23662 | 1 | Norfolk | 0 | VA | 2007 | 4859 | 4728331.6936 | 48768.05 | 59953280 | 4720 | 3958150.8261 | 4535 | 258685.1592 | 3671 | 197447.8132 | 35877.5 | 44016000 | 129 | 495469.7888 | 129 | 52738.7942 | 129 | 48244.7644 | 7621.33 | 9329150 | 10 | 274711.0787 | 10 | 43907.8715 | 10 | 42458.3784 | 5269.22 | 6608130 | 973.108 | 97.14% | 83.71% | 2.655% | 10.48% | 0.2058% | 5.81% | 96.08% | 6.536% | 77.78% | 4.988% | 100% | 10.64% | 100% | 9.737% | 100% | 15.98% | 100% | 15.46% | Suburb Large | 606.019 | South Atlantic
23663 | 1 | Norfolk | 0 | VA | 2007 | 5001 | 3596119.0719 | 37030.54 | 46585830 | 4894 | 2761353.9204 | 4708 | 179460.2253 | 3651 | 136318.6707 | 23466.5 | 29269200 | 93 | 437221.0734 | 93 | 49161.9927 | 92 | 44520.7113 | 6044.05 | 7659290 | 14 | 397544.0781 | 14 | 67302.9869 | 14 | 65315.0915 | 7519.99 | 9657340 | 719.08 | 97.86% | 76.79% | 1.86% | 12.16% | 0.2799% | 11.05% | 96.2% | 6.499% | 74.6% | 4.937% | 100% | 11.24% | 98.92% | 10.18% | 100% | 16.93% | 100% | 16.43% | City Midsize | 4255.0478 | South Atlantic
23664 | 1 | Norfolk | 0 | VA | 2007 | 4056 | 3073970.9864 | 28755.031 | 35396369 | 3980 | 2778193.2979 | 3869 | 189525.5127 | 3119 | 137613.0231 | 24685.4 | 30376400 | 74 | 265525.7043 | 74 | 26958.8291 | 74 | 22983.1442 | 3534.26 | 4341960 | 2 | 30251.9842 | 2 | 4481.2875 | 2 | 4347.5437 | 535.371 | 678009 | 757.8824 | 98.13% | 90.38% | 1.824% | 8.638% | 0.04931% | 0.9841% | 97.21% | 6.822% | 78.37% | 4.953% | 100% | 10.15% | 100% | 8.656% | 100% | 14.81% | 100% | 14.37% | City Midsize | 1329.08 | South Atlantic
23665 | 1 | Norfolk | 0 | VA | 2007 | 1071 | 3606479.7512 | 53534.54 | 67115000 | 778 | 784310.2924 | 771 | 63420.8841 | 676 | 51014.7183 | 8079.84 | 10033900 | 227 | 1065326.3279 | 227 | 127717.6233 | 227 | 117641.3918 | 16361.1 | 20450400 | 66 | 1756843.1309 | 66 | 235713.0734 | 66 | 224943.289 | 29093.6 | 36630700 | 3367.3947 | 72.64% | 21.75% | 21.2% | 29.54% | 6.162% | 48.71% | 99.1% | 8.086% | 86.89% | 6.504% | 100% | 11.99% | 100% | 11.04% | 100% | 13.42% | 100% | 12.8% | City Midsize | 813.2233 | South Atlantic
23666 | 1 | Norfolk | 0 | VA | 2007 | 14938 | 18232244.9516 | 223142.3 | 277667700 | 14033 | 10604361.2442 | 13685 | 712753.978 | 11248 | 539063.2138 | 94695.3 | 115422000 | 778 | 3420290.0102 | 777 | 391899.9721 | 774 | 359901.2171 | 50888.4 | 63109800 | 127 | 4207593.6972 | 127 | 686521.7182 | 127 | 666315.9359 | 77558.6 | 99135900 | 1220.5278 | 93.94% | 58.16% | 5.208% | 18.76% | 0.8502% | 23.08% | 97.52% | 6.721% | 80.15% | 5.083% | 99.87% | 11.46% | 99.49% | 10.52% | 100% | 16.32% | 100% | 15.84% | City Midsize | 2476.145 | South Atlantic
23667 | 1 | Norfolk | 0 | VA | 2007 | 7 | 69885.8822 | 1161.6925 | 1450747.9 | 4 | 3111.8072 | 4 | 143.6349 | 3 | 107.6293 | 15.0185 | 19095.6 | 1 | 4905.0418 | 1 | 658 | 1 | 652 | 73.024 | 93992.3 | 2 | 61869.0333 | 2 | 8746.7904 | 2 | 8360.2298 | 1073.65 | 1337660 | 9983.6975 | 57.14% | 4.453% | 14.29% | 7.019% | 28.57% | 88.53% | 100% | 4.616% | 75% | 3.459% | 100% | 13.41% | 100% | 13.29% | 100% | 14.14% | 100% | 13.51% | City Midsize | 3437.4684 | South Atlantic
23668 | 1 | Norfolk | 0 | VA | 2007 | 4 | 6948.3209 | 74.8288 | 94971.98 | 2 | 861.9841 | 2 | 53.7262 | 1 | 42.7717 | 7.6239 | 9653.98 | 2 | 6086.3368 | 2 | 614.5272 | 2 | 478.7019 | 67.2049 | 85318 | 0 | 0 | 0 | 0 | 0 | 0 | 0 | 0 | 1737.0802 | 50% | 12.41% | 50% | 87.59% | 0% | 0% | 100% | 6.233% | 50% | 4.962% | 100% | 10.1% | 100% | 7.865% | #DIV/0! | #DIV/0! | #DIV/0! | #DIV/0! | City Midsize | 3437.4684 | South Atlantic
23669 | 1 | Norfolk | 0 | VA | 2007 | 13673 | 13053616.0861 | 135811.1 | 168090100 | 13146 | 9431388.9418 | 12555 | 588206.0099 | 9762 | 440100.1592 | 77378.5 | 94723600 | 469 | 1958656.5517 | 469 | 225424.0323 | 465 | 207961.9212 | 29073.9 | 36010500 | 58 | 1663570.5927 | 58 | 255975.2725 | 58 | 245063.1237 | 29358.7 | 37356000 | 954.7002 | 96.15% | 72.25% | 3.43% | 15% | 0.4242% | 12.74% | 95.5% | 6.237% | 74.26% | 4.666% | 100% | 11.51% | 99.15% | 10.62% | 100% | 15.39% | 100% | 14.73% | City Midsize | 2998.7162 | South Atlantic
23690 | 0.42585 | Norfolk | 0 | VA | 2007 | 115 | 222608.2805 | 2772.638 | 3637484 | 102 | 71809.9658 | 89 | 4858.2661 | 65 | 3993.3321 | 552.769 | 721861 | 11 | 51663.9291 | 11 | 5509.9372 | 10 | 5125.2986 | 657.789 | 859663 | 2 | 99134.3856 | 2 | 14400.7863 | 2 | 13469.1622 | 1562.08 | 2055960 | 1935.7242 | 88.7% | 32.26% | 9.565% | 23.21% | 1.739% | 44.53% | 87.25% | 6.765% | 63.73% | 5.561% | 100% | 10.66% | 90.91% | 9.92% | 100% | 14.53% | 100% | 13.59% | Suburb Large | 215.3953 | South Atlantic
23692 | 0.97828 | Norfolk | 0 | VA | 2007 | 7075 | 8566613.0428 | 75566.6 | 96720300 | 6702 | 6301810.9156 | 6104 | 306954.7642 | 4131 | 227694.1961 | 40256.9 | 50891800 | 340 | 1386894.8157 | 339 | 161330.6407 | 336 | 147382.2002 | 19911.5 | 25601500 | 33 | 877907.3115 | 33 | 135450.1722 | 33 | 130481.1978 | 15398.2 | 20227000 | 1210.8287 | 94.73% | 73.56% | 4.806% | 16.19% | 0.4664% | 10.25% | 91.08% | 4.871% | 61.64% | 3.613% | 99.71% | 11.63% | 98.82% | 10.63% | 100% | 15.43% | 100% | 14.86% | Suburb Large | 711.5723 | South Atlantic
23693 | 1 | Norfolk | 0 | VA | 2007 | 7010 | 8170457.6607 | 80139 | 101546800 | 6705 | 6351192.4985 | 6489 | 373502.354 | 5250 | 279924.7641 | 51321.6 | 64342200 | 281 | 984820.8619 | 281 | 106037.1832 | 276 | 94830.1946 | 13578.3 | 17373200 | 24 | 834444.3003 | 24 | 130706.7941 | 24 | 125189.9957 | 15239.1 | 19831400 | 1165.5432 | 95.65% | 77.73% | 4.009% | 12.05% | 0.3424% | 10.21% | 96.78% | 5.881% | 78.3% | 4.407% | 100% | 10.77% | 98.22% | 9.629% | 100% | 15.66% | 100% | 15% | Suburb Large | 1721.1996 | South Atlantic
23696 | 0.96568 | Norfolk | 0 | VA | 2007 | 1743 | 1602434.0317 | 13809.07 | 17438850 | 1719 | 1444764.8664 | 1613 | 84155.4256 | 1221 | 62535.1443 | 11244.9 | 14134000 | 20 | 74708.3487 | 20 | 8473.5737 | 20 | 7608.0866 | 1055.48 | 1357400 | 4 | 82960.8166 | 4 | 12505.6938 | 4 | 11971.3506 | 1508.69 | 1947450 | 919.354 | 98.62% | 90.16% | 1.147% | 4.662% | 0.2295% | 5.177% | 93.83% | 5.825% | 71.03% | 4.328% | 100% | 11.34% | 100% | 10.18% | 100% | 15.07% | 100% | 14.43% | Suburb Large | 484.2698 | South Atlantic
23701 | 0.80363 | Norfolk | 0 | VA | 2007 | 7686 | 7308168.7105 | 87634.7 | 107824300 | 7406 | 4943270.5884 | 7207 | 359818.5724 | 5820 | 275000.7744 | 46607.2 | 56485200 | 244 | 1127617.9378 | 244 | 146263.4653 | 243 | 136042.5305 | 17842.2 | 22087600 | 36 | 1237280.1843 | 36 | 205849.7033 | 36 | 200213.6363 | 23185.3 | 29251500 | 950.8416 | 96.36% | 67.64% | 3.175% | 15.43% | 0.4684% | 16.93% | 97.31% | 7.279% | 78.58% | 5.563% | 100% | 12.97% | 99.59% | 12.06% | 100% | 16.64% | 100% | 16.18% | City Midsize | 3146.9399 | South Atlantic
23702 | 1 | Norfolk | 0 | VA | 2007 | 3532 | 2838326.6059 | 32388.8 | 42208920 | 3414 | 1918379.958 | 3255 | 126503.0452 | 2388 | 95158.7531 | 16547.9 | 21365600 | 101 | 427228.8785 | 101 | 51676.5874 | 101 | 48022.1342 | 6751.74 | 8734520 | 17 | 492717.7693 | 17 | 80994.773 | 17 | 78818.7433 | 9089.16 | 12108800 | 803.6032 | 96.66% | 67.59% | 2.86% | 15.05% | 0.4813% | 17.36% | 95.34% | 6.594% | 69.95% | 4.96% | 100% | 12.1% | 100% | 11.24% | 100% | 16.44% | 100% | 16% | City Midsize | 3443.7308 | South Atlantic
23703 | 0.72362 | Norfolk | 0 | VA | 2007 | 3797 | 4746476.945 | 46372.66 | 56699800 | 3573 | 3488210.118 | 3422 | 202864.4668 | 2636 | 150946.6511 | 26425.3 | 31903700 | 204 | 776041.1212 | 204 | 91925.2915 | 202 | 84833.6203 | 11683.4 | 14432200 | 20 | 482225.7058 | 20 | 71612.1722 | 20 | 69034.6495 | 8263.96 | 10363900 | 1250.0598 | 94.1% | 73.49% | 5.373% | 16.35% | 0.5267% | 10.16% | 95.77% | 5.816% | 73.78% | 4.327% | 100% | 11.85% | 99.02% | 10.93% | 100% | 14.85% | 100% | 14.32% | City Midsize | 1552.6544 | South Atlantic
23704 | 1 | Norfolk | 0 | VA | 2007 | 6088 | 8461400.3603 | 116978.9 | 152188600 | 5674 | 3500983.5191 | 5606 | 287212.8957 | 4670 | 219753.8471 | 37249.3 | 47114300 | 313 | 1615677.083 | 313 | 213267.3724 | 312 | 198294.9279 | 25409.5 | 33264200 | 101 | 3344739.7581 | 101 | 474910.3048 | 101 | 453408.0927 | 54320.1 | 71810100 | 1389.8489 | 93.2% | 41.38% | 5.141% | 19.09% | 1.659% | 39.53% | 98.8% | 8.204% | 82.31% | 6.277% | 100% | 13.2% | 99.68% | 12.27% | 100% | 14.2% | 100% | 13.56% | City Midsize | 3400.5388 | South Atlantic
23707 | 1 | Norfolk | 0 | VA | 2007 | 5275 | 5042729.4126 | 58799.1 | 72609000 | 5075 | 3436372.523 | 4915 | 234562.6531 | 3899 | 179324.6659 | 30960.4 | 37703900 | 173 | 766904.8594 | 173 | 103072.4289 | 172 | 96983.1124 | 12318.7 | 15319400 | 27 | 839452.0302 | 27 | 138481.3058 | 27 | 134372.1344 | 15520 | 19585700 | 955.9677 | 96.21% | 68.15% | 3.28% | 15.21% | 0.5118% | 16.65% | 96.85% | 6.826% | 76.83% | 5.218% | 100% | 13.44% | 99.42% | 12.65% | 100% | 16.5% | 100% | 16.01% | City Midsize | 2974.4816 | South Atlantic
23801 | 0.99541 | Richmond | 0 | VA | 2013 | 1385 | 842570.3024 | 38498.76 | 48711650 | 1166 | 275204.5936 | 1141 | 45123.9307 | 606 | 33852.6125 | 5056.65 | 6064750 | 154 | 187228.796 | 154 | 73225.6695 | 121 | 68925.9739 | 8192.31 | 10379100 | 65 | 380136.9128 | 65 | 225379.0506 | 65 | 219295.8569 | 25249.8 | 32267800 | 608.354 | 84.19% | 32.66% | 11.12% | 22.22% | 4.693% | 45.12% | 97.86% | 16.4% | 51.97% | 12.3% | 100% | 39.11% | 78.57% | 36.81% | 100% | 59.29% | 100% | 57.69% | Rural Fringe | 379.1824 | South Atlantic
23803 | 0.010891 | Richmond | 0 | VA | 2013 | 263 | 37121.0353 | 759.2495 | 866016.7 | 260 | 34532.9442 | 238 | 5996.8998 | 103 | 4163.4988 | 683.462 | 777147 | 3 | 2588.091 | 3 | 584.0221 | 2 | 518.1796 | 75.7875 | 88869.7 | 0 | 0 | 0 | 0 | 0 | 0 | 0 | 0 | 141.1446 | 98.86% | 93.03% | 1.141% | 6.972% | 0% | 0% | 91.54% | 17.37% | 39.62% | 12.06% | 100% | 22.57% | 66.67% | 20.02% | #DIV/0! | #DIV/0! | #DIV/0! | #DIV/0! | Rural Distant | 553.1233 | South Atlantic
23860 | 0.0049019 | Richmond | 0 | VA | 2013 | 243 | 41546.4207 | 932.011 | 1145411 | 231 | 28518.7624 | 212 | 4070.9913 | 60 | 2425.2776 | 361.529 | 433557 | 11 | 9715.5706 | 11 | 4187.1305 | 11 | 3819.9283 | 447.358 | 573100 | 1 | 3312.0877 | 1 | 849.2419 | 1 | 759 | 123.124 | 138754 | 170.9729 | 95.06% | 68.64% | 4.527% | 23.38% | 0.4115% | 7.972% | 91.77% | 14.27% | 25.97% | 8.504% | 100% | 43.1% | 100% | 39.32% | 100% | 25.64% | 100% | 22.92% | Rural Fringe | 523.2224 | South Atlantic
23875 | 0.084214 | Richmond | 0 | VA | 2013 | 656 | 173095.374 | 6010.16 | 7494420 | 597 | 87419.4381 | 561 | 12953.399 | 201 | 8400.9254 | 1390.61 | 1633550 | 52 | 45451.5263 | 52 | 13008.4201 | 40 | 11466.1656 | 1511.51 | 1888780 | 7 | 40224.4096 | 7 | 27338.7195 | 7 | 26770.2676 | 3108.04 | 3972090 | 263.8649 | 91.01% | 50.5% | 7.927% | 26.26% | 1.067% | 23.24% | 93.97% | 14.82% | 33.67% | 9.61% | 100% | 28.62% | 76.92% | 25.23% | 100% | 67.97% | 100% | 66.55% | Rural Fringe | 330.6832 | South Atlantic
25003 | 0.0087425 | Charleston | 0 | WV | 2009 | 37 | 6329.7446 | 388.545 | 446905.2 | 36 | 5768.789 | 36 | 2533.7418 | 27 | 1870.4301 | 337.696 | 389063 | 1 | 560.9556 | 1 | 345.8598 | 1 | 306.6287 | 50.849 | 57842.2 | 0 | 0 | 0 | 0 | 0 | 0 | 0 | 0 | 171.0742 | 97.3% | 91.14% | 2.703% | 8.862% | 0% | 0% | 100% | 43.92% | 75% | 32.42% | 100% | 61.66% | 100% | 54.66% | #DIV/0! | #DIV/0! | #DIV/0! | #DIV/0! | Suburb Midsize | 80.501 | South Atlantic
25064 | 0.98304 | Charleston | 0 | WV | 2009 | 5133 | 994563.6606 | 66107.8 | 80704700 | 4897 | 604210.2668 | 4846 | 259838.9207 | 4350 | 205163.131 | 34674.1 | 41734300 | 202 | 199282.1509 | 202 | 127276.3658 | 196 | 119321.2142 | 14997.2 | 18487300 | 34 | 191071.2429 | 34 | 145180.8361 | 34 | 139433.808 | 16436.5 | 20483100 | 193.7587 | 95.4% | 60.75% | 3.935% | 20.04% | 0.6624% | 19.21% | 98.96% | 43% | 88.83% | 33.96% | 100% | 63.87% | 97.03% | 59.88% | 100% | 75.98% | 100% | 72.97% | Suburb Midsize | 1245.1264 | South Atlantic
25071 | 0.0017509 | Charleston | 0 | WV | 2009 | 26 | 4196.2629 | 169.956 | 203545 | 26 | 4196.2629 | 24 | 1357.9246 | 12 | 1008.9798 | 169.956 | 203545 | 0 | 0 | 0 | 0 | 0 | 0 | 0 | 0 | 0 | 0 | 0 | 0 | 0 | 0 | 0 | 0 | 161.3947 | 100% | 100% | 0% | 0% | 0% | 0% | 92.31% | 32.36% | 46.15% | 24.04% | #DIV/0! | #DIV/0! | #DIV/0! | #DIV/0! | #DIV/0! | #DIV/0! | #DIV/0! | #DIV/0! | Suburb Midsize | 101.5579 | South Atlantic
25143 | 0.26983 | Charleston | 0 | WV | 2009 | 1194 | 224859.7671 | 13614.71 | 16678990 | 1139 | 153708.7379 | 1103 | 64577.5617 | 986 | 50572.5883 | 8104.81 | 9822490 | 49 | 45742.2443 | 49 | 30386.4042 | 48 | 28663.5203 | 3592.5 | 4452520 | 6 | 25408.7849 | 6 | 17901.058 | 6 | 16883.9046 | 1917.4 | 2403980 | 188.3248 | 95.39% | 68.36% | 4.104% | 20.34% | 0.5025% | 11.3% | 96.84% | 42.01% | 86.57% | 32.9% | 100% | 66.43% | 97.96% | 62.66% | 100% | 70.45% | 100% | 66.45% | Suburb Midsize | 668.6186 | South Atlantic
25177 | 0.48638 | Charleston | 0 | WV | 2009 | 11140 | 1837040.3381 | 113269.2 | 135650200 | 10859 | 1487581.4804 | 10733 | 624527.5389 | 9387 | 493558.1484 | 84014.4 | 99543700 | 250 | 204212.689 | 250 | 132843.3713 | 250 | 123861.7947 | 16239.8 | 19913900 | 31 | 145246.1687 | 31 | 115324.4291 | 31 | 110514.1706 | 13015 | 16192600 | 164.9049 | 97.48% | 80.98% | 2.244% | 11.12% | 0.2783% | 7.907% | 98.84% | 41.98% | 86.44% | 33.18% | 100% | 65.05% | 100% | 60.65% | 100% | 79.4% | 100% | 76.09% | Suburb Midsize | 535.1281 | South Atlantic
25202 | 0.73166 | Charleston | 0 | WV | 2009 | 877 | 137936.473 | 7463.92 | 8828224 | 865 | 128625.7764 | 853 | 51773.246 | 710 | 39092.7486 | 6694.88 | 7911570 | 12 | 9310.6966 | 12 | 5458.8025 | 12 | 4955.1767 | 769.04 | 916654 | 0 | 0 | 0 | 0 | 0 | 0 | 0 | 0 | 157.2822 | 98.63% | 93.25% | 1.368% | 6.75% | 0% | 0% | 98.61% | 40.25% | 82.08% | 30.39% | 100% | 58.63% | 100% | 53.22% | #DIV/0! | #DIV/0! | #DIV/0! | #DIV/0! | Suburb Midsize | 149.6642 | South Atlantic
25301 | 1 | Charleston | 0 | WV | 2009 | 762 | 690279.7381 | 49800.21 | 62022700 | 516 | 86125.4465 | 513 | 37542.2251 | 465 | 30389.9672 | 4515.01 | 5522000 | 181 | 196053.1253 | 181 | 127467.6399 | 181 | 120065.9814 | 14547.1 | 18113500 | 65 | 408101.1663 | 65 | 275097.1071 | 65 | 260366.6382 | 30738.1 | 38387200 | 905.8789 | 67.72% | 12.48% | 23.75% | 28.4% | 8.53% | 59.12% | 99.42% | 43.59% | 90.12% | 35.29% | 100% | 65.02% | 100% | 61.24% | 100% | 67.41% | 100% | 63.8% | Suburb Midsize | 2792.7531 | South Atlantic
25302 | 0.67362 | Charleston | 0 | WV | 2009 | 7332 | 1184473.0318 | 68541.7 | 83309200 | 7112 | 876247.4641 | 7058 | 337330.5313 | 6064 | 252136.4504 | 42938.5 | 51574000 | 196 | 179789.78 | 196 | 121656.2931 | 196 | 113013.6148 | 14051.9 | 17394100 | 24 | 128435.7876 | 24 | 100404.3427 | 24 | 97146.7593 | 11551.3 | 14341100 | 161.5484 | 97% | 73.98% | 2.673% | 15.18% | 0.3273% | 10.84% | 99.24% | 38.5% | 85.26% | 28.77% | 100% | 67.67% | 100% | 62.86% | 100% | 78.17% | 100% | 75.64% | Suburb Midsize | 1059.622 | South Atlantic
25303 | 1 | Charleston | 0 | WV | 2009 | 3744 | 895997.4305 | 57703.1 | 70594900 | 3560 | 445469.0451 | 3441 | 167611.4494 | 2888 | 131287.8292 | 21970.2 | 26343700 | 148 | 149147.9392 | 148 | 96514.9156 | 145 | 89444.8724 | 10991.8 | 13629500 | 36 | 301380.4463 | 36 | 200192.5405 | 36 | 192171.1196 | 24741.1 | 30621700 | 239.3156 | 95.09% | 49.72% | 3.953% | 16.65% | 0.9615% | 33.64% | 96.66% | 37.63% | 81.12% | 29.47% | 100% | 64.71% | 97.97% | 59.97% | 100% | 66.43% | 100% | 63.76% | Suburb Midsize | 1640.9236 | South Atlantic
25304 | 0.41298 | Charleston | 0 | WV | 2009 | 3696 | 837870.5033 | 53633.7 | 65632700 | 3476 | 482811.2676 | 3424 | 181904.1855 | 2970 | 141163.494 | 24185.1 | 29095600 | 195 | 171497.4084 | 195 | 110934.7152 | 195 | 102685.9334 | 13333.3 | 16368600 | 25 | 183561.8273 | 25 | 145531.3832 | 25 | 139844.7962 | 16115.3 | 20168500 | 226.6966 | 94.05% | 57.62% | 5.276% | 20.47% | 0.6764% | 21.91% | 98.5% | 37.68% | 85.44% | 29.24% | 100% | 64.69% | 100% | 59.88% | 100% | 79.28% | 100% | 76.18% | Suburb Midsize | 476.7727 | South Atlantic
25305 | 1 | Charleston | 0 | WV | 2009 | 4 | 21187.5434 | 1512.9125 | 1877544.9 | 1 | 286.5484 | 1 | 107.6371 | 1 | 76.5507 | 14.401 | 17937.7 | 1 | 1210.9353 | 1 | 439.3814 | 1 | 382.877 | 49.3815 | 61537.2 | 2 | 19690.0597 | 2 | 12909.162 | 2 | 12117.7621 | 1449.13 | 1798070 | 5296.8858 | 25% | 1.352% | 25% | 5.715% | 50% | 92.93% | 100% | 37.56% | 100% | 26.71% | 100% | 36.28% | 100% | 31.62% | 100% | 65.56% | 100% | 61.54% | Suburb Midsize | 947.4685 | South Atlantic
25306 | 0.066518 | Charleston | 0 | WV | 2009 | 646 | 105909.9327 | 6684.543 | 8012306 | 627 | 81644.2241 | 619 | 35548.7787 | 538 | 28195.8955 | 4673.7 | 5592990 | 17 | 17390.6307 | 17 | 11284.3987 | 17 | 10468.2375 | 1465.73 | 1758570 | 2 | 6875.0779 | 2 | 3491.8194 | 2 | 3349.2102 | 545.113 | 660746 | 163.9473 | 97.06% | 77.09% | 2.632% | 16.42% | 0.3096% | 6.491% | 98.72% | 43.54% | 85.81% | 34.54% | 100% | 64.89% | 100% | 60.19% | 100% | 50.79% | 100% | 48.72% | Suburb Midsize | 122.165 | South Atlantic
25309 | 0.63077 | Charleston | 0 | WV | 2009 | 5084 | 1088906.6706 | 73594.8 | 89256200 | 4894 | 701474.0111 | 4849 | 294431.9509 | 4292 | 234533.6659 | 39380.7 | 46791200 | 164 | 141002.7666 | 164 | 91192.0091 | 164 | 84372.2455 | 11117.2 | 13605100 | 26 | 246429.893 | 26 | 205959.6593 | 26 | 200189.8953 | 23096.9 | 28859900 | 214.1831 | 96.26% | 64.42% | 3.226% | 12.95% | 0.5114% | 22.63% | 99.08% | 41.97% | 87.7% | 33.43% | 100% | 64.67% | 100% | 59.84% | 100% | 83.58% | 100% | 81.24% | Suburb Midsize | 413.6251 | South Atlantic
25311 | 0.66834 | Charleston | 0 | WV | 2009 | 4214 | 874955.0445 | 52342.9 | 63600600 | 4010 | 554626.0107 | 3899 | 204804.0469 | 3213 | 157279.8673 | 26353.1 | 31599600 | 177 | 171723.8941 | 177 | 109746.729 | 177 | 103063.1182 | 13361.3 | 16442000 | 27 | 148605.1398 | 27 | 101822.7148 | 27 | 97280.0878 | 12628.5 | 15559000 | 207.6305 | 95.16% | 63.39% | 4.2% | 19.63% | 0.6407% | 16.98% | 97.23% | 36.93% | 80.12% | 28.36% | 100% | 63.91% | 100% | 60.02% | 100% | 68.52% | 100% | 65.46% | Suburb Midsize | 378.7671 | South Atlantic
25312 | 0.036777 | Charleston | 0 | WV | 2009 | 355 | 49616.4998 | 2370.865 | 2884073 | 350 | 46117.489 | 341 | 16619.5136 | 281 | 12489.0524 | 2093.9 | 2541320 | 5 | 3499.0108 | 5 | 2240.2493 | 5 | 2091.2626 | 276.965 | 342753 | 0 | 0 | 0 | 0 | 0 | 0 | 0 | 0 | 139.7648 | 98.59% | 92.95% | 1.408% | 7.052% | 0% | 0% | 97.43% | 36.04% | 80.29% | 27.08% | 100% | 64.03% | 100% | 59.77% | #DIV/0! | #DIV/0! | #DIV/0! | #DIV/0! | Suburb Midsize | 168.6628 | South Atlantic
25313 | 0.20557 | Charleston | 0 | WV | 2009 | 742 | 126893.9277 | 7271.185 | 8820944 | 712 | 95681.0765 | 695 | 36120.1133 | 577 | 27917.362 | 4626.32 | 5543680 | 29 | 26382.2005 | 29 | 18745.6241 | 29 | 17667.7048 | 2165.31 | 2675650 | 1 | 4830.6508 | 1 | 4380.054 | 1 | 4281.7365 | 479.555 | 601614 | 171.0161 | 95.96% | 75.4% | 3.908% | 20.79% | 0.1348% | 3.807% | 97.61% | 37.75% | 81.04% | 29.18% | 100% | 71.05% | 100% | 66.97% | 100% | 90.67% | 100% | 88.64% | Suburb Midsize | 636.976 | South Atlantic
25314 | 0.67177 | Charleston | 0 | WV | 2009 | 6158 | 1168236.1953 | 55825.3 | 67144140 | 6021 | 1013867.4592 | 5893 | 327005.5944 | 4937 | 251830.4639 | 44168.6 | 52873000 | 122 | 87040.2451 | 122 | 45400.983 | 120 | 40601.6253 | 5878.69 | 7119490 | 15 | 67328.4909 | 15 | 49914.2121 | 15 | 47753.7231 | 5778.01 | 7151650 | 189.7103 | 97.78% | 86.79% | 1.981% | 7.451% | 0.2436% | 5.763% | 97.87% | 32.25% | 82% | 24.84% | 100% | 52.16% | 98.36% | 46.65% | 100% | 74.14% | 100% | 70.93% | Suburb Midsize | 693.5156 | South Atlantic
25387 | 0.97095 | Charleston | 0 | WV | 2009 | 2902 | 493804.6938 | 32592.61 | 39775560 | 2792 | 326787.0133 | 2761 | 137284.2122 | 2393 | 106665.6799 | 17501.5 | 20979300 | 92 | 84726.5848 | 92 | 62028.0855 | 92 | 59143.9014 | 7198.12 | 8917470 | 18 | 82291.0957 | 18 | 70785.3534 | 18 | 69029.8887 | 7892.99 | 9878790 | 170.1601 | 96.21% | 66.18% | 3.17% | 17.16% | 0.6203% | 16.66% | 98.89% | 42.01% | 85.71% | 32.64% | 100% | 73.21% | 100% | 69.81% | 100% | 86.02% | 100% | 83.89% | Suburb Midsize | 1008.5042 | South Atlantic
25443 | 0.014413 | Washington | 0 | DC | 2009 | 8 | 1436.2234 | 54.101 | 61426.9 | 8 | 1436.2234 | 8 | 421.0121 | 5 | 323.1211 | 54.101 | 61426.9 | 0 | 0 | 0 | 0 | 0 | 0 | 0 | 0 | 0 | 0 | 0 | 0 | 0 | 0 | 0 | 0 | 179.5279 | 100% | 100% | 0% | 0% | 0% | 0% | 100% | 29.31% | 62.5% | 22.5% | #DIV/0! | #DIV/0! | #DIV/0! | #DIV/0! | #DIV/0! | #DIV/0! | #DIV/0! | #DIV/0! | Rural Distant | 251.0721 | South Atlantic
27009 | 0.06482 | WinstonSalem | 0 | NC | 2009 | 287 | 46869.2959 | 2309.4069 | 2905979.9 | 286 | 46355.8422 | 283 | 15577.6981 | 251 | 12877.6928 | 2282.73 | 2870090 | 1 | 513.4536 | 1 | 168.8313 | 1 | 165.2668 | 26.6769 | 35889.9 | 0 | 0 | 0 | 0 | 0 | 0 | 0 | 0 | 163.3077 | 99.65% | 98.9% | 0.3484% | 1.096% | 0% | 0% | 98.95% | 33.6% | 87.76% | 27.78% | 100% | 32.88% | 100% | 32.19% | #DIV/0! | #DIV/0! | #DIV/0! | #DIV/0! | City Midsize | 182.9191 | South Atlantic
27012 | 0.18757 | WinstonSalem | 0 | NC | 2009 | 4044 | 995514.2187 | 61623.4 | 77311800 | 3805 | 699212.1731 | 3726 | 243837.1246 | 3228 | 197660.0752 | 35386.4 | 43756000 | 215 | 172085.3347 | 215 | 111623.7694 | 214 | 105678.8434 | 14443.7 | 18321000 | 24 | 124216.711 | 24 | 99370.4824 | 24 | 96997.6349 | 11793.3 | 15234800 | 246.1707 | 94.09% | 70.24% | 5.317% | 17.29% | 0.5935% | 12.48% | 97.92% | 34.87% | 84.84% | 28.27% | 100% | 64.87% | 99.53% | 61.41% | 100% | 80% | 100% | 78.09% | City Midsize | 591.5227 | South Atlantic
27019 | 0.071325 | WinstonSalem | 0 | NC | 2009 | 169 | 29125.064 | 1054.729 | 1312159 | 167 | 27309.2262 | 156 | 7748.4067 | 106 | 5649.6751 | 951.813 | 1183250 | 2 | 1815.8378 | 2 | 657.8049 | 2 | 589.4977 | 102.916 | 128909 | 0 | 0 | 0 | 0 | 0 | 0 | 0 | 0 | 172.3377 | 98.82% | 93.77% | 1.183% | 6.235% | 0% | 0% | 93.41% | 28.37% | 63.47% | 20.69% | 100% | 36.23% | 100% | 32.46% | #DIV/0! | #DIV/0! | #DIV/0! | #DIV/0! | Rural Fringe | 170.1837 | South Atlantic
27023 | 0.16395 | WinstonSalem | 0 | NC | 2009 | 2254 | 466637.1105 | 25397.05 | 32075110 | 2201 | 369011.876 | 2130 | 113889.5498 | 1738 | 88668.5545 | 16201.6 | 20149200 | 46 | 36082.6918 | 46 | 21595.8078 | 46 | 20264.9729 | 2960.87 | 3726450 | 7 | 61542.5427 | 7 | 55350.3251 | 7 | 54898.6327 | 6234.58 | 8199460 | 207.0262 | 97.65% | 79.08% | 2.041% | 7.732% | 0.3106% | 13.19% | 96.77% | 30.86% | 78.96% | 24.03% | 100% | 59.85% | 100% | 56.16% | 100% | 89.94% | 100% | 89.2% | City Midsize | 476.809 | South Atlantic
27040 | 0.69488 | WinstonSalem | 0 | NC | 2009 | 4700 | 1039880.7639 | 40563.93 | 50672380 | 4590 | 932730.2696 | 4450 | 240428.2695 | 3280 | 181220.5749 | 32428 | 40276700 | 103 | 67764.7089 | 103 | 32489.6201 | 99 | 28947.249 | 4402.18 | 5512730 | 7 | 39385.7853 | 7 | 32310.3224 | 7 | 31674.4256 | 3733.75 | 4882950 | 221.2512 | 97.66% | 89.7% | 2.191% | 6.517% | 0.1489% | 3.788% | 96.95% | 25.78% | 71.46% | 19.43% | 100% | 47.94% | 96.12% | 42.72% | 100% | 82.04% | 100% | 80.42% | City Midsize | 347.1342 | South Atlantic
27045 | 0.20858 | WinstonSalem | 0 | NC | 2009 | 1276 | 439265.8571 | 30727.1 | 39854350 | 1228 | 216477.3592 | 1186 | 62113.523 | 923 | 49385.7299 | 8290.35 | 10328000 | 30 | 30885.5716 | 30 | 23871.2265 | 30 | 23106.0645 | 2652.75 | 3475550 | 18 | 191902.9263 | 18 | 177136.4935 | 18 | 176252.5813 | 19784 | 26050800 | 344.2522 | 96.24% | 49.28% | 2.351% | 7.031% | 1.411% | 43.69% | 96.58% | 28.69% | 75.16% | 22.81% | 100% | 77.29% | 100% | 74.81% | 100% | 92.31% | 100% | 91.84% | City Midsize | 393.8773 | South Atlantic
27050 | 0.13402 | WinstonSalem | 0 | NC | 2009 | 439 | 97054.8534 | 4368.609 | 5537744 | 421 | 79022.9966 | 405 | 22968.9571 | 314 | 18047.965 | 3124.54 | 3924680 | 17 | 12286.9986 | 17 | 4978.449 | 17 | 4456.4398 | 691.059 | 890815 | 1 | 5744.8582 | 1 | 4812.8303 | 1 | 4736.3319 | 553.01 | 722249 | 221.0817 | 95.9% | 81.42% | 3.872% | 12.66% | 0.2278% | 5.919% | 96.2% | 29.07% | 74.58% | 22.84% | 100% | 40.52% | 100% | 36.27% | 100% | 83.78% | 100% | 82.44% | City Midsize | 252.1779 | South Atlantic
27051 | 0.94897 | WinstonSalem | 0 | NC | 2009 | 4375 | 836737.1889 | 38202.96 | 47665390 | 4294 | 725741.3501 | 4166 | 221909.929 | 3218 | 172213.6674 | 29201.1 | 36083500 | 73 | 60903.3291 | 73 | 35976.1494 | 72 | 33944.1416 | 4579.78 | 5825430 | 8 | 50092.5096 | 8 | 38023.8241 | 8 | 36698.1714 | 4422.08 | 5756460 | 191.2542 | 98.15% | 86.73% | 1.669% | 7.279% | 0.1829% | 5.987% | 97.02% | 30.58% | 74.94% | 23.73% | 100% | 59.07% | 98.63% | 55.73% | 100% | 75.91% | 100% | 73.26% | City Midsize | 400.6386 | South Atlantic
27052 | 0.0038621 | WinstonSalem | 0 | NC | 2009 | 46 | 6333.0873 | 359.214 | 437472 | 46 | 6333.0873 | 45 | 2886.9201 | 40 | 2277.5227 | 359.214 | 437472 | 0 | 0 | 0 | 0 | 0 | 0 | 0 | 0 | 0 | 0 | 0 | 0 | 0 | 0 | 0 | 0 | 137.6758 | 100% | 100% | 0% | 0% | 0% | 0% | 97.83% | 45.58% | 86.96% | 35.96% | #DIV/0! | #DIV/0! | #DIV/0! | #DIV/0! | #DIV/0! | #DIV/0! | #DIV/0! | #DIV/0! | Rural Fringe | 104.7361 | South Atlantic
27101 | 0.99999 | WinstonSalem | 0 | NC | 2009 | 5995 | 2137517.2499 | 140892 | 181125800 | 5361 | 869660.2595 | 5262 | 279792.7138 | 4234 | 214731.4375 | 36193.1 | 44879500 | 489 | 489855.9281 | 488 | 314543.3219 | 488 | 298860.2953 | 37690.4 | 48644400 | 145 | 778001.0623 | 145 | 590035.4815 | 145 | 573218.5327 | 67008.5 | 87601900 | 356.55 | 89.42% | 40.69% | 8.157% | 22.92% | 2.419% | 36.4% | 98.15% | 32.17% | 78.98% | 24.69% | 99.8% | 64.21% | 99.8% | 61.01% | 100% | 75.84% | 100% | 73.68% | City Midsize | 1916.4112 | South Atlantic
27103 | 0.99962 | WinstonSalem | 0 | NC | 2009 | 12739 | 3587420.7063 | 253921.4 | 324600900 | 11802 | 1761349.3718 | 11424 | 627904.3263 | 9228 | 512927.3786 | 87095.6 | 107818000 | 784 | 718763.5305 | 784 | 495805.2564 | 781 | 473669.0868 | 61849.8 | 79071900 | 153 | 1107307.8039 | 153 | 935520.5376 | 153 | 916137.012 | 104976 | 137711000 | 281.6093 | 92.64% | 49.1% | 6.154% | 20.04% | 1.201% | 30.87% | 96.8% | 35.65% | 78.19% | 29.12% | 100% | 68.98% | 99.62% | 65.9% | 100% | 84.49% | 100% | 82.74% | City Midsize | 1626.3623 | South Atlantic
27104 | 1 | WinstonSalem | 0 | NC | 2009 | 9811 | 2469110.5968 | 105515 | 132160400 | 9140 | 1873618.7238 | 8836 | 476760.8132 | 6564 | 360835.0539 | 64457 | 79996200 | 644 | 473925.1286 | 644 | 222734.5042 | 621 | 199648.1875 | 30030.1 | 37879500 | 27 | 121566.7444 | 27 | 92917.9368 | 27 | 89685.716 | 11027.9 | 14284700 | 251.6676 | 93.16% | 75.88% | 6.564% | 19.19% | 0.2752% | 4.924% | 96.67% | 25.45% | 71.82% | 19.26% | 100% | 47% | 96.43% | 42.13% | 100% | 76.43% | 100% | 73.77% | City Midsize | 2107.6717 | South Atlantic
27105 | 0.996 | WinstonSalem | 0 | NC | 2009 | 16847 | 4432339.7678 | 282116.5 | 360178100 | 16013 | 2442058.9058 | 15609 | 775898.6859 | 12283 | 611417.7112 | 103354 | 127031000 | 655 | 595374.2338 | 655 | 379578.2171 | 651 | 361440.3625 | 46780.5 | 60149100 | 179 | 1394906.6282 | 179 | 1164835.9555 | 179 | 1142486.8049 | 131982 | 172998000 | 263.0937 | 95.05% | 55.1% | 3.888% | 13.43% | 1.063% | 31.47% | 97.48% | 31.77% | 76.71% | 25.04% | 100% | 63.75% | 99.39% | 60.71% | 100% | 83.51% | 100% | 81.9% | City Midsize | 1181.9225 | South Atlantic
27106 | 1 | WinstonSalem | 0 | NC | 2009 | 14668 | 3957964.6267 | 191941.1 | 242491300 | 13746 | 2834263.1364 | 13300 | 769959.8744 | 10197 | 589809.1146 | 105176 | 130805000 | 836 | 639840.4104 | 836 | 314643.6072 | 812 | 287038.2872 | 41697.2 | 52820700 | 86 | 483861.0799 | 86 | 390140.6422 | 86 | 380883.9942 | 45067.9 | 58865600 | 269.8367 | 93.71% | 71.61% | 5.699% | 16.17% | 0.5863% | 12.22% | 96.76% | 27.17% | 74.18% | 20.81% | 100% | 49.18% | 97.13% | 44.86% | 100% | 80.63% | 100% | 78.72% | City Midsize | 1588.8162 | South Atlantic
27107 | 0.49676 | WinstonSalem | 0 | NC | 2009 | 14387 | 3077657.8461 | 213308.5 | 269671200 | 14005 | 1934472.6281 | 13701 | 724929.774 | 11347 | 592582.0578 | 101243 | 123669000 | 303 | 263315.8759 | 302 | 186537.0201 | 301 | 180733.2791 | 23468.7 | 29981200 | 79 | 879869.3421 | 79 | 780965.585 | 79 | 771256.1257 | 88596.8 | 116021000 | 213.9194 | 97.34% | 62.86% | 2.106% | 8.556% | 0.5491% | 28.59% | 97.83% | 37.47% | 81.02% | 30.63% | 99.67% | 70.84% | 99.34% | 68.64% | 100% | 88.76% | 100% | 87.66% | Rural Fringe | 706.1608 | South Atlantic
27109 | 1 | WinstonSalem | 0 | NC | 2009 | 19 | 41318.873 | 2672.5151 | 3453629.7 | 4 | 770.0672 | 4 | 179.6149 | 2 | 121.9497 | 20.2141 | 26110.7 | 7 | 10948.9186 | 7 | 4698.4343 | 7 | 4359.3759 | 647.381 | 834669 | 8 | 29599.8873 | 8 | 14929.9874 | 8 | 13901.6981 | 2004.92 | 2592850 | 2174.6775 | 21.05% | 1.864% | 36.84% | 26.5% | 42.11% | 71.64% | 100% | 23.32% | 50% | 15.84% | 100% | 42.91% | 100% | 39.82% | 100% | 50.44% | 100% | 46.97% | City Midsize | 2745.438 | South Atlantic
27127 | 0.51013 | WinstonSalem | 0 | NC | 2009 | 9987 | 1846620.996 | 114229.3 | 143590500 | 9576 | 1286107.9362 | 9277 | 461533.148 | 7601 | 372900.633 | 64055 | 78797000 | 361 | 283260.1082 | 361 | 183705.7535 | 359 | 174967.7164 | 23683 | 30084400 | 50 | 277252.9516 | 50 | 233320.1781 | 50 | 228667.0189 | 26491.3 | 34709100 | 184.9025 | 95.88% | 69.65% | 3.615% | 15.34% | 0.5007% | 15.01% | 96.88% | 35.89% | 79.38% | 28.99% | 100% | 64.85% | 99.45% | 61.77% | 100% | 84.15% | 100% | 82.48% | City Midsize | 1195.6013 | South Atlantic
27214 | 0.043166 | Greensboro | 0 | NC | 2009 | 956 | 145654.52 | 8002.02 | 10046000 | 936 | 131469.7031 | 908 | 46621.4448 | 783 | 38584.8221 | 6839.57 | 8611530 | 20 | 14184.8169 | 20 | 7589.1125 | 20 | 6801.6702 | 1162.45 | 1434470 | 0 | 0 | 0 | 0 | 0 | 0 | 0 | 0 | 152.3583 | 97.91% | 90.26% | 2.092% | 9.739% | 0% | 0% | 97.01% | 35.46% | 83.65% | 29.35% | 100% | 53.5% | 100% | 47.95% | #DIV/0! | #DIV/0! | #DIV/0! | #DIV/0! | City Midsize | 238.2646 | South Atlantic
27235 | 0.020887 | Greensboro | 0 | NC | 2009 | 9 | 1554.3494 | 89.928 | 110312 | 9 | 1554.3494 | 9 | 632.7926 | 8 | 534.5701 | 89.928 | 110312 | 0 | 0 | 0 | 0 | 0 | 0 | 0 | 0 | 0 | 0 | 0 | 0 | 0 | 0 | 0 | 0 | 172.7055 | 100% | 100% | 0% | 0% | 0% | 0% | 100% | 40.71% | 88.89% | 34.39% | #DIV/0! | #DIV/0! | #DIV/0! | #DIV/0! | #DIV/0! | #DIV/0! | #DIV/0! | #DIV/0! | City Midsize | 354.5705 | South Atlantic
27249 | 0.0051188 | Greensboro | 0 | NC | 2009 | 94 | 16368.4183 | 950.619 | 1212640 | 94 | 16368.4183 | 94 | 6717.041 | 91 | 5878.9592 | 950.619 | 1212640 | 0 | 0 | 0 | 0 | 0 | 0 | 0 | 0 | 0 | 0 | 0 | 0 | 0 | 0 | 0 | 0 | 174.1321 | 100% | 100% | 0% | 0% | 0% | 0% | 100% | 41.04% | 96.81% | 35.92% | #DIV/0! | #DIV/0! | #DIV/0! | #DIV/0! | #DIV/0! | #DIV/0! | #DIV/0! | #DIV/0! | City Midsize | 261.0965 | South Atlantic
27260 | 0.083135 | Greensboro | 0 | NC | 2009 | 585 | 152331.5894 | 8328.42 | 10747750 | 559 | 95173.3811 | 532 | 28194.4085 | 383 | 21850.7443 | 3526.27 | 4389760 | 23 | 17293.7848 | 23 | 12923.993 | 23 | 12537.6326 | 1448.55 | 1926770 | 3 | 39864.4235 | 3 | 29134.9496 | 3 | 27128.3478 | 3353.6 | 4431220 | 260.3959 | 95.56% | 62.48% | 3.932% | 11.35% | 0.5128% | 26.17% | 95.17% | 29.62% | 68.52% | 22.96% | 100% | 74.73% | 100% | 72.5% | 100% | 73.09% | 100% | 68.05% | City Midsize | 1866.4463 | South Atlantic
27265 | 0.14886 | Greensboro | 0 | NC | 2009 | 2117 | 846157.2212 | 69242.5 | 90438800 | 1880 | 320215.444 | 1861 | 116583.5492 | 1692 | 92744.3872 | 16274.7 | 20609500 | 191 | 158889.5469 | 191 | 102207.3177 | 190 | 97574.9385 | 14105 | 18011400 | 46 | 367052.2303 | 46 | 345551.0651 | 46 | 343388.4927 | 38862.8 | 51817900 | 399.6964 | 88.8% | 37.84% | 9.022% | 18.78% | 2.173% | 43.38% | 98.99% | 36.41% | 90% | 28.96% | 100% | 64.33% | 99.48% | 61.41% | 100% | 94.14% | 100% | 93.55% | City Midsize | 1070.9929 | South Atlantic
27282 | 0.50418 | Greensboro | 0 | NC | 2009 | 2589 | 680918.4047 | 36615.03 | 46966100 | 2420 | 467148.3923 | 2344 | 136781.3931 | 1792 | 106507.6215 | 18809.7 | 23735200 | 151 | 117157.5387 | 151 | 64772.5538 | 149 | 59031.9215 | 8564.03 | 11008500 | 18 | 96612.4737 | 18 | 80141.4519 | 18 | 78232.8062 | 9241.3 | 12222400 | 263.0044 | 93.47% | 68.61% | 5.832% | 17.21% | 0.6952% | 14.19% | 96.86% | 29.28% | 74.05% | 22.8% | 100% | 55.29% | 98.68% | 50.39% | 100% | 82.95% | 100% | 80.98% | City Midsize | 1029.0279 | South Atlantic
27284 | 0.21334 | WinstonSalem | 0 | NC | 2009 | 5881 | 1191659.355 | 64391.33 | 80707800 | 5740 | 997417.6605 | 5622 | 335442.1792 | 4700 | 265758.1281 | 47086.4 | 58411200 | 128 | 100843.9943 | 128 | 64251.326 | 128 | 60742.1913 | 8271.62 | 10500500 | 13 | 93397.7002 | 13 | 78391.5128 | 13 | 76788.5616 | 9033.31 | 11796100 | 202.6287 | 97.6% | 83.7% | 2.177% | 8.462% | 0.2211% | 7.838% | 97.94% | 33.63% | 81.88% | 26.64% | 100% | 63.71% | 100% | 60.23% | 100% | 83.93% | 100% | 82.22% | City Midsize | 689.5194 | South Atlantic
27301 | 0.53752 | Greensboro | 0 | NC | 2009 | 3652 | 663542.8671 | 35378.04 | 44745850 | 3583 | 569418.3838 | 3500 | 195492.034 | 2809 | 158498.8249 | 27164.6 | 34051500 | 62 | 59229.3629 | 62 | 39099.9317 | 62 | 37244.9769 | 4974.48 | 6477420 | 7 | 34895.1204 | 7 | 26825.5648 | 7 | 26097.7483 | 3238.96 | 4216930 | 181.693 | 98.11% | 85.81% | 1.698% | 8.926% | 0.1917% | 5.259% | 97.68% | 34.33% | 78.4% | 27.84% | 100% | 66.01% | 100% | 62.88% | 100% | 76.87% | 100% | 74.79% | City Midsize | 329.1925 | South Atlantic
27310 | 0.064995 | Greensboro | 0 | NC | 2009 | 241 | 52551.142 | 2045.8024 | 2544528 | 238 | 50641.1462 | 223 | 13616.782 | 155 | 10685.9807 | 1956.82 | 2432950 | 3 | 1909.9958 | 3 | 654.9901 | 3 | 468.7294 | 88.9824 | 111578 | 0 | 0 | 0 | 0 | 0 | 0 | 0 | 0 | 218.0545 | 98.76% | 96.37% | 1.245% | 3.635% | 0% | 0% | 93.7% | 26.89% | 65.13% | 21.1% | 100% | 34.29% | 100% | 24.54% | #DIV/0! | #DIV/0! | #DIV/0! | #DIV/0! | City Midsize | 315.6285 | South Atlantic
27313 | 0.029233 | Greensboro | 0 | NC | 2009 | 121 | 20978.1062 | 981.028 | 1224782 | 119 | 19368.2329 | 118 | 6002.4738 | 93 | 4654.428 | 834.098 | 1040520 | 2 | 1609.8733 | 2 | 879.009 | 2 | 828.711 | 146.93 | 184262 | 0 | 0 | 0 | 0 | 0 | 0 | 0 | 0 | 173.3728 | 98.35% | 92.33% | 1.653% | 7.674% | 0% | 0% | 99.16% | 30.99% | 78.15% | 24.03% | 100% | 54.6% | 100% | 51.48% | #DIV/0! | #DIV/0! | #DIV/0! | #DIV/0! | City Midsize | 215.7245 | South Atlantic
27358 | 0.024902 | Greensboro | 0 | NC | 2009 | 312 | 55540.9142 | 2672.8207 | 3348864 | 309 | 53774.7926 | 304 | 18338.4297 | 268 | 14041.4022 | 2589.72 | 3244420 | 3 | 1766.1215 | 3 | 595.7975 | 3 | 420.524 | 83.1007 | 104444 | 0 | 0 | 0 | 0 | 0 | 0 | 0 | 0 | 178.0158 | 99.04% | 96.82% | 0.9615% | 3.18% | 0% | 0% | 98.38% | 34.1% | 86.73% | 26.11% | 100% | 33.73% | 100% | 23.81% | #DIV/0! | #DIV/0! | #DIV/0! | #DIV/0! | City Midsize | 277.9713 | South Atlantic
27377 | 0.03164 | Greensboro | 0 | NC | 2009 | 75 | 13596.2279 | 613.92 | 784481 | 70 | 9671.3119 | 66 | 2931.9538 | 48 | 2289.7344 | 405.744 | 513721 | 5 | 3924.916 | 5 | 1519.505 | 5 | 1233.9344 | 208.176 | 270760 | 0 | 0 | 0 | 0 | 0 | 0 | 0 | 0 | 181.283 | 93.33% | 71.13% | 6.667% | 28.87% | 0% | 0% | 94.29% | 30.32% | 68.57% | 23.68% | 100% | 38.71% | 100% | 31.44% | #DIV/0! | #DIV/0! | #DIV/0! | #DIV/0! | City Midsize | 191.2233 | South Atlantic
27401 | 1 | Greensboro | 0 | NC | 2009 | 6067 | 1826131.3124 | 130405.5 | 168942800 | 5504 | 759683.6385 | 5417 | 285893.6443 | 4633 | 236768.4325 | 38816 | 48682100 | 451 | 445733.0082 | 451 | 302767.0954 | 451 | 288963.2362 | 37390.5 | 48522400 | 112 | 620714.6657 | 112 | 470464.9353 | 112 | 456039.1773 | 54199 | 71738300 | 300.9941 | 90.72% | 41.6% | 7.434% | 24.41% | 1.846% | 33.99% | 98.42% | 37.63% | 84.18% | 31.17% | 100% | 67.93% | 100% | 64.83% | 100% | 75.79% | 100% | 73.47% | City Midsize | 2643.3383 | South Atlantic
27403 | 1 | Greensboro | 0 | NC | 2009 | 7573 | 1721469.8419 | 90168.7 | 116531100 | 7188 | 1089967.2552 | 6864 | 279133.5012 | 4571 | 207983.2182 | 34523.2 | 43702100 | 325 | 299892.6878 | 325 | 200589.4083 | 322 | 192324.524 | 25062.7 | 32541000 | 60 | 331609.8989 | 60 | 260344.9823 | 60 | 254349.774 | 30582.8 | 40288000 | 227.3168 | 94.92% | 63.32% | 4.292% | 17.42% | 0.7923% | 19.26% | 95.49% | 25.61% | 63.59% | 19.08% | 100% | 66.89% | 99.08% | 64.13% | 100% | 78.51% | 100% | 76.7% | City Midsize | 3598.1183 | South Atlantic
27405 | 0.8881 | Greensboro | 0 | NC | 2009 | 15656 | 3530519.858 | 232908.6 | 300510400 | 14789 | 2025042.9096 | 14344 | 702940.6439 | 11484 | 563794.133 | 93544.3 | 117705000 | 764 | 681225.1269 | 764 | 458283.8374 | 761 | 438232.2883 | 57655.5 | 74664400 | 103 | 824251.8215 | 103 | 709599.2914 | 103 | 697639.2734 | 81708.8 | 108141000 | 225.5059 | 94.46% | 57.36% | 4.88% | 19.3% | 0.6579% | 23.35% | 96.99% | 34.71% | 77.65% | 27.84% | 100% | 67.27% | 99.61% | 64.33% | 100% | 86.09% | 100% | 84.64% | City Midsize | 1514.9994 | South Atlantic
27406 | 0.70954 | Greensboro | 0 | NC | 2009 | 19958 | 4371579.6513 | 279840.1 | 361951100 | 19099 | 2730757.7017 | 18567 | 933202.9431 | 14773 | 747376.5943 | 124213 | 156374000 | 699 | 629565.3456 | 699 | 459539.5915 | 695 | 444657.102 | 55998.1 | 73101100 | 160 | 1011256.604 | 160 | 873376.8984 | 160 | 861766.4762 | 99629 | 132476000 | 219.039 | 95.7% | 62.47% | 3.502% | 14.4% | 0.8017% | 23.13% | 97.21% | 34.17% | 77.35% | 27.37% | 100% | 72.99% | 99.43% | 70.63% | 100% | 86.37% | 100% | 85.22% | City Midsize | 771.6478 | South Atlantic
27407 | 0.77459 | Greensboro | 0 | NC | 2009 | 13940 | 3818255.791 | 257427.1 | 335313300 | 12820 | 1914359.4325 | 12354 | 635719.1597 | 9487 | 502817.049 | 84237.4 | 106669000 | 958 | 857224.4021 | 958 | 572585.6693 | 957 | 542856.954 | 69970.7 | 91365300 | 162 | 1046671.9565 | 162 | 912269.5556 | 162 | 897340.3919 | 103219 | 137279000 | 273.9064 | 91.97% | 50.14% | 6.872% | 22.45% | 1.162% | 27.41% | 96.37% | 33.21% | 74% | 26.27% | 100% | 66.8% | 99.9% | 63.33% | 100% | 87.16% | 100% | 85.73% | City Midsize | 1492.3531 | South Atlantic
27408 | 1 | Greensboro | 0 | NC | 2009 | 8092 | 2011185.4673 | 86145.3 | 112501300 | 7679 | 1368898.0506 | 7180 | 287287.5302 | 4438 | 204370.049 | 34711.1 | 44400800 | 355 | 308314.1661 | 355 | 179945.6574 | 347 | 167098.6133 | 21278.6 | 27941300 | 58 | 333973.2507 | 58 | 271142.6201 | 58 | 263328.7525 | 30155.6 | 40159200 | 248.54 | 94.9% | 68.06% | 4.387% | 15.33% | 0.7168% | 16.61% | 93.5% | 20.99% | 57.79% | 14.93% | 100% | 58.36% | 97.75% | 54.2% | 100% | 81.19% | 100% | 78.85% | City Midsize | 2349.3016 | South Atlantic
27409 | 0.89894 | Greensboro | 0 | NC | 2009 | 5231 | 3167714.7007 | 268877.3 | 354391700 | 4003 | 774405.7947 | 3898 | 288225.5336 | 3176 | 241547.2596 | 38675.9 | 49257700 | 1000 | 904096.8569 | 1000 | 630757.998 | 999 | 606305.3479 | 77109.4 | 100974000 | 228 | 1489212.0491 | 228 | 1363563.6572 | 228 | 1351148.4027 | 153092 | 204160000 | 605.5658 | 76.52% | 24.45% | 19.12% | 28.54% | 4.359% | 47.01% | 97.38% | 37.22% | 79.34% | 31.19% | 100% | 69.77% | 99.9% | 67.06% | 100% | 91.56% | 100% | 90.73% | City Midsize | 864.5912 | South Atlantic
27410 | 0.95318 | Greensboro | 0 | NC | 2009 | 16180 | 4704077.835 | 248616.8 | 319288700 | 14908 | 3063788.2404 | 14462 | 837629.6234 | 11270 | 639925.7125 | 115427 | 145816000 | 1185 | 863728.2834 | 1184 | 406628.735 | 1165 | 363853.3082 | 58079.8 | 74107100 | 87 | 776561.3112 | 87 | 646202.767 | 87 | 633928.2953 | 75110 | 99365600 | 290.7341 | 92.14% | 65.13% | 7.324% | 18.36% | 0.5377% | 16.51% | 97.01% | 27.34% | 75.6% | 20.89% | 99.92% | 47.08% | 98.31% | 42.13% | 100% | 83.21% | 100% | 81.63% | City Midsize | 1724.0871 | South Atlantic
27455 | 0.32492 | Greensboro | 0 | NC | 2009 | 6758 | 1521477.4811 | 69860.08 | 88678460 | 6329 | 1180488.5568 | 6093 | 335781.8835 | 4773 | 251502.0087 | 46272.2 | 58490500 | 417 | 293220.7174 | 417 | 139269.0808 | 410 | 123892.0943 | 19181.9 | 24513100 | 12 | 47768.2069 | 12 | 33513.646 | 12 | 32595.9067 | 4405.98 | 5674860 | 225.1372 | 93.65% | 77.59% | 6.17% | 19.27% | 0.1776% | 3.14% | 96.27% | 28.44% | 75.41% | 21.3% | 100% | 47.5% | 98.32% | 42.25% | 100% | 70.16% | 100% | 68.24% | City Midsize | 885.5598 | South Atlantic
27502 | 0.0016332 | RaleighDurham | 0 | NC | 2010 | 4 | 2693.5666 | 263.0592 | 353505 | 2 | 545.2505 | 2 | 449.5542 | 2 | 445.9118 | 55.3552 | 72246 | 2 | 2148.3161 | 2 | 1871.6085 | 2 | 1833.7934 | 207.704 | 281259 | 0 | 0 | 0 | 0 | 0 | 0 | 0 | 0 | 673.3917 | 50% | 20.24% | 50% | 79.76% | 0% | 0% | 100% | 82.45% | 100% | 81.78% | 100% | 87.12% | 100% | 85.36% | #DIV/0! | #DIV/0! | #DIV/0! | #DIV/0! | City Large | 781.5225 | South Atlantic
27510 | 1 | RaleighDurham | 0 | NC | 2010 | 3247 | 582877.0088 | 28112.34 | 36341340 | 3080 | 413021.9712 | 2749 | 110460.1198 | 1669 | 85853.2041 | 14060.1 | 18023500 | 155 | 129581.0659 | 155 | 79462.5863 | 153 | 74444.4979 | 10469.4 | 13534400 | 12 | 40273.9717 | 12 | 30952.319 | 12 | 29922.5892 | 3582.84 | 4783440 | 179.5125 | 94.86% | 70.86% | 4.774% | 22.23% | 0.3696% | 6.91% | 89.25% | 26.74% | 54.19% | 20.79% | 100% | 61.32% | 98.71% | 57.45% | 100% | 76.85% | 100% | 74.3% | Suburb Large | 3588.5998 | South Atlantic
27511 | 0.87137 | RaleighDurham | 0 | NC | 2010 | 9125 | 2076870.9527 | 88097.8 | 115690600 | 8646 | 1381739.8197 | 7237 | 243478.8637 | 3578 | 177434.5265 | 30192.2 | 39006200 | 430 | 352191.8604 | 428 | 202134.895 | 425 | 187326.0261 | 25770.4 | 33705800 | 49 | 342939.2726 | 49 | 273055.5372 | 49 | 266464.9215 | 32135.2 | 42978600 | 227.6023 | 94.75% | 66.53% | 4.712% | 16.96% | 0.537% | 16.51% | 83.7% | 17.62% | 41.38% | 12.84% | 99.53% | 57.39% | 98.84% | 53.19% | 100% | 79.62% | 100% | 77.7% | City Large | 2725.9353 | South Atlantic
27513 | 1 | RaleighDurham | 0 | NC | 2010 | 11784 | 2872053.5492 | 149627.5 | 195792100 | 11121 | 1847575.8019 | 10512 | 489441.1541 | 8034 | 352005.7593 | 65991.2 | 84984700 | 577 | 534185.5889 | 577 | 307912.3989 | 570 | 283530.138 | 39062.4 | 51195500 | 86 | 490292.1583 | 86 | 385071.9254 | 86 | 373813.5142 | 44573.9 | 59611900 | 243.7248 | 94.37% | 64.33% | 4.896% | 18.6% | 0.7298% | 17.07% | 94.52% | 26.49% | 72.24% | 19.05% | 100% | 57.64% | 98.79% | 53.08% | 100% | 78.54% | 100% | 76.24% | City Large | 2356.6554 | South Atlantic
27514 | 0.53127 | RaleighDurham | 0 | NC | 2010 | 4555 | 1578545.1929 | 71970 | 94918400 | 4059 | 790768.0885 | 3595 | 133370.904 | 1686 | 94795.9238 | 15568.6 | 20322600 | 422 | 373418.3076 | 422 | 184502.4226 | 412 | 166716.0102 | 23785.1 | 31266200 | 74 | 414358.7967 | 74 | 270890.4591 | 74 | 256890.2468 | 32616.3 | 43329600 | 346.5522 | 89.11% | 50.09% | 9.265% | 23.66% | 1.625% | 26.25% | 88.57% | 16.87% | 41.54% | 11.99% | 100% | 49.41% | 97.63% | 44.65% | 100% | 65.38% | 100% | 62% | Suburb Large | 2302.2346 | South Atlantic
27516 | 0.15224 | RaleighDurham | 0 | NC | 2010 | 4271 | 928623.3705 | 38114.87 | 49703000 | 4056 | 688872.728 | 3709 | 152228.5381 | 2368 | 106791.8564 | 19319.2 | 24861300 | 201 | 139415.7223 | 201 | 69470.3351 | 199 | 61780.4229 | 9216.3 | 11983700 | 14 | 100334.9201 | 14 | 82729.6106 | 14 | 80425.8396 | 9579.37 | 12858000 | 217.4253 | 94.97% | 74.18% | 4.706% | 15.01% | 0.3278% | 10.8% | 91.44% | 22.1% | 58.38% | 15.5% | 100% | 49.83% | 99% | 44.31% | 100% | 82.45% | 100% | 80.16% | Rural Fringe | 360.0206 | South Atlantic
27517 | 0.11925 | RaleighDurham | 0 | NC | 2010 | 2186 | 696071.0845 | 33822.5 | 44170100 | 1952 | 396861.7433 | 1760 | 96220.5702 | 1089 | 72797.6099 | 12255.3 | 15667500 | 205 | 173764.9598 | 205 | 81460.3619 | 195 | 72011.891 | 10357.3 | 13518600 | 29 | 125444.3815 | 29 | 95660.366 | 29 | 91956.961 | 11209.9 | 14984000 | 318.4223 | 89.3% | 57.01% | 9.378% | 24.96% | 1.327% | 18.02% | 90.16% | 24.25% | 55.79% | 18.34% | 100% | 46.88% | 95.12% | 41.44% | 100% | 76.26% | 100% | 73.3% | Rural Distant | 489.3389 | South Atlantic
27518 | 0.19612 | RaleighDurham | 0 | NC | 2010 | 638 | 380711.7603 | 30694.55 | 40766560 | 498 | 78037.9854 | 457 | 20743.0168 | 283 | 16098.6864 | 2796.59 | 3568960 | 113 | 109823.1522 | 113 | 62652.6033 | 113 | 56683.9696 | 8459.26 | 10998400 | 27 | 192850.6228 | 27 | 173204.1198 | 27 | 170277.1209 | 19438.7 | 26199200 | 596.7269 | 78.06% | 20.5% | 17.71% | 28.85% | 4.232% | 50.66% | 91.77% | 26.58% | 56.83% | 20.63% | 100% | 57.05% | 100% | 51.61% | 100% | 89.81% | 100% | 88.29% | City Large | 1856.7572 | South Atlantic
27519 | 0.040474 | RaleighDurham | 0 | NC | 2010 | 773 | 184591.6096 | 11878.73 | 15442770 | 728 | 125740.0054 | 719 | 47897.2201 | 668 | 38750.6085 | 7123.29 | 9124270 | 42 | 40062.8839 | 42 | 24039.8096 | 42 | 22378.2682 | 3055.25 | 4027320 | 3 | 18788.7202 | 3 | 15270.197 | 3 | 14610.4634 | 1700.19 | 2291180 | 238.799 | 94.18% | 68.12% | 5.433% | 21.7% | 0.3881% | 10.18% | 98.76% | 38.09% | 91.76% | 30.82% | 100% | 60.01% | 100% | 55.86% | 100% | 81.27% | 100% | 77.76% | City Large | 1575.6015 | South Atlantic
27523 | 0.036587 | RaleighDurham | 0 | NC | 2010 | 388 | 117600.2346 | 8149.38 | 10565080 | 333 | 55759.4789 | 324 | 20000.1486 | 275 | 16245.5001 | 2759.07 | 3488290 | 51 | 40047.8895 | 51 | 24930.8689 | 51 | 23865.899 | 3481.05 | 4508250 | 4 | 21792.8662 | 4 | 16572.6819 | 4 | 16072.045 | 1909.26 | 2568540 | 303.0934 | 85.82% | 47.41% | 13.14% | 34.05% | 1.031% | 18.53% | 97.3% | 35.87% | 82.58% | 29.13% | 100% | 62.25% | 100% | 59.59% | 100% | 76.05% | 100% | 73.75% | Rural Distant | 417.9962 | South Atlantic
27560 | 0.69798 | RaleighDurham | 0 | NC | 2010 | 3519 | 2214691.5617 | 184921.3 | 246082200 | 2813 | 496566.5183 | 2772 | 178262.6313 | 2376 | 140348.7292 | 24689.1 | 31317800 | 541 | 503488.9277 | 541 | 313542.4436 | 541 | 292401.3564 | 39829.2 | 52290400 | 165 | 1214636.1156 | 165 | 1068182.4744 | 165 | 1056794.4467 | 120403 | 162474000 | 629.3525 | 79.94% | 22.42% | 15.37% | 22.73% | 4.689% | 54.84% | 98.54% | 35.9% | 84.46% | 28.26% | 100% | 62.27% | 100% | 58.08% | 100% | 87.94% | 100% | 87.01% | City Large | 781.6918 | South Atlantic
27562 | 0.21752 | RaleighDurham | 0 | NC | 2010 | 390 | 132089.5715 | 8351.14 | 11108590 | 364 | 53119.1272 | 338 | 17314.2404 | 232 | 13605.0704 | 2105.76 | 2727870 | 17 | 17649.5908 | 17 | 13812.0126 | 17 | 13372.0081 | 1623.68 | 2151040 | 9 | 61320.8535 | 9 | 41039.1025 | 8 | 39891.3169 | 4621.7 | 6229680 | 338.6912 | 93.33% | 40.21% | 4.359% | 13.36% | 2.308% | 46.42% | 92.86% | 32.6% | 63.74% | 25.61% | 100% | 78.26% | 100% | 75.76% | 100% | 66.93% | 88.89% | 65.05% | Rural Distant | 85.1574 | South Atlantic
27587 | 0.0078974 | RaleighDurham | 0 | NC | 2010 | 148 | 64075.6226 | 5389.793 | 7197620 | 126 | 18478.6528 | 126 | 8345.2784 | 116 | 6848.1961 | 1142.5 | 1467490 | 19 | 11484.9083 | 19 | 7238.6021 | 19 | 6652.143 | 869.293 | 1160880 | 3 | 34112.0615 | 3 | 30531.5254 | 3 | 29728.3019 | 3378 | 4569250 | 432.9434 | 85.14% | 28.84% | 12.84% | 17.92% | 2.027% | 53.24% | 100% | 45.16% | 92.06% | 37.06% | 100% | 63.03% | 100% | 57.92% | 100% | 89.5% | 100% | 87.15% | City Large | 517.3714 | South Atlantic
27599 | 1 | RaleighDurham | 0 | NC | 2010 | 1 | 27950.7162 | 2605.83 | 3524490 | 0 | 0 | 0 | 0 | 0 | 0 | 0 | 0 | 0 | 0 | 0 | 0 | 0 | 0 | 0 | 0 | 1 | 27950.7162 | 1 | 23698.6026 | 1 | 23108.7981 | 2605.83 | 3524490 | 27950.7162 | 0% | 0% | 0% | 0% | 100% | 100% | #DIV/0! | #DIV/0! | #DIV/0! | #DIV/0! | #DIV/0! | #DIV/0! | #DIV/0! | #DIV/0! | 100% | 84.79% | 100% | 82.68% | Suburb Large | 9632.6245 | South Atlantic
27601 | 0.9994 | RaleighDurham | 0 | NC | 2010 | 2206 | 744421.731 | 50052.7 | 65838500 | 1994 | 268091.1821 | 1951 | 94587.2495 | 1523 | 73258.3353 | 12430.6 | 15699200 | 155 | 156284.427 | 155 | 100965.2343 | 153 | 96483.4005 | 12421.5 | 16373400 | 57 | 320046.1219 | 57 | 221483.7359 | 57 | 214331.445 | 25200.6 | 33765900 | 337.4532 | 90.39% | 36.01% | 7.026% | 20.99% | 2.584% | 42.99% | 97.84% | 35.28% | 76.38% | 27.33% | 100% | 64.6% | 98.71% | 61.74% | 100% | 69.2% | 100% | 66.97% | City Large | 4314.0998 | South Atlantic
27603 | 0.10722 | RaleighDurham | 0 | NC | 2010 | 3895 | 1237155.1991 | 84293 | 111473800 | 3415 | 476426.5787 | 3196 | 154199.5319 | 2304 | 123453.7073 | 19514.2 | 25213000 | 409 | 384137.5728 | 409 | 252418.3836 | 408 | 240949.6682 | 30873.1 | 40766300 | 71 | 376591.0477 | 71 | 297566.0085 | 71 | 289603.1138 | 33905.7 | 45494500 | 317.6265 | 87.68% | 38.51% | 10.5% | 31.05% | 1.823% | 30.44% | 93.59% | 32.37% | 67.47% | 25.91% | 100% | 65.71% | 99.76% | 62.72% | 100% | 79.02% | 100% | 76.9% | City Large | 866.2219 | South Atlantic
27604 | 0.65642 | RaleighDurham | 0 | NC | 2010 | 11507 | 3080282.2679 | 202262.7 | 267053700 | 10719 | 1512315.0422 | 10075 | 435270.1937 | 7646 | 335952.0945 | 58026.2 | 73983800 | 638 | 586877.87 | 638 | 389032.6621 | 636 | 370829.1904 | 47155.4 | 62334900 | 150 | 981089.3557 | 150 | 861711.6955 | 150 | 848325.9032 | 97081.1 | 130735000 | 267.6877 | 93.15% | 49.1% | 5.544% | 19.05% | 1.304% | 31.85% | 93.99% | 28.78% | 71.33% | 22.21% | 100% | 66.29% | 99.69% | 63.19% | 100% | 87.83% | 100% | 86.47% | City Large | 2017.2229 | South Atlantic
27605 | 1 | RaleighDurham | 0 | NC | 2010 | 1085 | 341421.1222 | 19859.46 | 26157540 | 981 | 173402.6323 | 957 | 51014.4327 | 697 | 38936.8493 | 6496.4 | 8379330 | 86 | 70908.0097 | 86 | 40821.2331 | 86 | 37908.2898 | 5108.26 | 6742210 | 18 | 97110.4801 | 18 | 72121.9309 | 18 | 69522.3539 | 8254.8 | 11036000 | 314.6738 | 90.41% | 50.79% | 7.926% | 20.77% | 1.659% | 28.44% | 97.55% | 29.42% | 71.05% | 22.45% | 100% | 57.57% | 100% | 53.46% | 100% | 74.27% | 100% | 71.59% | City Large | 5079.2237 | South Atlantic
27606 | 0.4491 | RaleighDurham | 0 | NC | 2010 | 5463 | 1827338.2833 | 110285.2 | 144239900 | 4627 | 813606.8651 | 4189 | 233171.3025 | 2876 | 187236.5004 | 30460.7 | 39123600 | 761 | 602651.0079 | 761 | 320945.2423 | 737 | 295317.6997 | 42391.5 | 54954800 | 75 | 411080.4103 | 75 | 319762.9312 | 75 | 310671.0868 | 37433 | 50161500 | 334.4936 | 84.7% | 44.52% | 13.93% | 32.98% | 1.373% | 22.5% | 90.53% | 28.66% | 62.16% | 23.01% | 100% | 53.26% | 96.85% | 49% | 100% | 77.79% | 100% | 75.57% | City Large | 1827.861 | South Atlantic
27607 | 1 | RaleighDurham | 0 | NC | 2010 | 5760 | 1841344.5949 | 105716.9 | 139612700 | 5190 | 879788.2454 | 4717 | 212174.9282 | 3116 | 161512.5249 | 26486.5 | 34187200 | 473 | 474180.4506 | 473 | 300855.1002 | 465 | 283333.7497 | 36588.8 | 48291500 | 97 | 487375.8989 | 97 | 368042.5293 | 97 | 355916.2352 | 42641.6 | 57134000 | 319.6779 | 90.1% | 47.78% | 8.212% | 25.75% | 1.684% | 26.47% | 90.89% | 24.12% | 60.04% | 18.36% | 100% | 63.45% | 98.31% | 59.75% | 100% | 75.52% | 100% | 73.03% | City Large | 1494.0798 | South Atlantic
27608 | 1 | RaleighDurham | 0 | NC | 2010 | 3984 | 818482.6715 | 33761.84 | 44229520 | 3834 | 628529.7909 | 3610 | 152103.2458 | 2482 | 108468.905 | 18954.8 | 24594100 | 131 | 113631.2078 | 131 | 67576.4449 | 131 | 62579.502 | 8126.38 | 10694400 | 19 | 76321.6728 | 19 | 57277.8893 | 19 | 55457.3673 | 6680.66 | 8941020 | 205.4424 | 96.23% | 76.79% | 3.288% | 13.88% | 0.4769% | 9.325% | 94.16% | 24.2% | 64.74% | 17.26% | 100% | 59.47% | 100% | 55.07% | 100% | 75.05% | 100% | 72.66% | City Large | 2761.1291 | South Atlantic
27609 | 1 | RaleighDurham | 0 | NC | 2010 | 8748 | 2623007.3539 | 130801.4 | 172997100 | 7907 | 1395051.6033 | 6927 | 275968.0532 | 4056 | 201044.5513 | 34122.8 | 43980000 | 747 | 627801.0947 | 747 | 352572.8613 | 720 | 328477.2233 | 42954.8 | 56836100 | 94 | 600154.6559 | 94 | 469606.3566 | 94 | 456030.5915 | 53723.8 | 72181000 | 299.8408 | 90.39% | 53.19% | 8.539% | 23.93% | 1.075% | 22.88% | 87.61% | 19.78% | 51.3% | 14.41% | 100% | 56.16% | 96.39% | 52.32% | 100% | 78.25% | 100% | 75.99% | City Large | 2843.408 | South Atlantic
27610 | 0.42133 | RaleighDurham | 0 | NC | 2010 | 11970 | 2470283.6056 | 163215.4 | 214281500 | 11403 | 1409469.6217 | 10809 | 480896.9084 | 8417 | 378252.5838 | 63863.5 | 81383200 | 459 | 434847.5116 | 459 | 309122.8311 | 458 | 298039.6527 | 38361 | 50641500 | 108 | 625966.4722 | 108 | 541638.6791 | 108 | 534338.3348 | 60990.9 | 82256800 | 206.3729 | 95.26% | 57.06% | 3.835% | 17.6% | 0.9023% | 25.34% | 94.79% | 34.12% | 73.81% | 26.84% | 100% | 71.09% | 99.78% | 68.54% | 100% | 86.53% | 100% | 85.36% | City Large | 1442.7592 | South Atlantic
27612 | 1 | RaleighDurham | 0 | NC | 2010 | 8430 | 2487455.3103 | 123222.4 | 160950700 | 7593 | 1432962.5587 | 6838 | 314774.9904 | 4318 | 228078.9089 | 41092.2 | 52531600 | 778 | 636379.854 | 778 | 328962.6212 | 764 | 295270.5012 | 43076.8 | 56089600 | 59 | 418112.8976 | 59 | 339143.6028 | 59 | 330691.1653 | 39053.4 | 52329500 | 295.0718 | 90.07% | 57.61% | 9.229% | 25.58% | 0.6999% | 16.81% | 90.06% | 21.97% | 56.87% | 15.92% | 100% | 51.69% | 98.2% | 46.4% | 100% | 81.11% | 100% | 79.09% | City Large | 2285.7323 | South Atlantic
27613 | 0.50463 | RaleighDurham | 0 | NC | 2010 | 8078 | 1750257.0877 | 82099.5 | 106484500 | 7559 | 1218395.313 | 7015 | 298698.6603 | 4708 | 221091.1997 | 40180.7 | 51488400 | 494 | 344411.7018 | 494 | 168886.5422 | 481 | 151443.9822 | 23597.7 | 30458500 | 25 | 187450.0729 | 25 | 157270.9522 | 25 | 154255.7412 | 18321.1 | 24537600 | 216.6696 | 93.58% | 69.61% | 6.115% | 19.68% | 0.3095% | 10.71% | 92.8% | 24.52% | 62.28% | 18.15% | 100% | 49.04% | 97.37% | 43.97% | 100% | 83.9% | 100% | 82.29% | City Large | 1707.5474 | South Atlantic
27614 | 0.13886 | RaleighDurham | 0 | NC | 2010 | 1727 | 493945.6602 | 29948.17 | 39031410 | 1570 | 296670.6895 | 1553 | 99531.0284 | 1383 | 72965.6187 | 13630.7 | 17540000 | 146 | 119175.2203 | 146 | 70122.9909 | 145 | 64527.4869 | 9421.27 | 12232200 | 11 | 78099.7504 | 11 | 57089.755 | 11 | 54974.554 | 6896.2 | 9259210 | 286.0137 | 90.91% | 60.06% | 8.454% | 24.13% | 0.6369% | 15.81% | 98.92% | 33.55% | 88.09% | 24.59% | 100% | 58.84% | 99.32% | 54.15% | 100% | 73.1% | 100% | 70.39% | City Large | 977.6477 | South Atlantic
27615 | 0.89849 | RaleighDurham | 0 | NC | 2010 | 12069 | 2964332.7511 | 135733.4 | 177223400 | 11253 | 2009669.675 | 10584 | 466013.2197 | 7007 | 337671.3118 | 61369.3 | 79005700 | 747 | 568721.8683 | 747 | 292197.6124 | 718 | 262867.4412 | 38194.3 | 49604300 | 69 | 385941.2078 | 69 | 313979.9859 | 69 | 306952.2151 | 36169.8 | 48613400 | 245.6154 | 93.24% | 67.8% | 6.189% | 19.19% | 0.5717% | 13.02% | 94.05% | 23.19% | 62.27% | 16.8% | 100% | 51.38% | 96.12% | 46.22% | 100% | 81.35% | 100% | 79.53% | City Large | 2055.982 | South Atlantic
27616 | 0.54642 | RaleighDurham | 0 | NC | 2010 | 7748 | 2003221.2565 | 143577.5 | 189596200 | 7182 | 969114.1432 | 6973 | 338901.4907 | 5793 | 267992.1787 | 46706.2 | 59662200 | 465 | 418692.8487 | 465 | 292191.5259 | 463 | 280766.0879 | 35232.5 | 46869300 | 101 | 615414.2646 | 101 | 545312.6745 | 101 | 537569.4578 | 61638.8 | 83064700 | 258.5469 | 92.69% | 48.38% | 6.002% | 20.9% | 1.304% | 30.72% | 97.09% | 34.97% | 80.66% | 27.65% | 100% | 69.79% | 99.57% | 67.06% | 100% | 88.61% | 100% | 87.35% | City Large | 1937.2452 | South Atlantic
27617 | 0.99999 | RaleighDurham | 0 | NC | 2010 | 3663 | 1384959.7147 | 102942.8 | 135542200 | 2949 | 501325.1984 | 2914 | 198148.3122 | 2613 | 154333.0696 | 26926.9 | 34510600 | 658 | 590125.6282 | 657 | 370568.1944 | 656 | 345474.1143 | 46950.2 | 61818400 | 56 | 293508.8881 | 56 | 259418.1399 | 56 | 255626.441 | 29065.7 | 39213200 | 378.0944 | 80.51% | 36.2% | 17.96% | 42.61% | 1.529% | 21.19% | 98.81% | 39.52% | 88.61% | 30.79% | 99.85% | 62.79% | 99.7% | 58.54% | 100% | 88.39% | 100% | 87.09% | City Large | 1436.5146 | South Atlantic
27701 | 1 | RaleighDurham | 0 | NC | 2010 | 6249 | 1599023.6868 | 98487.2 | 129453500 | 5838 | 795171.2991 | 5532 | 239320.3483 | 3874 | 182243.0633 | 30251 | 38565100 | 323 | 330163.3266 | 323 | 223783.3872 | 323 | 213941.0322 | 27054.7 | 35751700 | 88 | 473689.0612 | 88 | 361146.7048 | 88 | 349129.4433 | 41181.5 | 55136700 | 255.8847 | 93.42% | 49.73% | 5.169% | 20.65% | 1.408% | 29.62% | 94.76% | 30.1% | 66.36% | 22.92% | 100% | 67.78% | 100% | 64.8% | 100% | 76.24% | 100% | 73.7% | City Midsize | 4016.703 | South Atlantic
27703 | 0.27354 | RaleighDurham | 0 | NC | 2010 | 5906 | 2028361.1119 | 159448.3 | 212129300 | 5454 | 685940.5871 | 5231 | 231905.6459 | 3862 | 183494.7327 | 30419.3 | 38814700 | 305 | 318969.0198 | 305 | 217941.2808 | 301 | 207877.7117 | 26974 | 35518600 | 147 | 1023451.5049 | 147 | 910290.8228 | 147 | 899064.8471 | 102055 | 137796000 | 343.4408 | 92.35% | 33.82% | 5.164% | 15.73% | 2.489% | 50.46% | 95.91% | 33.81% | 70.81% | 26.75% | 100% | 68.33% | 98.69% | 65.17% | 100% | 88.94% | 100% | 87.85% | City Midsize | 781.1394 | South Atlantic
27704 | 0.25789 | RaleighDurham | 0 | NC | 2010 | 6927 | 1465589.8381 | 90253.1 | 118445900 | 6502 | 790056.9771 | 6029 | 233634.6334 | 4172 | 185496.7806 | 30518.9 | 39096500 | 367 | 313339.4444 | 367 | 192691.786 | 365 | 180917.6977 | 25192.6 | 32871400 | 58 | 362193.4166 | 58 | 305907.2591 | 58 | 299388.0726 | 34541.6 | 46478000 | 211.5764 | 93.86% | 53.91% | 5.298% | 21.38% | 0.8373% | 24.71% | 92.73% | 29.57% | 64.16% | 23.48% | 100% | 61.5% | 99.46% | 57.74% | 100% | 84.46% | 100% | 82.66% | City Midsize | 815.9129 | South Atlantic
27705 | 0.39787 | RaleighDurham | 0 | NC | 2010 | 9156 | 2739822.7324 | 148543 | 194286600 | 8253 | 1425003.8042 | 7541 | 345886.996 | 4866 | 265257.1045 | 45104.7 | 57660600 | 791 | 665566.2241 | 791 | 385054.7412 | 772 | 360564.5078 | 49276 | 64366500 | 112 | 649252.7041 | 112 | 466332.3792 | 112 | 445642.5566 | 54162.3 | 72259500 | 299.238 | 90.14% | 52.01% | 8.639% | 24.29% | 1.223% | 23.7% | 91.37% | 24.27% | 58.96% | 18.61% | 100% | 57.85% | 97.6% | 54.17% | 100% | 71.83% | 100% | 68.64% | Rural Fringe | 1038.2208 | South Atlantic
27707 | 0.66461 | RaleighDurham | 0 | NC | 2010 | 11250 | 2331826.8491 | 114944.5 | 150025400 | 10672 | 1585292.2336 | 9811 | 400124.8927 | 6580 | 306745.8446 | 51787.5 | 66500300 | 516 | 411051.4416 | 514 | 232503.7932 | 507 | 214703.9066 | 30638.3 | 39857000 | 62 | 335483.174 | 62 | 285989.4029 | 62 | 279243.9847 | 32518.7 | 43668100 | 207.2735 | 94.86% | 67.98% | 4.587% | 17.63% | 0.5511% | 14.39% | 91.93% | 25.24% | 61.66% | 19.35% | 99.61% | 56.56% | 98.26% | 52.23% | 100% | 85.25% | 100% | 83.24% | City Midsize | 1868.7381 | South Atlantic
27708 | 1 | RaleighDurham | 0 | NC | 2010 | 19 | 9689.0181 | 792.577 | 1038506 | 11 | 2046.1538 | 11 | 819.5628 | 6 | 671.3447 | 100.507 | 125234 | 8 | 7642.8642 | 8 | 5635.9605 | 8 | 5476.3467 | 692.07 | 913272 | 0 | 0 | 0 | 0 | 0 | 0 | 0 | 0 | 509.9483 | 57.89% | 21.12% | 42.11% | 78.88% | 0% | 0% | 100% | 40.05% | 54.55% | 32.81% | 100% | 73.74% | 100% | 71.65% | #DIV/0! | #DIV/0! | #DIV/0! | #DIV/0! | City Midsize | 2902.2438 | South Atlantic
27710 | 1 | RaleighDurham | 0 | NC | 2010 | 1 | 33911.8422 | 1690.1 | 2262770 | 0 | 0 | 0 | 0 | 0 | 0 | 0 | 0 | 0 | 0 | 0 | 0 | 0 | 0 | 0 | 0 | 1 | 33911.8422 | 1 | 15550.6202 | 1 | 13432.9875 | 1690.1 | 2262770 | 33911.8422 | 0% | 0% | 0% | 0% | 100% | 100% | #DIV/0! | #DIV/0! | #DIV/0! | #DIV/0! | #DIV/0! | #DIV/0! | #DIV/0! | #DIV/0! | 100% | 45.86% | 100% | 39.61% | City Midsize | 2902.2438 | South Atlantic
27712 | 0.026406 | RaleighDurham | 0 | NC | 2010 | 413 | 66973.0155 | 1779.086 | 2288078 | 411 | 64998.7465 | 354 | 12537.3494 | 197 | 8991.5631 | 1607.12 | 2076110 | 2 | 1974.269 | 2 | 987.4215 | 2 | 954.9156 | 171.966 | 211968 | 0 | 0 | 0 | 0 | 0 | 0 | 0 | 0 | 162.1623 | 99.52% | 97.05% | 0.4843% | 2.948% | 0% | 0% | 86.13% | 19.29% | 47.93% | 13.83% | 100% | 50.01% | 100% | 48.37% | #DIV/0! | #DIV/0! | #DIV/0! | #DIV/0! | City Midsize | 575.5421 | South Atlantic
27713 | 0.16227 | RaleighDurham | 0 | NC | 2010 | 4249 | 824803.4185 | 53370.82 | 69774800 | 4094 | 549832.0534 | 4001 | 194933.1959 | 3350 | 155871.2514 | 27249.4 | 34837300 | 138 | 114670.5659 | 138 | 75073.71 | 138 | 71245.8547 | 9501.62 | 12504100 | 17 | 160300.7991 | 17 | 147737.8217 | 17 | 146167.9415 | 16619.8 | 22433400 | 194.1171 | 96.35% | 66.66% | 3.248% | 13.9% | 0.4001% | 19.44% | 97.73% | 35.45% | 81.83% | 28.35% | 100% | 65.47% | 100% | 62.13% | 100% | 92.16% | 100% | 91.18% | City Midsize | 1258.4037 | South Atlantic
28012 | 0.19554 | Charlotte | 0 | NC | 2006 | 1243 | 308719.047 | 20167.61 | 27294540 | 1210 | 168443.9181 | 1154 | 57972.9611 | 859 | 42906.428 | 7410.72 | 9725830 | 26 | 25626.6539 | 26 | 17567.4644 | 26 | 16204.7552 | 1980.39 | 2709410 | 7 | 114648.4751 | 7 | 96108.2452 | 7 | 93912.1731 | 10776.5 | 14859300 | 248.3661 | 97.35% | 54.56% | 2.092% | 8.301% | 0.5632% | 37.14% | 95.37% | 34.42% | 70.99% | 25.47% | 100% | 68.55% | 100% | 63.23% | 100% | 83.83% | 100% | 81.91% | Suburb Midsize | 698.3498 | South Atlantic
28027 | 0.21086 | Charlotte | 0 | NC | 2013 | 4817 | 1711077.4156 | 125204.3 | 167469300 | 4477 | 856290.5116 | 4451 | 335160.7953 | 4151 | 262737.301 | 48196.3 | 62420100 | 280 | 271550.1944 | 280 | 182632.2689 | 280 | 171326.354 | 22000.1 | 29934100 | 60 | 583236.7095 | 60 | 464660.0838 | 60 | 451662.1051 | 55007.9 | 75115100 | 355.2164 | 92.94% | 50.04% | 5.813% | 15.87% | 1.246% | 34.09% | 99.42% | 39.14% | 92.72% | 30.68% | 100% | 67.26% | 100% | 63.09% | 100% | 79.67% | 100% | 77.44% | Rural Fringe | 866.6465 | South Atlantic
28075 | 0.47536 | Charlotte | 0 | NC | 2013 | 3999 | 1116452.1436 | 70199.5 | 93423000 | 3799 | 808255.8689 | 3759 | 289596.3204 | 3420 | 226068.4916 | 42065.3 | 55094300 | 175 | 146180.7141 | 175 | 94386.1285 | 173 | 88561.5089 | 11986.1 | 16106200 | 25 | 162015.5605 | 25 | 142201.7303 | 25 | 139555.6101 | 16148.1 | 22222500 | 279.1828 | 95% | 72.4% | 4.376% | 13.09% | 0.6252% | 14.51% | 98.95% | 35.83% | 90.02% | 27.97% | 100% | 64.57% | 98.86% | 60.58% | 100% | 87.77% | 100% | 86.14% | Rural Fringe | 767.1171 | South Atlantic
28078 | 0.31122 | Charlotte | 0 | NC | 2013 | 3358 | 820835.8623 | 47904.62 | 63819800 | 3212 | 567044.8435 | 3093 | 181748.9475 | 2509 | 140067.8608 | 24638.1 | 32446000 | 126 | 119534.9319 | 126 | 74373.0649 | 125 | 69479.99 | 9671.02 | 12954300 | 20 | 134256.087 | 20 | 112344.8946 | 20 | 110338.527 | 13595.5 | 18419500 | 244.4419 | 95.65% | 69.08% | 3.752% | 14.56% | 0.5956% | 16.36% | 96.3% | 32.05% | 78.11% | 24.7% | 100% | 62.22% | 99.21% | 58.13% | 100% | 83.68% | 100% | 82.19% | City Large | 785.6898 | South Atlantic
28079 | 0.0055885 | Charlotte | 0 | NC | 2013 | 41 | 7853.0748 | 312.3306 | 417887.7 | 40 | 7257.8487 | 39 | 2141.3788 | 28 | 1586.8532 | 263.549 | 352735 | 1 | 595.2261 | 1 | 331.912 | 1 | 314.0513 | 48.7816 | 65152.7 | 0 | 0 | 0 | 0 | 0 | 0 | 0 | 0 | 191.5384 | 97.56% | 92.42% | 2.439% | 7.58% | 0% | 0% | 97.5% | 29.5% | 70% | 21.86% | 100% | 55.76% | 100% | 52.76% | #DIV/0! | #DIV/0! | #DIV/0! | #DIV/0! | Rural Fringe | 692.4632 | South Atlantic
28104 | 0.093528 | Charlotte | 0 | NC | 2013 | 1157 | 291096.0525 | 17733.35 | 23701560 | 1124 | 222130.9391 | 1114 | 78228.8101 | 1023 | 60946.0704 | 11426.1 | 15059700 | 26 | 27656.05 | 26 | 18363.946 | 26 | 17610.4739 | 2291.84 | 3112010 | 7 | 41309.0634 | 7 | 35373.8396 | 7 | 34459.2151 | 4015.41 | 5529850 | 251.5956 | 97.15% | 76.31% | 2.247% | 9.501% | 0.605% | 14.19% | 99.11% | 35.22% | 91.01% | 27.44% | 100% | 66.4% | 100% | 63.68% | 100% | 85.63% | 100% | 83.42% | Rural Fringe | 943.9098 | South Atlantic
28105 | 0.73813 | Charlotte | 0 | NC | 2013 | 9489 | 2870431.4637 | 171648.2 | 231126600 | 8716 | 1604455.1721 | 8526 | 469561.1405 | 6916 | 353473.0114 | 64464.9 | 84867200 | 685 | 592764.9289 | 685 | 328815.6849 | 679 | 300941.8947 | 42597.1 | 57234500 | 88 | 673211.3626 | 88 | 568829.7042 | 88 | 555976.5228 | 64586.2 | 89024900 | 302.5009 | 91.85% | 55.9% | 7.219% | 20.65% | 0.9274% | 23.45% | 97.82% | 29.27% | 79.35% | 22.03% | 100% | 55.47% | 99.12% | 50.77% | 100% | 84.49% | 100% | 82.59% | City Large | 1811.2745 | South Atlantic
28120 | 0.031251 | Charlotte | 0 | NC | 2006 | 803 | 211452.7015 | 13424.3 | 17970550 | 735 | 118511.405 | 721 | 44353.0384 | 618 | 33624.2874 | 5949.13 | 7780320 | 60 | 45119.8226 | 60 | 25743.1471 | 60 | 23419.4504 | 3257.12 | 4390760 | 8 | 47821.4739 | 8 | 37776.5821 | 8 | 36223.1966 | 4218.05 | 5799470 | 263.3284 | 91.53% | 56.05% | 7.472% | 21.34% | 0.9963% | 22.62% | 98.1% | 37.43% | 84.08% | 28.37% | 100% | 57.06% | 100% | 51.91% | 100% | 79% | 100% | 75.75% | Suburb Midsize | 521.378 | South Atlantic
28134 | 0.2787 | Charlotte | 0 | NC | 2006 | 368 | 388035.8998 | 35616.89 | 49064770 | 251 | 31840.7555 | 244 | 12674.7193 | 198 | 9927.0875 | 1576.82 | 2095170 | 76 | 85875.0381 | 76 | 67189.5691 | 76 | 64434.6692 | 7418.47 | 10217100 | 41 | 270320.1061 | 41 | 237925.0118 | 41 | 233838.4446 | 26621.6 | 36752500 | 1054.4454 | 68.21% | 8.206% | 20.65% | 22.13% | 11.14% | 69.66% | 97.21% | 39.81% | 78.88% | 31.18% | 100% | 78.24% | 100% | 75.03% | 100% | 88.02% | 100% | 86.5% | City Large | 1416.428 | South Atlantic
28202 | 1 | Charlotte | Charlotte, NC | NC | 2006 | 723 | 957783.9552 | 66225.58 | 90995930 | 429 | 87414.3539 | 420 | 29099.6908 | 353 | 23049.5057 | 3940.98 | 5319430 | 202 | 211410.4131 | 202 | 118090.1223 | 201 | 107965.8299 | 14690.5 | 20146800 | 92 | 658959.1881 | 92 | 380639.6816 | 92 | 360635.7344 | 47594.1 | 65529700 | 1324.7358 | 59.34% | 9.127% | 27.94% | 22.07% | 12.72% | 68.8% | 97.9% | 33.29% | 82.28% | 26.37% | 100% | 55.86% | 99.5% | 51.07% | 100% | 57.76% | 100% | 54.73% | City Large | 5542.8929 | South Atlantic
28203 | 1 | Charlotte | Charlotte, NC | NC | 2013 | 3507 | 1338938.8699 | 83172.4 | 113661400 | 3075 | 556864.237 | 2962 | 162786.913 | 2165 | 122622.3864 | 19993.1 | 26840200 | 345 | 327599.2888 | 345 | 218540.8577 | 344 | 206295.3822 | 25556.3 | 35003700 | 87 | 454475.3442 | 87 | 333229.7081 | 87 | 319412.2802 | 37623 | 51817500 | 381.7904 | 87.68% | 41.59% | 9.837% | 24.47% | 2.481% | 33.94% | 96.33% | 29.23% | 70.41% | 22.02% | 100% | 66.71% | 99.71% | 62.97% | 100% | 73.32% | 100% | 70.28% | City Large | 3234.8458 | South Atlantic
28204 | 1 | Charlotte | Charlotte, NC | NC | 2013 | 1439 | 671537.5919 | 43067.59 | 58967100 | 1193 | 227248.1677 | 1162 | 65054.309 | 820 | 50614.2928 | 8000.39 | 10800200 | 201 | 194289.0095 | 201 | 118498.5051 | 200 | 111385.4329 | 13971.5 | 19111100 | 45 | 250000.4147 | 45 | 185795.5189 | 44 | 180007.4751 | 21095.7 | 29055800 | 466.6696 | 82.9% | 33.84% | 13.97% | 28.93% | 3.127% | 37.23% | 97.4% | 28.63% | 68.73% | 22.27% | 100% | 60.99% | 99.5% | 57.33% | 100% | 74.32% | 97.78% | 72% | City Large | 3200.2183 | South Atlantic
28205 | 1 | Charlotte | Charlotte, NC | NC | 2013 | 14111 | 3143637.738 | 155857.7 | 210181000 | 13299 | 1984829.8355 | 12450 | 492084.589 | 7825 | 354545.0038 | 59607.4 | 79025800 | 721 | 629789.6433 | 721 | 376846.0001 | 712 | 353479.0219 | 46850.6 | 63308000 | 91 | 529018.2592 | 91 | 428418.462 | 91 | 417683.9863 | 49399.7 | 67847200 | 222.7792 | 94.25% | 63.14% | 5.109% | 20.03% | 0.6449% | 16.83% | 93.62% | 24.79% | 58.84% | 17.86% | 100% | 59.84% | 98.75% | 56.13% | 100% | 80.98% | 100% | 78.95% | City Large | 3666.835 | South Atlantic
28206 | 1 | Charlotte | Charlotte, NC | NC | 2013 | 3937 | 1927868.6807 | 157014.6 | 215133500 | 3318 | 467825.6054 | 3165 | 165766.7719 | 2320 | 133978.5523 | 20888.3 | 27903900 | 453 | 484359.2477 | 453 | 357976.4265 | 452 | 343892.4762 | 41904 | 57295600 | 166 | 975683.8276 | 166 | 825993.171 | 166 | 811283.4621 | 94222.3 | 129934000 | 489.6796 | 84.28% | 24.27% | 11.51% | 25.12% | 4.216% | 50.61% | 95.39% | 35.43% | 69.92% | 28.64% | 100% | 73.91% | 99.78% | 71% | 100% | 84.66% | 100% | 83.15% | City Large | 1789.0377 | South Atlantic
28207 | 1 | Charlotte | Charlotte, NC | NC | 2013 | 2882 | 819191.4856 | 34071.17 | 45744500 | 2623 | 519067.0883 | 2500 | 123219.7741 | 1723 | 85253.0538 | 14895.3 | 19717300 | 237 | 198339.5806 | 237 | 93203.8808 | 232 | 82778.0697 | 11334.1 | 15328200 | 22 | 101784.8168 | 22 | 67328.1319 | 22 | 63712.6304 | 7841.77 | 10699000 | 284.2441 | 91.01% | 63.36% | 8.223% | 24.21% | 0.7634% | 12.43% | 95.31% | 23.74% | 65.69% | 16.42% | 100% | 46.99% | 97.89% | 41.74% | 100% | 66.15% | 100% | 62.6% | City Large | 3628.2093 | South Atlantic
28208 | 1 | Charlotte | Charlotte, NC | NC | 2013 | 12122 | 4123126.7742 | 304609.2 | 415822800 | 11082 | 1488226.2321 | 10538 | 438152.5846 | 7399 | 336156.1145 | 55927.6 | 74073600 | 752 | 789982.0681 | 752 | 582809.4486 | 751 | 559570.126 | 69194.6 | 93980200 | 288 | 1844918.474 | 288 | 1598610.1218 | 288 | 1568410.5193 | 179487 | 247769000 | 340.1359 | 91.42% | 36.09% | 6.204% | 19.16% | 2.376% | 44.75% | 95.09% | 29.44% | 66.77% | 22.59% | 100% | 73.78% | 99.87% | 70.83% | 100% | 86.65% | 100% | 85.01% | City Large | 1694.8175 | South Atlantic
28209 | 1 | Charlotte | Charlotte, NC | NC | 2013 | 6098 | 1747182.4167 | 87736.7 | 118562700 | 5661 | 1008079.8258 | 5370 | 235617.8734 | 3494 | 166972.2073 | 29053.5 | 38503500 | 383 | 337312.1374 | 383 | 190054.0877 | 372 | 175360.4195 | 23224.8 | 31389900 | 54 | 401790.4536 | 54 | 310294.2289 | 54 | 298228.4546 | 35458.4 | 48669300 | 286.5173 | 92.83% | 57.7% | 6.281% | 19.31% | 0.8855% | 23% | 94.86% | 23.37% | 61.72% | 16.56% | 100% | 56.34% | 97.13% | 51.99% | 100% | 77.23% | 100% | 74.22% | City Large | 3519.3165 | South Atlantic
28210 | 0.92818 | Charlotte | Charlotte, NC | NC | 2006 | 10091 | 2639719.6079 | 132545.1 | 177238700 | 9308 | 1635268.6727 | 8758 | 414763.6418 | 6171 | 290814.3515 | 54525.4 | 72111500 | 712 | 554096.1772 | 712 | 251040.0718 | 705 | 213602.0842 | 38752.4 | 51223700 | 71 | 450354.758 | 71 | 349758.8372 | 71 | 335657.8067 | 39267.3 | 53903500 | 261.5915 | 92.24% | 61.95% | 7.056% | 20.99% | 0.7036% | 17.06% | 94.09% | 25.36% | 66.3% | 17.78% | 100% | 45.31% | 99.02% | 38.55% | 100% | 77.66% | 100% | 74.53% | City Large | 3194.3519 | South Atlantic
28211 | 1 | Charlotte | Charlotte, NC | NC | 2013 | 9256 | 2714901.1566 | 107435.8 | 144300500 | 8471 | 1904555.3686 | 8114 | 425954.0227 | 5516 | 302409.2185 | 53621.7 | 71288700 | 731 | 522910.5131 | 731 | 223227.6277 | 714 | 192735.4779 | 29081.3 | 38950900 | 54 | 287435.2749 | 54 | 217561.6525 | 54 | 209438.4835 | 24732.8 | 34060900 | 293.3126 | 91.52% | 70.15% | 7.898% | 19.26% | 0.5834% | 10.59% | 95.79% | 22.37% | 65.12% | 15.88% | 100% | 42.69% | 97.67% | 36.86% | 100% | 75.69% | 100% | 72.86% | City Large | 2601.003 | South Atlantic
28212 | 1 | Charlotte | Charlotte, NC | NC | 2013 | 7919 | 2098370.2215 | 113892.2 | 153197700 | 7194 | 1194011.5546 | 6911 | 335018.862 | 5048 | 254085.8403 | 43234.7 | 57213500 | 663 | 532119.1387 | 663 | 277558.4816 | 659 | 249348.546 | 35732.4 | 47820700 | 62 | 372239.5282 | 62 | 311397.1675 | 62 | 302570.6164 | 34925.1 | 48163500 | 264.9792 | 90.84% | 56.9% | 8.372% | 25.36% | 0.7829% | 17.74% | 96.07% | 28.06% | 70.17% | 21.28% | 100% | 52.16% | 99.4% | 46.86% | 100% | 83.66% | 100% | 81.28% | City Large | 4051.1621 | South Atlantic
28213 | 1 | Charlotte | Charlotte, NC | NC | 2013 | 10184 | 2610174.4041 | 164532.9 | 219777900 | 9471 | 1565712.3049 | 9275 | 541895.707 | 8134 | 426837.7983 | 75765.6 | 99776900 | 624 | 507034.204 | 624 | 290160.5894 | 619 | 269026.92 | 37292.3 | 50243800 | 89 | 537427.8952 | 89 | 432828.3357 | 89 | 417408.0448 | 51475 | 69757200 | 256.3015 | 93% | 59.98% | 6.127% | 19.43% | 0.8739% | 20.59% | 97.93% | 34.61% | 85.88% | 27.26% | 100% | 57.23% | 99.2% | 53.06% | 100% | 80.54% | 100% | 77.67% | City Large | 2702.3505 | South Atlantic
28214 | 0.59604 | Charlotte | 0 | NC | 2013 | 11137 | 2221075.8246 | 124925.9 | 167234100 | 10875 | 1697907.5635 | 10681 | 566426.8866 | 9086 | 437235.2713 | 76880.3 | 101245000 | 224 | 192416.0603 | 224 | 134332.0654 | 224 | 128452.5312 | 16236 | 22102200 | 38 | 330752.2008 | 38 | 283014.3869 | 38 | 276160.4225 | 31809.6 | 43886900 | 199.4321 | 97.65% | 76.45% | 2.011% | 8.663% | 0.3412% | 14.89% | 98.22% | 33.36% | 83.55% | 25.75% | 100% | 69.81% | 100% | 66.76% | 100% | 85.57% | 100% | 83.49% | City Large | 953.4401 | South Atlantic
28215 | 0.91404 | Charlotte | 0 | NC | 2013 | 16405 | 3152477.8038 | 150536.1 | 199314400 | 15978 | 2616399.7384 | 15448 | 777733.125 | 12410 | 589709.9023 | 105739 | 138899000 | 386 | 298823.5537 | 386 | 171273.6738 | 378 | 158989.7313 | 22663.9 | 30206900 | 41 | 237254.5118 | 41 | 188632.5684 | 40 | 183419.3756 | 22133.2 | 30208500 | 192.1657 | 97.4% | 83% | 2.353% | 9.479% | 0.2499% | 7.526% | 96.68% | 29.73% | 77.67% | 22.54% | 100% | 57.32% | 97.93% | 53.21% | 100% | 79.51% | 97.56% | 77.31% | City Large | 1817.4213 | South Atlantic
28216 | 1 | Charlotte | 0 | NC | 2013 | 17830 | 4303319.4883 | 284532.8 | 382720000 | 17152 | 2588533.5456 | 16788 | 892372.5777 | 14407 | 691216.7779 | 122510 | 160732000 | 532 | 485395.7054 | 532 | 311431.9901 | 531 | 292014.8112 | 39242.8 | 52794000 | 146 | 1229390.2373 | 146 | 1084619.8438 | 146 | 1068028.6928 | 122780 | 169194000 | 241.3527 | 96.2% | 60.15% | 2.984% | 11.28% | 0.8188% | 28.57% | 97.88% | 34.47% | 84% | 26.7% | 100% | 64.16% | 99.81% | 60.16% | 100% | 88.22% | 100% | 86.87% | City Large | 1466.7999 | South Atlantic
28217 | 1 | Charlotte | Charlotte, NC | NC | 2013 | 6666 | 2781390.8847 | 213577.2 | 291364800 | 5620 | 822723.8958 | 5391 | 272046.6787 | 4173 | 215634.5018 | 35488.3 | 47106800 | 830 | 892676.1193 | 830 | 621507.2115 | 828 | 591809.6707 | 73998.9 | 100735000 | 216 | 1065990.8695 | 216 | 922461.1282 | 216 | 906887.7555 | 104090 | 143523000 | 417.2504 | 84.31% | 29.58% | 12.45% | 32.09% | 3.24% | 38.33% | 95.93% | 33.07% | 74.25% | 26.21% | 100% | 69.62% | 99.76% | 66.3% | 100% | 86.54% | 100% | 85.07% | City Large | 1751.1609 | South Atlantic
28226 | 0.52253 | Charlotte | Charlotte, NC | NC | 2013 | 6475 | 1789707.1342 | 72582.56 | 95904060 | 5969 | 1370677.0216 | 5813 | 354271.7004 | 4506 | 252405.0449 | 47884.8 | 62993500 | 487 | 336265.0895 | 486 | 127986.1067 | 476 | 105015.3271 | 17979.9 | 23742300 | 19 | 82765.0231 | 19 | 56271.9968 | 19 | 53114.2859 | 6717.86 | 9168260 | 276.4026 | 92.19% | 76.59% | 7.521% | 18.79% | 0.2934% | 4.625% | 97.39% | 25.85% | 75.49% | 18.41% | 99.79% | 38.06% | 97.74% | 31.23% | 100% | 67.99% | 100% | 64.17% | City Large | 2455.7805 | South Atlantic
28227 | 0.57392 | Charlotte | 0 | NC | 2013 | 14530 | 3165738.1931 | 153485.5 | 204897600 | 13984 | 2450415.0059 | 13599 | 702894.8687 | 10549 | 532354.1851 | 95152.7 | 125547000 | 487 | 413340.9212 | 487 | 225427.9612 | 484 | 204373.619 | 29000.9 | 38923000 | 59 | 301982.266 | 59 | 258892.627 | 59 | 253428.8141 | 29331.9 | 40427600 | 217.876 | 96.24% | 77.4% | 3.352% | 13.06% | 0.4061% | 9.539% | 97.25% | 28.68% | 75.44% | 21.73% | 100% | 54.54% | 99.38% | 49.44% | 100% | 85.73% | 100% | 83.92% | City Large | 1236.3775 | South Atlantic
28262 | 1 | Charlotte | 0 | NC | 2013 | 8156 | 3014217.8676 | 213136.8 | 287096000 | 7172 | 1226859.8364 | 7120 | 433736.9241 | 6494 | 335609.001 | 61170.8 | 80456300 | 836 | 725518.7132 | 836 | 393228.4974 | 835 | 354975.1187 | 52445.6 | 69893700 | 148 | 1061839.318 | 148 | 867400.0589 | 148 | 846508.2623 | 99520.4 | 136746000 | 369.5706 | 87.94% | 40.7% | 10.25% | 24.07% | 1.815% | 35.23% | 99.27% | 35.35% | 90.55% | 27.36% | 100% | 54.2% | 99.88% | 48.93% | 100% | 81.69% | 100% | 79.72% | City Large | 1752.5079 | South Atlantic
28269 | 0.95194 | Charlotte | Charlotte, NC | NC | 2013 | 22125 | 5539323.9003 | 358658.7 | 481469400 | 21167 | 3479527.6263 | 20904 | 1176700.9074 | 18752 | 899794.1468 | 165500 | 217159000 | 785 | 688895.8292 | 785 | 411465.846 | 784 | 380931.2999 | 53572.7 | 71724400 | 173 | 1370900.4448 | 173 | 1235685.7135 | 173 | 1221952.0699 | 139586 | 192586000 | 250.3649 | 95.67% | 62.82% | 3.548% | 12.44% | 0.7819% | 24.75% | 98.76% | 33.82% | 88.59% | 25.86% | 100% | 59.73% | 99.87% | 55.3% | 100% | 90.14% | 100% | 89.13% | City Large | 2172.1089 | South Atlantic
28270 | 0.54365 | Charlotte | Charlotte, NC | NC | 2013 | 5419 | 1426239.8224 | 62735.3 | 83607400 | 5044 | 1016621.0518 | 4925 | 255948.8745 | 3763 | 183982.4995 | 34144.3 | 44992400 | 347 | 274804.9571 | 347 | 121718.1479 | 340 | 106225.1434 | 16271.2 | 21774500 | 28 | 134813.8136 | 28 | 106912.6594 | 28 | 102889.4304 | 12319.8 | 16840500 | 263.1924 | 93.08% | 71.28% | 6.403% | 19.27% | 0.5167% | 9.452% | 97.64% | 25.18% | 74.6% | 18.1% | 100% | 44.29% | 97.98% | 38.65% | 100% | 79.3% | 100% | 76.32% | City Large | 2368.3212 | South Atlantic
28273 | 0.74871 | Charlotte | Charlotte, NC | NC | 2013 | 6188 | 4137388.794 | 400638.9 | 549837700 | 5296 | 832236.8519 | 5260 | 316158.2712 | 4725 | 248973.2515 | 53532.9 | 70637000 | 593 | 542982.9189 | 593 | 355362.945 | 593 | 333962.0442 | 42156 | 57437700 | 299 | 2762169.0233 | 299 | 2507221.2109 | 299 | 2477075.1093 | 304950 | 421763000 | 668.6149 | 85.59% | 20.12% | 9.583% | 13.12% | 4.832% | 66.76% | 99.32% | 37.99% | 89.22% | 29.92% | 100% | 65.45% | 100% | 61.51% | 100% | 90.77% | 100% | 89.68% | City Large | 1369.6351 | South Atlantic
28278 | 0.55898 | Charlotte | 0 | NC | 2006 | 3742 | 629141.9719 | 32481.4 | 43066400 | 3685 | 548717.0309 | 3628 | 190005.702 | 3214 | 140381.1929 | 25828.3 | 33953300 | 50 | 39393.9438 | 50 | 20642.8328 | 50 | 18429.0372 | 2643.39 | 3570790 | 7 | 41030.9972 | 7 | 35943.2525 | 7 | 35403.376 | 4009.71 | 5542310 | 168.1299 | 98.48% | 87.22% | 1.336% | 6.262% | 0.1871% | 6.522% | 98.45% | 34.63% | 87.22% | 25.58% | 100% | 52.4% | 100% | 46.78% | 100% | 87.6% | 100% | 86.28% | City Large | 627.8855 | South Atlantic
29033 | 0.24967 | Columbia | 0 | SC | 2009 | 641 | 133676.0701 | 7002.55 | 9268440 | 598 | 87479.321 | 576 | 27839.9616 | 447 | 21365.7088 | 3521.26 | 4616030 | 41 | 30913.0054 | 41 | 17172.993 | 41 | 15391.8221 | 2124.91 | 2808750 | 2 | 15283.7436 | 2 | 12569.988 | 2 | 11796.5365 | 1356.38 | 1843660 | 208.543 | 93.29% | 65.44% | 6.396% | 23.13% | 0.312% | 11.43% | 96.32% | 31.82% | 74.75% | 24.42% | 100% | 55.55% | 100% | 49.79% | 100% | 82.24% | 100% | 77.18% | Suburb Large | 1031.4423 | South Atlantic
29040 | 0.19692 | Columbia | 0 | SC | 2009 | 1808 | 312425.0219 | 19223.02 | 25277360 | 1777 | 292497.7491 | 1753 | 126045.302 | 1547 | 102324.3699 | 17547.9 | 23059200 | 31 | 19927.2728 | 31 | 11767.952 | 31 | 11093.7879 | 1675.12 | 2218160 | 0 | 0 | 0 | 0 | 0 | 0 | 0 | 0 | 172.8015 | 98.29% | 93.62% | 1.715% | 6.378% | 0% | 0% | 98.65% | 43.09% | 87.06% | 34.98% | 100% | 59.05% | 100% | 55.67% | #DIV/0! | #DIV/0! | #DIV/0! | #DIV/0! | Rural Fringe | 123.3031 | South Atlantic
29044 | 0.16848 | Columbia | 0 | SC | 2009 | 639 | 132646.938 | 8119.38 | 10856020 | 608 | 96855.2839 | 598 | 41392.8288 | 507 | 33509.1074 | 5312.83 | 7034900 | 28 | 20508.9382 | 28 | 11434.6635 | 28 | 10493.6662 | 1506.76 | 2034910 | 3 | 15282.7159 | 3 | 11805.5777 | 3 | 11295.2294 | 1299.79 | 1786210 | 207.5852 | 95.15% | 73.02% | 4.382% | 15.46% | 0.4695% | 11.52% | 98.36% | 42.74% | 83.39% | 34.6% | 100% | 55.75% | 100% | 51.17% | 100% | 77.25% | 100% | 73.91% | City Midsize | 44.2675 | South Atlantic
29045 | 0.16448 | Columbia | 0 | SC | 2009 | 254 | 109407.7189 | 7544.72 | 10244000 | 207 | 35074.401 | 200 | 12846.4471 | 158 | 9484.8727 | 1536.11 | 2047540 | 41 | 42005.6035 | 41 | 24897.3614 | 41 | 22947.442 | 3150.7 | 4252520 | 6 | 32327.7144 | 6 | 26526.5608 | 6 | 25373.3413 | 2857.91 | 3943940 | 430.7391 | 81.5% | 32.06% | 16.14% | 38.39% | 2.362% | 29.55% | 96.62% | 36.63% | 76.33% | 27.04% | 100% | 59.27% | 100% | 54.63% | 100% | 82.06% | 100% | 78.49% | Rural Fringe | 325.7561 | South Atlantic
29061 | 0.36515 | Columbia | 0 | SC | 2009 | 2667 | 357135.1638 | 18066.014 | 23601475 | 2655 | 349707.3598 | 2586 | 134182.6601 | 2059 | 104895.2504 | 17534.3 | 22896400 | 12 | 7427.804 | 12 | 3979.2888 | 12 | 3502.9846 | 531.714 | 705075 | 0 | 0 | 0 | 0 | 0 | 0 | 0 | 0 | 133.9089 | 99.55% | 97.92% | 0.4499% | 2.08% | 0% | 0% | 97.4% | 38.37% | 77.55% | 30% | 100% | 53.57% | 100% | 47.16% | #DIV/0! | #DIV/0! | #DIV/0! | #DIV/0! | City Midsize | 109.7132 | South Atlantic
29078 | 0.14131 | Columbia | 0 | SC | 2009 | 915 | 119758.7093 | 5970.744 | 7960415 | 911 | 116726.5562 | 889 | 47821.4723 | 695 | 36946.7507 | 5721.14 | 7624480 | 4 | 3032.1531 | 4 | 2094.5495 | 4 | 1998.4039 | 249.604 | 335935 | 0 | 0 | 0 | 0 | 0 | 0 | 0 | 0 | 130.8838 | 99.56% | 97.47% | 0.4372% | 2.532% | 0% | 0% | 97.59% | 40.97% | 76.29% | 31.65% | 100% | 69.08% | 100% | 65.91% | #DIV/0! | #DIV/0! | #DIV/0! | #DIV/0! | Rural Fringe | 139.8235 | South Atlantic
29150 | 0.07396 | Columbia | 0 | SC | 2009 | 759 | 230602.7331 | 16320.9 | 21418850 | 695 | 149790.7818 | 694 | 64435.1175 | 643 | 52701.6526 | 9642.42 | 12480300 | 52 | 41382.1026 | 52 | 20990.6065 | 52 | 18910.6286 | 3012.44 | 3976750 | 12 | 39429.8487 | 12 | 29645.7547 | 12 | 28896.9078 | 3666.04 | 4961800 | 303.8244 | 91.57% | 64.96% | 6.851% | 17.95% | 1.581% | 17.1% | 99.86% | 43.02% | 92.52% | 35.18% | 100% | 50.72% | 100% | 45.7% | 100% | 75.19% | 100% | 73.29% | Rural Fringe | 683.2844 | South Atlantic
29152 | 1 | Columbia | 0 | SC | 2009 | 865 | 392904.7375 | 29427.61 | 39366200 | 724 | 192005.4951 | 722 | 89351.0876 | 704 | 72975.0039 | 12001.7 | 15807400 | 120 | 111721.4976 | 120 | 72765.3948 | 120 | 68406.5678 | 9338.99 | 12465500 | 21 | 89177.7449 | 21 | 68510.2215 | 21 | 66883.2358 | 8086.92 | 11093300 | 454.2251 | 83.7% | 48.87% | 13.87% | 28.43% | 2.428% | 22.7% | 99.72% | 46.54% | 97.24% | 38.01% | 100% | 65.13% | 100% | 61.23% | 100% | 76.82% | 100% | 75% | Rural Fringe | 563.3265 | South Atlantic
29153 | 0.025051 | Columbia | 0 | SC | 2009 | 530 | 106718.2417 | 7773.172 | 10281630 | 519 | 91022.9982 | 515 | 43371.4775 | 484 | 36095.8935 | 6284.53 | 8251870 | 10 | 9542.8306 | 10 | 7085.5796 | 10 | 6727.679 | 852.246 | 1151290 | 1 | 6152.4128 | 1 | 5734.4563 | 1 | 5642.7283 | 636.396 | 878470 | 201.3552 | 97.92% | 85.29% | 1.887% | 8.942% | 0.1887% | 5.765% | 99.23% | 47.65% | 93.26% | 39.66% | 100% | 74.25% | 100% | 70.5% | 100% | 93.21% | 100% | 91.72% | Rural Fringe | 145.8845 | South Atlantic
29154 | 0.1129 | Columbia | 0 | SC | 2009 | 3429 | 610760.5222 | 39005.42 | 51642510 | 3320 | 479346.9289 | 3191 | 205857.9842 | 2395 | 164514.9682 | 27315.5 | 35737900 | 100 | 84782.9973 | 100 | 62074.4474 | 100 | 58957.7144 | 7464.97 | 10088400 | 9 | 46630.5961 | 9 | 37607.6472 | 9 | 36234.909 | 4224.95 | 5816210 | 178.1162 | 96.82% | 78.48% | 2.916% | 13.88% | 0.2625% | 7.635% | 96.11% | 42.95% | 72.14% | 34.32% | 100% | 73.22% | 100% | 69.54% | 100% | 80.65% | 100% | 77.71% | Rural Fringe | 238.9081 | South Atlantic
29168 | 0.0063481 | Columbia | 0 | SC | 2009 | 34 | 5062.9581 | 212.5942 | 288918 | 33 | 4014.1584 | 33 | 1443.3037 | 21 | 794.7398 | 126.315 | 169641 | 1 | 1048.7997 | 1 | 792.9195 | 1 | 770.3536 | 86.2792 | 119277 | 0 | 0 | 0 | 0 | 0 | 0 | 0 | 0 | 148.9105 | 97.06% | 79.28% | 2.941% | 20.72% | 0% | 0% | 100% | 35.96% | 63.64% | 19.8% | 100% | 75.6% | 100% | 73.45% | #DIV/0! | #DIV/0! | #DIV/0! | #DIV/0! | Rural Fringe | 74.1778 | South Atlantic
29169 | 0.099887 | Columbia | 0 | SC | 2009 | 747 | 201468.386 | 12274.03 | 16014100 | 673 | 104205.8264 | 648 | 36876.5609 | 482 | 28708.2304 | 4757.62 | 6063450 | 69 | 60864.4481 | 69 | 37507.2151 | 69 | 33971.493 | 4481.98 | 5938410 | 5 | 36398.1115 | 5 | 24347.055 | 5 | 22384.8438 | 3034.43 | 4012240 | 269.7033 | 90.09% | 51.72% | 9.237% | 30.21% | 0.6693% | 18.07% | 96.29% | 35.39% | 71.62% | 27.55% | 100% | 61.62% | 100% | 55.82% | 100% | 66.89% | 100% | 61.5% | Suburb Large | 1694.6785 | South Atlantic
29201 | 0.9772 | Columbia | 0 | SC | 2009 | 5741 | 3023057.2787 | 220736.9 | 296781400 | 4632 | 696930.4278 | 4532 | 253059.9288 | 3547 | 190121.4816 | 30280.1 | 39842100 | 848 | 850510.6596 | 848 | 556852.5667 | 848 | 517453.517 | 65759.8 | 87972300 | 261 | 1475616.1913 | 261 | 1101839.6491 | 261 | 1056354.7698 | 124697 | 168967000 | 526.5733 | 80.68% | 23.05% | 14.77% | 28.13% | 4.546% | 48.81% | 97.84% | 36.31% | 76.58% | 27.28% | 100% | 65.47% | 100% | 60.84% | 100% | 74.67% | 100% | 71.59% | City Midsize | 1610.8058 | South Atlantic
29203 | 0.081093 | Columbia | 0 | SC | 2009 | 2508 | 790770.3817 | 51458.1 | 68573600 | 2294 | 347437.9314 | 2185 | 113799.8405 | 1606 | 89395.557 | 15000.7 | 19514300 | 176 | 177048.9235 | 176 | 111247.5451 | 175 | 104259.8183 | 13620.2 | 18203800 | 38 | 266283.5268 | 38 | 198776.8812 | 38 | 190884.3471 | 22837.2 | 30855500 | 315.2992 | 91.47% | 43.94% | 7.018% | 22.39% | 1.515% | 33.67% | 95.25% | 32.75% | 70.01% | 25.73% | 100% | 62.83% | 99.43% | 58.89% | 100% | 74.65% | 100% | 71.68% | City Midsize | 682.4521 | South Atlantic
29204 | 0.43962 | Columbia | 0 | SC | 2009 | 3494 | 845976.9608 | 48588.1 | 63956500 | 3243 | 483690.985 | 2982 | 148167.9502 | 2156 | 111758.2111 | 18884.1 | 24436300 | 211 | 189101.4725 | 211 | 122223.5593 | 211 | 113647.3689 | 14934.4 | 19811800 | 40 | 173184.5033 | 40 | 123632.209 | 40 | 117376.097 | 14769.6 | 19708400 | 242.1228 | 92.82% | 57.18% | 6.039% | 22.35% | 1.145% | 20.47% | 91.95% | 30.63% | 66.48% | 23.11% | 100% | 64.63% | 100% | 60.1% | 100% | 71.39% | 100% | 67.78% | City Midsize | 3021.4001 | South Atlantic
29205 | 0.97056 | Columbia | 0 | SC | 2009 | 9551 | 1754697.5679 | 79323.3 | 103626400 | 9257 | 1363413.8551 | 8862 | 386187.5149 | 6283 | 275455.7866 | 47978.2 | 61758100 | 262 | 236082.9716 | 262 | 150048.9526 | 260 | 139798.8249 | 18200.9 | 24203000 | 32 | 155200.7412 | 32 | 113213.221 | 32 | 107028.3683 | 13144.2 | 17665300 | 183.7187 | 96.92% | 77.7% | 2.743% | 13.45% | 0.335% | 8.845% | 95.73% | 28.33% | 67.87% | 20.2% | 100% | 63.56% | 99.24% | 59.22% | 100% | 72.95% | 100% | 68.96% | City Midsize | 3650.1679 | South Atlantic
29206 | 0.91445 | Columbia | 0 | SC | 2009 | 5455 | 1843670.025 | 92650.5 | 123270300 | 4948 | 1120635.0885 | 4589 | 289206.3268 | 3291 | 216613.6645 | 36261.3 | 47411000 | 448 | 341001.3444 | 447 | 177274.7798 | 439 | 162389.0547 | 22905 | 30443900 | 59 | 382033.5922 | 59 | 291072.1911 | 59 | 280312.835 | 33484.2 | 45415400 | 337.978 | 90.71% | 60.78% | 8.213% | 18.5% | 1.082% | 20.72% | 92.74% | 25.81% | 66.51% | 19.33% | 99.78% | 51.99% | 97.99% | 47.62% | 100% | 76.19% | 100% | 73.37% | City Midsize | 1216.0087 | South Atlantic
29207 | 1 | Columbia | 0 | SC | 2009 | 47 | 41686.9026 | 3196.513 | 4325662 | 20 | 4031.6604 | 20 | 2489.7537 | 17 | 2261.657 | 302.193 | 403322 | 25 | 22441.2533 | 25 | 12929.8067 | 25 | 11843.9099 | 1592.21 | 2144600 | 2 | 15213.9889 | 2 | 11796.0921 | 2 | 11597.1264 | 1302.11 | 1777740 | 886.9554 | 42.55% | 9.671% | 53.19% | 53.83% | 4.255% | 36.5% | 100% | 61.76% | 85% | 56.1% | 100% | 57.62% | 100% | 52.78% | 100% | 77.53% | 100% | 76.23% | #N/A | 2718.8808 | South Atlantic
29208 | 1 | Columbia | 0 | SC | 2009 | 4 | 2222.7936 | 141.124 | 191630.1 | 2 | 272.2619 | 2 | 179.3437 | 2 | 170.3546 | 19.906 | 27234.1 | 2 | 1950.5317 | 2 | 1107.1306 | 2 | 1011.7326 | 121.218 | 164396 | 0 | 0 | 0 | 0 | 0 | 0 | 0 | 0 | 555.6984 | 50% | 12.25% | 50% | 87.75% | 0% | 0% | 100% | 65.87% | 100% | 62.57% | 100% | 56.76% | 100% | 51.87% | #DIV/0! | #DIV/0! | #DIV/0! | #DIV/0! | City Midsize | 4338.048 | South Atlantic
29209 | 0.23478 | Columbia | 0 | SC | 2009 | 7550 | 1888243.276 | 107332.2 | 141336100 | 7165 | 1322582.616 | 7015 | 446035.965 | 6019 | 344854.0513 | 61047.4 | 79247700 | 341 | 315236.4965 | 341 | 188641.3683 | 341 | 174514.294 | 23883.5 | 31755800 | 44 | 250424.1635 | 44 | 192762.0955 | 44 | 186539.4751 | 22401.3 | 30332600 | 250.0984 | 94.9% | 70.04% | 4.517% | 16.69% | 0.5828% | 13.26% | 97.91% | 33.72% | 84.01% | 26.07% | 100% | 59.84% | 100% | 55.36% | 100% | 76.97% | 100% | 74.49% | City Midsize | 678.1654 | South Atlantic
29210 | 0.093528 | Columbia | 0 | SC | 2009 | 455 | 239038.5304 | 16573.83 | 22206260 | 335 | 64997.8583 | 320 | 19016.8402 | 234 | 14631.1924 | 2412.91 | 3149270 | 108 | 96128.45 | 108 | 58932.8859 | 108 | 54178.8136 | 7108.06 | 9457720 | 12 | 77912.2222 | 12 | 63872.3162 | 12 | 61803.2795 | 7052.86 | 9599270 | 525.3594 | 73.63% | 27.19% | 23.74% | 40.21% | 2.637% | 32.59% | 95.52% | 29.26% | 69.85% | 22.51% | 100% | 61.31% | 100% | 56.36% | 100% | 81.98% | 100% | 79.32% | City Midsize | 2289.3626 | South Atlantic
29223 | 0.80889 | Columbia | 0 | SC | 2009 | 12381 | 3265850.6251 | 190001 | 250499700 | 11554 | 2129240.8534 | 11194 | 710920.1976 | 9204 | 553309.5623 | 97369.4 | 126695000 | 754 | 609582.9475 | 754 | 346056.3641 | 753 | 315216.7453 | 45464.6 | 59894500 | 73 | 527026.8242 | 73 | 410727.8875 | 73 | 395811.5134 | 47167 | 63910200 | 263.7792 | 93.32% | 65.2% | 6.09% | 18.67% | 0.5896% | 16.14% | 96.88% | 33.39% | 79.66% | 25.99% | 100% | 56.77% | 99.87% | 51.71% | 100% | 77.93% | 100% | 75.1% | Suburb Large | 1428.065 | South Atlantic
29225 | 1 | Columbia | 0 | SC | 2009 | 2 | 3155.2466 | 238.232 | 307207 | 0 | 0 | 0 | 0 | 0 | 0 | 0 | 0 | 2 | 3155.2466 | 2 | 1464.2782 | 2 | 1323.8297 | 238.232 | 307207 | 0 | 0 | 0 | 0 | 0 | 0 | 0 | 0 | 1577.6233 | 0% | 0% | 100% | 100% | 0% | 0% | #DIV/0! | #DIV/0! | #DIV/0! | #DIV/0! | 100% | 46.41% | 100% | 41.96% | #DIV/0! | #DIV/0! | #DIV/0! | #DIV/0! | City Midsize | 4445.811 | South Atlantic
29229 | 0.39349 | Columbia | 0 | SC | 2009 | 1377 | 338069.442 | 20305.44 | 26790750 | 1293 | 216610.4519 | 1284 | 76904.6231 | 1145 | 59461.6098 | 10352.4 | 13496700 | 77 | 66885.3237 | 77 | 41733.3093 | 77 | 39062.8961 | 5380 | 7104960 | 7 | 54573.6664 | 7 | 40225.4692 | 7 | 38448.9537 | 4573.04 | 6189090 | 245.5116 | 93.9% | 64.07% | 5.592% | 19.78% | 0.5084% | 16.14% | 99.3% | 35.5% | 88.55% | 27.45% | 100% | 62.4% | 100% | 58.4% | 100% | 73.71% | 100% | 70.45% | Suburb Large | 1377.3097 | South Atlantic
29401 | 1 | Charleston | Charleston, SC | SC | 2010 | 2752 | 1087334.5532 | 67594.6 | 92918400 | 2441 | 422057.8637 | 2436 | 158371.1019 | 2194 | 117716.4797 | 19486.9 | 26151100 | 237 | 220810.5238 | 237 | 123465.7311 | 236 | 112034.8456 | 14588.6 | 20082700 | 74 | 444466.1657 | 74 | 302823.5433 | 74 | 286474.4032 | 33519.1 | 46684600 | 395.107 | 88.7% | 38.82% | 8.612% | 20.31% | 2.689% | 40.88% | 99.8% | 37.52% | 89.88% | 27.89% | 100% | 55.91% | 99.58% | 50.74% | 100% | 68.13% | 100% | 64.45% | City Midsize | 4328.5671 | South Atlantic
29403 | 1 | Charleston | Charleston, SC | SC | 2010 | 6443 | 1386556.1306 | 82102.6 | 112560300 | 6042 | 763892.3082 | 5995 | 267513.0912 | 4866 | 199550.1992 | 33339.9 | 44809500 | 337 | 311691.7237 | 337 | 188992.7596 | 335 | 177034.2299 | 22634.8 | 31301400 | 64 | 310972.0988 | 64 | 230562.3343 | 64 | 221724.5705 | 26127.9 | 36449400 | 215.2035 | 93.78% | 55.09% | 5.23% | 22.48% | 0.9933% | 22.43% | 99.22% | 35.02% | 80.54% | 26.12% | 100% | 60.63% | 99.41% | 56.8% | 100% | 74.14% | 100% | 71.3% | City Midsize | 4029.9123 | South Atlantic
29405 | 0.78628 | Charleston | 0 | SC | 2010 | 9011 | 2295206.4053 | 156022.8 | 214885600 | 8321 | 1044289.1157 | 8137 | 372425.0503 | 5901 | 289087.7779 | 44311.5 | 59763800 | 556 | 534185.5825 | 556 | 386484.5703 | 554 | 372667.1662 | 46234.7 | 63847800 | 134 | 716731.7071 | 134 | 569118.3651 | 134 | 554322.7776 | 65476.6 | 91274000 | 254.7116 | 92.34% | 45.5% | 6.17% | 23.27% | 1.487% | 31.23% | 97.79% | 35.66% | 70.92% | 27.68% | 100% | 72.35% | 99.64% | 69.76% | 100% | 79.4% | 100% | 77.34% | City Midsize | 1623.8872 | South Atlantic
29406 | 0.11747 | Charleston | 0 | SC | 2010 | 1024 | 318655.0614 | 22606.69 | 30995690 | 945 | 103637.3754 | 908 | 36873.9685 | 601 | 28802.4958 | 4399.43 | 5813520 | 65 | 60176.3907 | 65 | 41896.722 | 63 | 40393.5509 | 5161.86 | 7024970 | 14 | 154841.2954 | 14 | 112204.0108 | 14 | 109100.5574 | 13045.4 | 18157200 | 311.1866 | 92.29% | 32.52% | 6.348% | 18.88% | 1.367% | 48.59% | 96.08% | 35.58% | 63.6% | 27.79% | 100% | 69.62% | 96.92% | 67.13% | 100% | 72.46% | 100% | 70.46% | City Midsize | 1848.4298 | South Atlantic
29407 | 0.56307 | Charleston | Charleston, SC | SC | 2010 | 6616 | 1573503.6224 | 65678.1 | 89168800 | 6349 | 1209775.9274 | 6239 | 317155.2632 | 4475 | 220800.8694 | 37486 | 50247000 | 234 | 204579.4414 | 234 | 114926.3592 | 234 | 105401.8126 | 13911.7 | 19135600 | 33 | 159148.2536 | 33 | 122983.3177 | 33 | 118611.2461 | 14280.4 | 19786200 | 237.8331 | 95.96% | 76.88% | 3.537% | 13% | 0.4988% | 10.11% | 98.27% | 26.22% | 70.48% | 18.25% | 100% | 56.18% | 100% | 51.52% | 100% | 77.28% | 100% | 74.53% | City Midsize | 2031.457 | South Atlantic
29409 | 1 | Charleston | Charleston, SC | SC | 2010 | 12 | 5450.0864 | 168.6413 | 227543.1 | 6 | 2183.8556 | 6 | 640.0545 | 6 | 394.7454 | 72.3369 | 99241.1 | 6 | 3266.2308 | 6 | 959.5135 | 6 | 540.6293 | 96.3044 | 128302 | 0 | 0 | 0 | 0 | 0 | 0 | 0 | 0 | 454.1739 | 50% | 40.07% | 50% | 59.93% | 0% | 0% | 100% | 29.31% | 100% | 18.08% | 100% | 29.38% | 100% | 16.55% | #DIV/0! | #DIV/0! | #DIV/0! | #DIV/0! | City Midsize | 4319.3966 | South Atlantic
29410 | 0.26842 | Charleston | 0 | SC | 2010 | 1509 | 485005.6478 | 35325.82 | 48767070 | 1412 | 213403.9527 | 1378 | 62058.8181 | 979 | 47093.0867 | 7762.36 | 10367600 | 72 | 64054.3368 | 72 | 44742.5647 | 72 | 43644.483 | 5706.16 | 7784470 | 25 | 207547.3583 | 25 | 195607.2042 | 25 | 194450.9233 | 21857.3 | 30615000 | 321.4086 | 93.57% | 44% | 4.771% | 13.21% | 1.657% | 42.79% | 97.59% | 29.08% | 69.33% | 22.07% | 100% | 69.85% | 100% | 68.14% | 100% | 94.25% | 100% | 93.69% | Suburb Large | 1578.0529 | South Atlantic
29412 | 0.015276 | Charleston | Charleston, SC | SC | 2010 | 213 | 51772.9331 | 1744.013 | 2356336 | 192 | 37414.1028 | 185 | 9554.9297 | 138 | 6464.4797 | 1132.25 | 1528170 | 21 | 14358.8303 | 21 | 4941.6552 | 20 | 3573.4306 | 611.763 | 828166 | 0 | 0 | 0 | 0 | 0 | 0 | 0 | 0 | 243.0654 | 90.14% | 72.27% | 9.859% | 27.73% | 0% | 0% | 96.35% | 25.54% | 71.88% | 17.28% | 100% | 34.42% | 95.24% | 24.89% | #DIV/0! | #DIV/0! | #DIV/0! | #DIV/0! | City Midsize | 784.2129 | South Atlantic
29418 | 0.0029291 | Charleston | 0 | SC | 2010 | 10 | 13240.3875 | 1317.3657 | 1846012.3 | 8 | 462.7206 | 8 | 142.4337 | 3 | 97.1591 | 19.5957 | 27012.3 | 0 | 0 | 0 | 0 | 0 | 0 | 0 | 0 | 2 | 12777.6669 | 2 | 11659.0494 | 2 | 11578.7339 | 1297.77 | 1819000 | 1324.0388 | 80% | 3.495% | 0% | 0% | 20% | 96.51% | 100% | 30.78% | 37.5% | 21% | #DIV/0! | #DIV/0! | #DIV/0! | #DIV/0! | 100% | 91.25% | 100% | 90.62% | City Midsize | 1646.162 | South Atlantic
29424 | 1 | Charleston | Charleston, SC | SC | 2010 | 13 | 4083.8592 | 252.0488 | 349994.6 | 11 | 1410.2994 | 11 | 445.7144 | 10 | 318.7097 | 58.7288 | 80130.6 | 2 | 2673.5598 | 2 | 1731.8402 | 2 | 1660.3946 | 193.32 | 269864 | 0 | 0 | 0 | 0 | 0 | 0 | 0 | 0 | 314.143 | 84.62% | 34.53% | 15.38% | 65.47% | 0% | 0% | 100% | 31.6% | 90.91% | 22.6% | 100% | 64.78% | 100% | 62.1% | #DIV/0! | #DIV/0! | #DIV/0! | #DIV/0! | City Midsize | 13744.2949 | South Atlantic
29425 | 1 | Charleston | Charleston, SC | SC | 2010 | 6 | 4531.1105 | 276.7221 | 387530.4 | 3 | 413.4226 | 3 | 165.9756 | 3 | 144.8555 | 16.2243 | 22741.4 | 2 | 1762.039 | 2 | 769.0537 | 2 | 699.5918 | 79.5478 | 111408 | 1 | 2355.6489 | 1 | 1688.7211 | 1 | 1610.6219 | 180.95 | 253381 | 755.1851 | 50% | 9.124% | 33.33% | 38.89% | 16.67% | 51.99% | 100% | 40.15% | 100% | 35.04% | 100% | 43.65% | 100% | 39.7% | 100% | 71.69% | 100% | 68.37% | City Midsize | 3284.586 | South Atlantic
29445 | 0.056022 | Charleston | 0 | SC | 2010 | 87 | 82459.5602 | 8256.613 | 11045540 | 47 | 9314.3217 | 47 | 6410.2705 | 47 | 6128.2654 | 820.263 | 1103930 | 33 | 31123.7338 | 33 | 20189.4903 | 33 | 19860.2771 | 3012.43 | 3944930 | 7 | 42021.5047 | 7 | 34999.2737 | 7 | 34569.4614 | 4423.92 | 5996680 | 947.811 | 54.02% | 11.3% | 37.93% | 37.74% | 8.046% | 50.96% | 100% | 68.82% | 100% | 65.79% | 100% | 64.87% | 100% | 63.81% | 100% | 83.29% | 100% | 82.27% | Suburb Large | 933.5906 | South Atlantic
29464 | 0.49933 | Charleston | 0 | SC | 2010 | 9138 | 2494921.5117 | 117536.1 | 159139300 | 8492 | 1721887.9149 | 8409 | 475554.308 | 6721 | 337297.9355 | 59824.5 | 80216300 | 591 | 497973.2409 | 591 | 259972.3359 | 589 | 233877.6184 | 33384.2 | 45206900 | 55 | 275060.356 | 55 | 210587.2246 | 55 | 203028.7363 | 24327.4 | 33716100 | 273.0271 | 92.93% | 69.02% | 6.467% | 19.96% | 0.6019% | 11.02% | 99.02% | 27.62% | 79.15% | 19.59% | 100% | 52.21% | 99.66% | 46.97% | 100% | 76.56% | 100% | 73.81% | City Midsize | 1203.7848 | South Atlantic
29482 | 0.021118 | Charleston | 0 | SC | 2010 | 28 | 8254.6699 | 345.6853 | 462898.5 | 26 | 7063.6539 | 26 | 2390.2938 | 25 | 1605.5037 | 294.9 | 394381 | 2 | 1191.016 | 2 | 416.6783 | 2 | 279.5194 | 50.7853 | 68517.5 | 0 | 0 | 0 | 0 | 0 | 0 | 0 | 0 | 294.8096 | 92.86% | 85.57% | 7.143% | 14.43% | 0% | 0% | 100% | 33.84% | 96.15% | 22.73% | 100% | 34.99% | 100% | 23.47% | #DIV/0! | #DIV/0! | #DIV/0! | #DIV/0! | City Midsize | 330.3816 | South Atlantic
29492 | 0.5288 | Charleston | Charleston, SC | SC | 2010 | 2929 | 1137788.3136 | 79408.1 | 108715600 | 2580 | 512886.7723 | 2567 | 167625.7637 | 2232 | 125084.0346 | 22741.7 | 30304800 | 307 | 262267.3311 | 307 | 155530.9516 | 307 | 143361.3186 | 19578.7 | 26733500 | 42 | 362634.2101 | 42 | 323280.9624 | 42 | 319714.3467 | 37087.7 | 51677300 | 388.4562 | 88.08% | 45.08% | 10.48% | 23.05% | 1.434% | 31.87% | 99.5% | 32.68% | 86.51% | 24.39% | 100% | 59.3% | 100% | 54.66% | 100% | 89.15% | 100% | 88.16% | Suburb Large | 173.2645 | South Atlantic
29708 | 0.016546 | Charlotte | 0 | NC | 2006 | 66 | 20020.0019 | 1053.581 | 1427346 | 53 | 7851.6984 | 50 | 2804.891 | 42 | 2051.6006 | 336.893 | 450722 | 13 | 12168.3036 | 11 | 6169.2865 | 11 | 5427.0625 | 716.688 | 976624 | 0 | 0 | 0 | 0 | 0 | 0 | 0 | 0 | 303.3334 | 80.3% | 39.22% | 19.7% | 60.78% | 0% | 0% | 94.34% | 35.72% | 79.25% | 26.13% | 84.62% | 50.7% | 84.62% | 44.6% | #DIV/0! | #DIV/0! | #DIV/0! | #DIV/0! | Suburb Large | 1090.2821 | South Atlantic
29808 | 1 | Augusta | 0 | GA | 2010 | 1 | 78.8974 | 1.344 | 1899.17 | 1 | 78.8974 | 1 | 15 | 1 | 12 | 1.344 | 1899.17 | 0 | 0 | 0 | 0 | 0 | 0 | 0 | 0 | 0 | 0 | 0 | 0 | 0 | 0 | 0 | 0 | 78.8974 | 100% | 100% | 0% | 0% | 0% | 0% | 100% | 19.01% | 100% | 15.21% | #DIV/0! | #DIV/0! | #DIV/0! | #DIV/0! | #DIV/0! | #DIV/0! | #DIV/0! | #DIV/0! | Suburb Large | 163.8465 | South Atlantic
29821 | 0.052902 | Augusta | 0 | GA | 2010 | 7 | 1084.7337 | 41.2772 | 56399 | 7 | 1084.7337 | 6 | 346.9122 | 5 | 293.1017 | 41.2772 | 56399 | 0 | 0 | 0 | 0 | 0 | 0 | 0 | 0 | 0 | 0 | 0 | 0 | 0 | 0 | 0 | 0 | 154.962 | 100% | 100% | 0% | 0% | 0% | 0% | 85.71% | 31.98% | 71.43% | 27.02% | #DIV/0! | #DIV/0! | #DIV/0! | #DIV/0! | #DIV/0! | #DIV/0! | #DIV/0! | #DIV/0! | Rural Distant | 39.6461 | South Atlantic
29829 | 0.30428 | Augusta | 0 | GA | 2010 | 1268 | 256343.254 | 13769.869 | 18757950 | 1250 | 225863.3252 | 1216 | 79687.8402 | 1014 | 64247.9051 | 11008.9 | 14938900 | 16 | 12834.7588 | 16 | 7596.7913 | 15 | 7019.3699 | 983.179 | 1330510 | 2 | 17645.17 | 2 | 15383.353 | 2 | 15121.0797 | 1777.79 | 2488540 | 202.1634 | 98.58% | 88.11% | 1.262% | 5.007% | 0.1577% | 6.883% | 97.28% | 35.28% | 81.12% | 28.45% | 100% | 59.19% | 93.75% | 54.69% | 100% | 87.18% | 100% | 85.7% | Suburb Large | 324.3214 | South Atlantic
29831 | 0.12112 | Augusta | 0 | GA | 2010 | 253 | 338420.1093 | 32466.695 | 45703882 | 246 | 31825.649 | 231 | 11630.7852 | 159 | 9159.9565 | 1484.36 | 1982860 | 5 | 4430.3041 | 5 | 3465.4419 | 5 | 3360.4975 | 428.535 | 592322 | 2 | 302164.1562 | 2 | 270855.2036 | 2 | 268414.5873 | 30553.8 | 43128700 | 1337.6289 | 97.23% | 9.404% | 1.976% | 1.309% | 0.7905% | 89.29% | 93.9% | 36.55% | 64.63% | 28.78% | 100% | 78.22% | 100% | 75.85% | 100% | 89.64% | 100% | 88.83% | Suburb Large | 39.1319 | South Atlantic
29834 | 0.21399 | Augusta | 0 | GA | 2010 | 21 | 5147.3087 | 306.733 | 427340 | 19 | 3639.4732 | 19 | 1510.8645 | 18 | 1321.2719 | 176.783 | 246023 | 2 | 1507.8356 | 2 | 1029.2187 | 2 | 974.1608 | 129.95 | 181317 | 0 | 0 | 0 | 0 | 0 | 0 | 0 | 0 | 245.1099 | 90.48% | 70.71% | 9.524% | 29.29% | 0% | 0% | 100% | 41.51% | 94.74% | 36.3% | 100% | 68.26% | 100% | 64.61% | #DIV/0! | #DIV/0! | #DIV/0! | #DIV/0! | Suburb Large | 513.9787 | South Atlantic
29841 | 1 | Augusta | 0 | GA | 2010 | 14024 | 2650891.9611 | 129088.5 | 175865600 | 13702 | 2170342.1615 | 13181 | 682028.5127 | 9666 | 517022.9252 | 86700.1 | 116699000 | 284 | 231364.3112 | 284 | 148136.1389 | 283 | 138804.8471 | 18228.8 | 25231500 | 38 | 249185.4884 | 38 | 210456.0765 | 38 | 206453.8659 | 24159.6 | 33935100 | 189.0254 | 97.7% | 81.87% | 2.025% | 8.728% | 0.271% | 9.4% | 96.2% | 31.42% | 70.54% | 23.82% | 100% | 64.03% | 99.65% | 59.99% | 100% | 84.46% | 100% | 82.85% | Suburb Large | 993.535 | South Atlantic
29842 | 0.64523 | Augusta | 0 | GA | 2010 | 3844 | 771154.3638 | 44387.57 | 61167300 | 3716 | 497889.2383 | 3577 | 170418.233 | 2459 | 133200.2115 | 20229.6 | 27424000 | 111 | 100395.2356 | 111 | 70179.2246 | 110 | 67157.935 | 8446.17 | 11730500 | 17 | 172869.8899 | 17 | 135920.087 | 17 | 132805.176 | 15711.8 | 22012800 | 200.6125 | 96.67% | 64.56% | 2.888% | 13.02% | 0.4422% | 22.42% | 96.26% | 34.23% | 66.17% | 26.75% | 100% | 69.9% | 99.1% | 66.89% | 100% | 78.63% | 100% | 76.82% | Suburb Large | 192.1394 | South Atlantic
29851 | 0.18636 | Augusta | 0 | GA | 2010 | 1551 | 237552.9435 | 9977.7 | 13718740 | 1517 | 191392.1764 | 1470 | 53077.7333 | 978 | 37704.7355 | 6189.72 | 8424510 | 31 | 25949.6356 | 31 | 15946.6904 | 31 | 14981.5154 | 1992.53 | 2764340 | 3 | 20211.1315 | 3 | 15987.2436 | 3 | 15572.4155 | 1795.45 | 2529890 | 153.1611 | 97.81% | 80.57% | 1.999% | 10.92% | 0.1934% | 8.508% | 96.9% | 27.73% | 64.47% | 19.7% | 100% | 61.45% | 100% | 57.73% | 100% | 79.1% | 100% | 77.05% | Suburb Large | 483.6743 | South Atlantic
29860 | 0.41525 | Augusta | 0 | GA | 2010 | 3792 | 813735.579 | 44001.54 | 59105150 | 3676 | 692484.4966 | 3580 | 237569.856 | 2907 | 188308.3587 | 32679.6 | 43690900 | 108 | 77104.7291 | 108 | 53190.8585 | 108 | 50004.9986 | 7046.89 | 9536680 | 8 | 44146.3534 | 8 | 33782.2346 | 8 | 32865.6808 | 4275.05 | 5877570 | 214.5927 | 96.94% | 85.1% | 2.848% | 9.475% | 0.211% | 5.425% | 97.39% | 34.31% | 79.08% | 27.19% | 100% | 68.99% | 100% | 64.85% | 100% | 76.52% | 100% | 74.45% | Rural Distant | 181.0644 | South Atlantic
30002 | 1 | Atlanta | 0 | GA | 2013 | 1773 | 501688.2725 | 24029.34 | 28099460 | 1607 | 301033.8301 | 1443 | 70799.7826 | 1020 | 50335.9185 | 8797.63 | 10047900 | 156 | 112718.4391 | 156 | 52531.2366 | 147 | 46854.3183 | 6927.41 | 8023860 | 10 | 87936.0034 | 10 | 73334.3208 | 10 | 71322.3517 | 8304.3 | 10027700 | 282.9601 | 90.64% | 60% | 8.799% | 22.47% | 0.564% | 17.53% | 89.79% | 23.52% | 63.47% | 16.72% | 100% | 46.6% | 94.23% | 41.57% | 100% | 83.4% | 100% | 81.11% | Suburb Large | 3236.1048 | South Atlantic
30008 | 0.67421 | Atlanta | 0 | GA | 2013 | 5494 | 1207608.4892 | 60756.4 | 75583600 | 5220 | 832058.4003 | 4730 | 226262.6216 | 3488 | 171816.5977 | 30265.5 | 37076400 | 243 | 194111.6076 | 243 | 110933.121 | 241 | 102216.2537 | 14236.3 | 17850600 | 31 | 181438.4813 | 31 | 137880.6853 | 31 | 131693.8572 | 16254.6 | 20656600 | 219.805 | 95.01% | 68.9% | 4.423% | 16.07% | 0.5643% | 15.02% | 90.61% | 27.19% | 66.82% | 20.65% | 100% | 57.15% | 99.18% | 52.66% | 100% | 75.99% | 100% | 72.58% | Suburb Large | 3084.3922 | South Atlantic
30021 | 1 | Atlanta | 0 | GA | 2013 | 2637 | 920631.1133 | 51512.3 | 60372300 | 2162 | 404300.7489 | 1925 | 104193.6117 | 1372 | 81723.8308 | 13980.9 | 16005400 | 446 | 315491.4556 | 444 | 137338.2006 | 431 | 122730.8285 | 18792.2 | 21771500 | 29 | 200838.9088 | 29 | 164572.3275 | 29 | 160800.4423 | 18739.2 | 22595400 | 349.1206 | 81.99% | 43.92% | 16.91% | 34.27% | 1.1% | 21.82% | 89.04% | 25.77% | 63.46% | 20.21% | 99.55% | 43.53% | 96.64% | 38.9% | 100% | 81.94% | 100% | 80.06% | Suburb Large | 5798.7195 | South Atlantic
30030 | 1 | Atlanta | 0 | GA | 2013 | 7917 | 1931757.6121 | 94912.2 | 112284400 | 7433 | 1098473.0638 | 6457 | 238580.8296 | 3867 | 167864.9994 | 29036.8 | 33620400 | 408 | 412261.2627 | 407 | 245262.9925 | 396 | 227817.9425 | 30473.4 | 35979500 | 76 | 421023.2856 | 76 | 312443.8541 | 76 | 300881.7929 | 35402 | 42684500 | 244.0012 | 93.89% | 56.86% | 5.153% | 21.34% | 0.96% | 21.79% | 86.87% | 21.72% | 52.02% | 15.28% | 99.75% | 59.49% | 97.06% | 55.26% | 100% | 74.21% | 100% | 71.46% | Suburb Large | 3766.4522 | South Atlantic
30032 | 1 | Atlanta | 0 | GA | 2013 | 14128 | 2891990.3172 | 129617.7 | 152470200 | 13515 | 2040048.4123 | 11516 | 481880.4739 | 7400 | 358373.414 | 59880.5 | 69299300 | 554 | 450191.689 | 554 | 260226.0811 | 546 | 241542.6418 | 33070.5 | 38890200 | 59 | 401750.216 | 59 | 324877.3604 | 59 | 315006.9878 | 36666.7 | 44280700 | 204.6992 | 95.66% | 70.54% | 3.921% | 15.57% | 0.4176% | 13.89% | 85.21% | 23.62% | 54.75% | 17.57% | 100% | 57.8% | 98.56% | 53.65% | 100% | 80.87% | 100% | 78.41% | Suburb Large | 3423.4455 | South Atlantic
30033 | 1 | Atlanta | 0 | GA | 2013 | 8383 | 2237777.1192 | 94089 | 110901400 | 7834 | 1425633.1672 | 6414 | 270051.0626 | 3930 | 192995.5394 | 33731.9 | 39000800 | 498 | 442889.2654 | 498 | 214451.1988 | 484 | 193539.7614 | 28130.7 | 32982600 | 51 | 369254.6865 | 51 | 284458.3955 | 51 | 274950.7715 | 32226.4 | 38918000 | 266.9423 | 93.45% | 63.71% | 5.941% | 19.79% | 0.6084% | 16.5% | 81.87% | 18.94% | 50.17% | 13.54% | 100% | 48.42% | 97.19% | 43.7% | 100% | 77.04% | 100% | 74.46% | Suburb Large | 3126.0334 | South Atlantic
30034 | 1 | Atlanta | 0 | GA | 2013 | 13572 | 3140171.0644 | 154392.2 | 210476800 | 12981 | 2281791.2229 | 12166 | 620364.8365 | 9455 | 465915.8829 | 83864.5 | 112500000 | 534 | 425463.2028 | 534 | 231936.6672 | 525 | 213290.9044 | 30271.5 | 41401400 | 57 | 432916.6386 | 57 | 351993.3858 | 57 | 341567.898 | 40256.2 | 56575400 | 231.3713 | 95.65% | 72.66% | 3.935% | 13.55% | 0.42% | 13.79% | 93.72% | 27.19% | 72.84% | 20.42% | 100% | 54.51% | 98.31% | 50.13% | 100% | 81.31% | 100% | 78.9% | Suburb Large | 2394.5464 | South Atlantic
30035 | 1 | Atlanta | 0 | GA | 2013 | 6217 | 1853840.3122 | 115818.3 | 137671500 | 5771 | 962301.8712 | 5308 | 274830.1151 | 4010 | 209323.4075 | 36274.6 | 41840100 | 358 | 299018.7016 | 358 | 171212.3235 | 351 | 157240.5747 | 21114 | 24951100 | 88 | 592519.7394 | 88 | 522569.5246 | 88 | 514339.8913 | 58429.7 | 70880300 | 298.1889 | 92.83% | 51.91% | 5.758% | 16.13% | 1.415% | 31.96% | 91.98% | 28.56% | 69.49% | 21.75% | 100% | 57.26% | 98.04% | 52.59% | 100% | 88.19% | 100% | 86.81% | Suburb Large | 2565.8837 | South Atlantic
30038 | 0.29478 | Atlanta | 0 | GA | 2013 | 5005 | 1144024.7095 | 59971.93 | 81289440 | 4878 | 874586.8282 | 4610 | 253786.1552 | 3759 | 191029.3014 | 35629.9 | 47363100 | 104 | 90890.4979 | 104 | 50812.4076 | 104 | 46213.0612 | 6718.83 | 9142440 | 23 | 178547.3834 | 23 | 155052.4965 | 23 | 152149.5543 | 17623.2 | 24783900 | 228.5764 | 97.46% | 76.45% | 2.078% | 7.945% | 0.4595% | 15.61% | 94.51% | 29.02% | 77.06% | 21.84% | 100% | 55.91% | 100% | 50.84% | 100% | 86.84% | 100% | 85.22% | Suburb Large | 1268.9871 | South Atlantic
30047 | 0.051524 | Atlanta | 0 | GA | 2013 | 1773 | 344661.7772 | 12907.7 | 15078951 | 1747 | 308007.3164 | 1601 | 77574.7721 | 1247 | 58584.0808 | 10874.4 | 12670600 | 23 | 21528.6322 | 23 | 12418.6193 | 23 | 11335.8359 | 1507.5 | 1803990 | 3 | 15125.8286 | 3 | 4477.013 | 3 | 3100.8883 | 525.8 | 604361 | 194.3947 | 98.53% | 89.37% | 1.297% | 6.246% | 0.1692% | 4.389% | 91.64% | 25.19% | 71.38% | 19.02% | 100% | 57.68% | 100% | 52.65% | 100% | 29.6% | 100% | 20.5% | Suburb Large | 2131.8953 | South Atlantic
30058 | 0.022803 | Atlanta | 0 | GA | 2013 | 456 | 77525.8391 | 3198.088 | 3754282 | 439 | 60934.1484 | 390 | 14917.7823 | 279 | 10964.4136 | 1836.08 | 2125510 | 16 | 14241.0092 | 16 | 9705.8534 | 16 | 9108.3194 | 1152.85 | 1375170 | 1 | 2350.6815 | 1 | 1831.9289 | 1 | 1791.8223 | 209.158 | 253602 | 170.0128 | 96.27% | 78.6% | 3.509% | 18.37% | 0.2193% | 3.032% | 88.84% | 24.48% | 63.55% | 17.99% | 100% | 68.15% | 100% | 63.96% | 100% | 77.93% | 100% | 76.23% | Suburb Large | 1767.8807 | South Atlantic
30060 | 0.85833 | Atlanta | 0 | GA | 2013 | 9490 | 3028152.291 | 200115.2 | 253420800 | 8603 | 1322971.1049 | 7845 | 409882.4445 | 5767 | 321893.5625 | 52410.5 | 64603400 | 740 | 677122.6138 | 740 | 437282.174 | 738 | 411512.5279 | 53435.1 | 67565400 | 147 | 1028058.5722 | 147 | 818858.0305 | 147 | 792693.7246 | 94269.6 | 121252000 | 319.0888 | 90.65% | 43.69% | 7.798% | 22.36% | 1.549% | 33.95% | 91.19% | 30.98% | 67.03% | 24.33% | 100% | 64.58% | 99.73% | 60.77% | 100% | 79.65% | 100% | 77.11% | Suburb Large | 2229.9914 | South Atlantic
30062 | 0.037801 | Atlanta | 0 | GA | 2013 | 550 | 261362.6942 | 17715.21 | 22613540 | 434 | 70405.6194 | 353 | 18674.2892 | 211 | 14617.7789 | 2158.98 | 2710620 | 101 | 86644.0967 | 101 | 47160.3028 | 95 | 43152.3647 | 5857.88 | 7390320 | 15 | 104312.978 | 15 | 86098.7498 | 15 | 83809.7166 | 9698.35 | 12512600 | 475.2049 | 78.91% | 26.94% | 18.36% | 33.15% | 2.727% | 39.91% | 81.34% | 26.52% | 48.62% | 20.76% | 100% | 54.43% | 94.06% | 49.8% | 100% | 82.54% | 100% | 80.34% | Suburb Large | 2368.8971 | South Atlantic
30064 | 0.24446 | Atlanta | 0 | GA | 2013 | 4569 | 1189959.2992 | 48783.5 | 60508100 | 4287 | 865672.6215 | 3904 | 196212.6351 | 2695 | 140152.7218 | 25494.1 | 31213400 | 262 | 195751.2638 | 262 | 90775.4065 | 252 | 79041.3583 | 11988.8 | 14853800 | 20 | 128535.4138 | 20 | 96224.7446 | 20 | 92581.4456 | 11300.6 | 14440900 | 260.442 | 93.83% | 72.75% | 5.734% | 16.45% | 0.4377% | 10.8% | 91.07% | 22.67% | 62.86% | 16.19% | 100% | 46.37% | 96.18% | 40.38% | 100% | 74.86% | 100% | 72.03% | Suburb Large | 1533.1849 | South Atlantic
30067 | 0.989 | Atlanta | 0 | GA | 2013 | 9073 | 3383664.5715 | 177624.4 | 223245900 | 7625 | 1685076.1236 | 7009 | 412672.4988 | 5100 | 304328.7932 | 55387.7 | 67900000 | 1311 | 1000797.2746 | 1311 | 429991.0812 | 1261 | 377414.4533 | 55878.9 | 69734900 | 137 | 697791.1733 | 137 | 591193.2936 | 137 | 578878.7745 | 66357.8 | 85611000 | 372.9378 | 84.04% | 49.8% | 14.45% | 29.58% | 1.51% | 20.62% | 91.92% | 24.49% | 66.89% | 18.06% | 100% | 42.96% | 96.19% | 37.71% | 100% | 84.72% | 100% | 82.96% | Suburb Large | 2997.4472 | South Atlantic
30068 | 0.27582 | Atlanta | 0 | GA | 2013 | 3072 | 707313.3093 | 19253.58 | 23658170 | 2991 | 637280.2126 | 2661 | 116641.92 | 1641 | 81389.8726 | 15034.2 | 18300700 | 77 | 56577.5714 | 77 | 24816.495 | 75 | 21542.1652 | 3081.66 | 3894920 | 4 | 13455.5253 | 4 | 10058.3443 | 4 | 9664.41 | 1137.72 | 1462550 | 230.2452 | 97.36% | 90.1% | 2.507% | 7.999% | 0.1302% | 1.902% | 88.97% | 18.3% | 54.86% | 12.77% | 100% | 43.86% | 97.4% | 38.08% | 100% | 74.75% | 100% | 71.82% | Suburb Large | 2176.7047 | South Atlantic
30069 | 1 | Atlanta | 0 | GA | 2013 | 6 | 3676.4381 | 331.501 | 428064 | 5 | 572.8859 | 3 | 192.8516 | 2 | 111.679 | 18.421 | 22443 | 0 | 0 | 0 | 0 | 0 | 0 | 0 | 0 | 1 | 3103.5522 | 1 | 2834.4426 | 1 | 2795.3628 | 313.08 | 405621 | 612.7397 | 83.33% | 15.58% | 0% | 0% | 16.67% | 84.42% | 60% | 33.66% | 40% | 19.49% | #DIV/0! | #DIV/0! | #DIV/0! | #DIV/0! | 100% | 91.33% | 100% | 90.07% | Suburb Large | 866.0379 | South Atlantic
30071 | 0.78595 | Atlanta | 0 | GA | 2013 | 5421 | 3299615.6558 | 262370.3 | 317134600 | 4594 | 775096.6782 | 4295 | 204462.6637 | 3130 | 153227.1038 | 26167.4 | 30690900 | 589 | 563084.3562 | 589 | 359392.4172 | 584 | 339410.7442 | 42184.9 | 50773700 | 238 | 1961434.6214 | 238 | 1739937.8434 | 238 | 1717565.6815 | 194018 | 235670000 | 608.6729 | 84.74% | 23.49% | 10.87% | 17.07% | 4.39% | 59.44% | 93.49% | 26.38% | 68.13% | 19.77% | 100% | 63.83% | 99.15% | 60.28% | 100% | 88.71% | 100% | 87.57% | Suburb Large | 2253.9852 | South Atlantic
30072 | 1 | Atlanta | 0 | GA | 2013 | 116 | 17496.5689 | 356.494 | 413693 | 112 | 13768.1844 | 70 | 1795.0166 | 30 | 1258.6662 | 218.845 | 258219 | 4 | 3728.3845 | 4 | 1020.4879 | 4 | 751.1388 | 137.649 | 155474 | 0 | 0 | 0 | 0 | 0 | 0 | 0 | 0 | 150.8325 | 96.55% | 78.69% | 3.448% | 21.31% | 0% | 0% | 62.5% | 13.04% | 26.79% | 9.142% | 100% | 27.37% | 100% | 20.15% | #DIV/0! | #DIV/0! | #DIV/0! | #DIV/0! | Suburb Large | 4342.7044 | South Atlantic
30079 | 1 | Atlanta | 0 | GA | 2013 | 1083 | 281064.1868 | 16799.89 | 19837090 | 991 | 141967.7779 | 882 | 39883.5767 | 601 | 30370.4648 | 5156.62 | 5930560 | 82 | 71570.2755 | 82 | 43086.7045 | 82 | 40661.9402 | 5481.14 | 6441740 | 10 | 67526.1334 | 10 | 54958.8836 | 10 | 53854.3943 | 6162.13 | 7464790 | 259.5237 | 91.51% | 50.51% | 7.572% | 25.46% | 0.9234% | 24.03% | 89% | 28.09% | 60.65% | 21.39% | 100% | 60.2% | 100% | 56.81% | 100% | 81.39% | 100% | 79.75% | Suburb Large | 2803.314 | South Atlantic
30080 | 1 | Atlanta | 0 | GA | 2013 | 11830 | 4082571.8678 | 247551.3 | 310460700 | 10217 | 1847552.8884 | 9463 | 561981.8965 | 7292 | 436245.1449 | 75915.7 | 92816200 | 1463 | 1182601.6393 | 1463 | 594920.3721 | 1416 | 537619.3919 | 78206.7 | 97432500 | 150 | 1052417.3402 | 150 | 823350.0008 | 150 | 799376.4249 | 93428.9 | 120212000 | 345.1033 | 86.37% | 45.25% | 12.37% | 28.97% | 1.268% | 25.78% | 92.62% | 30.42% | 71.37% | 23.61% | 100% | 50.31% | 96.79% | 45.46% | 100% | 78.23% | 100% | 75.96% | Suburb Large | 2978.9333 | South Atlantic
30082 | 1 | Atlanta | 0 | GA | 2013 | 8196 | 2171832.2486 | 123332.3 | 155022200 | 7751 | 1378577.1744 | 7228 | 390012.8094 | 5582 | 294617.7599 | 52875.3 | 64807400 | 369 | 305462.4521 | 369 | 176329.9291 | 368 | 161715.9508 | 22923.9 | 28768400 | 76 | 487792.6221 | 76 | 426255.1933 | 76 | 418567.4078 | 47533.1 | 61446400 | 264.9869 | 94.57% | 63.48% | 4.502% | 14.06% | 0.9273% | 22.46% | 93.25% | 28.29% | 72.02% | 21.37% | 100% | 57.73% | 99.73% | 52.94% | 100% | 87.38% | 100% | 85.81% | Suburb Large | 2687.0985 | South Atlantic
30083 | 0.83312 | Atlanta | 0 | GA | 2013 | 13180 | 3743071.4028 | 199520.3 | 236203900 | 12231 | 2154742.5801 | 11027 | 478609.0439 | 7280 | 360868.5995 | 62424 | 71787700 | 829 | 639881.6883 | 829 | 319514.6341 | 809 | 290536.6367 | 41848 | 48956200 | 120 | 948447.1344 | 120 | 846223.8554 | 120 | 835268.8077 | 95248.3 | 115460000 | 283.9963 | 92.8% | 57.57% | 6.29% | 17.1% | 0.9105% | 25.34% | 90.16% | 22.21% | 59.52% | 16.75% | 100% | 49.93% | 97.59% | 45.4% | 100% | 89.22% | 100% | 88.07% | Suburb Large | 2859.6154 | South Atlantic
30084 | 1 | Atlanta | 0 | GA | 2013 | 10207 | 3909138.8763 | 249844.1 | 298494300 | 9226 | 1744221.7158 | 8440 | 419307.101 | 5775 | 316364.4926 | 54470.7 | 62968600 | 747 | 652745.7457 | 747 | 402794.6648 | 729 | 379607.7757 | 48879.4 | 58065700 | 234 | 1512171.4149 | 234 | 1302714.0477 | 234 | 1281029.6278 | 146494 | 177460000 | 382.9861 | 90.39% | 44.62% | 7.319% | 16.7% | 2.293% | 38.68% | 91.48% | 24.04% | 62.59% | 18.14% | 100% | 61.71% | 97.59% | 58.16% | 100% | 86.15% | 100% | 84.71% | Suburb Large | 2480.5598 | South Atlantic
30087 | 0.14435 | Atlanta | 0 | GA | 2013 | 1262 | 323158.8388 | 6701.098 | 7721734 | 1232 | 307124.1212 | 1108 | 48286.164 | 613 | 32828.6511 | 6054.59 | 6985200 | 30 | 16034.7177 | 30 | 4657.2621 | 28 | 3494.7559 | 646.508 | 736534 | 0 | 0 | 0 | 0 | 0 | 0 | 0 | 0 | 256.0688 | 97.62% | 95.04% | 2.377% | 4.962% | 0% | 0% | 89.94% | 15.72% | 49.76% | 10.69% | 100% | 29.04% | 93.33% | 21.79% | #DIV/0! | #DIV/0! | #DIV/0! | #DIV/0! | Suburb Large | 1561.6932 | South Atlantic
30088 | 0.94115 | Atlanta | 0 | GA | 2013 | 7615 | 1348267.5243 | 42343.94 | 49048210 | 7433 | 1151325.9514 | 6564 | 227467.1621 | 4084 | 159652.9984 | 28898.5 | 33211800 | 172 | 127776.327 | 172 | 51927.4701 | 168 | 44331.3311 | 6983.9 | 8100540 | 10 | 69165.2459 | 10 | 55732.1172 | 10 | 53970.9007 | 6461.54 | 7735870 | 177.0542 | 97.61% | 85.39% | 2.259% | 9.477% | 0.1313% | 5.13% | 88.31% | 19.76% | 54.94% | 13.87% | 100% | 40.64% | 97.67% | 34.69% | 100% | 80.58% | 100% | 78.03% | Suburb Large | 3161.8252 | South Atlantic
30092 | 0.18335 | Atlanta | 0 | GA | 2013 | 1121 | 662282.1059 | 40143.9 | 47929190 | 747 | 189679.2908 | 710 | 47417.1342 | 541 | 37056.2974 | 6309.8 | 7357390 | 335 | 264956.5369 | 335 | 111642.6561 | 322 | 96299.7791 | 14158.5 | 16678900 | 39 | 207646.2782 | 39 | 177271.0578 | 39 | 173693.8067 | 19675.6 | 23892900 | 590.7958 | 66.64% | 28.64% | 29.88% | 40.01% | 3.479% | 31.35% | 95.05% | 25% | 72.42% | 19.54% | 100% | 42.14% | 96.12% | 36.35% | 100% | 85.37% | 100% | 83.65% | Suburb Large | 2464.1618 | South Atlantic
30093 | 0.6786 | Atlanta | 0 | GA | 2013 | 7056 | 2419271.0579 | 145404.9 | 173897400 | 6246 | 1055439.0772 | 5707 | 243491.7041 | 3823 | 181855.6946 | 31419.7 | 36673500 | 659 | 550957.1657 | 659 | 281911.2549 | 646 | 254364.8288 | 35598.1 | 42127400 | 151 | 812874.815 | 151 | 701793.6921 | 151 | 688747.2444 | 78387.1 | 95096500 | 342.8672 | 88.52% | 43.63% | 9.34% | 22.77% | 2.14% | 33.6% | 91.37% | 23.07% | 61.21% | 17.23% | 100% | 51.17% | 98.03% | 46.17% | 100% | 86.33% | 100% | 84.73% | Suburb Large | 4244.4092 | South Atlantic
30096 | 0.046273 | Atlanta | 0 | GA | 2013 | 835 | 153190.6805 | 4925.706 | 5741343 | 826 | 143988.6482 | 785 | 34260.3461 | 555 | 24056.9231 | 4454.25 | 5183580 | 9 | 9202.0323 | 9 | 3639.0056 | 9 | 2904.9335 | 471.456 | 557763 | 0 | 0 | 0 | 0 | 0 | 0 | 0 | 0 | 183.4619 | 98.92% | 93.99% | 1.078% | 6.007% | 0% | 0% | 95.04% | 23.79% | 67.19% | 16.71% | 100% | 39.55% | 100% | 31.57% | #DIV/0! | #DIV/0! | #DIV/0! | #DIV/0! | Suburb Large | 2665.3389 | South Atlantic
30106 | 0.14326 | Atlanta | 0 | GA | 2013 | 1417 | 419139.5845 | 27043.13 | 33998650 | 1353 | 238404.1192 | 1296 | 72023.9666 | 1082 | 55060.1673 | 10154.1 | 12349400 | 50 | 47860.7729 | 50 | 29636.2913 | 50 | 26869.1858 | 3763.13 | 4694950 | 14 | 132874.6924 | 14 | 116444.2754 | 14 | 114731.5474 | 13125.9 | 16954300 | 295.7936 | 95.48% | 56.88% | 3.529% | 11.42% | 0.988% | 31.7% | 95.79% | 30.21% | 79.97% | 23.1% | 100% | 61.92% | 100% | 56.14% | 100% | 87.63% | 100% | 86.35% | Suburb Large | 1591.4613 | South Atlantic
30122 | 0.11669 | Atlanta | 0 | GA | 2013 | 332 | 821772.3815 | 84395.733 | 101007985 | 299 | 45786.3879 | 293 | 17267.8529 | 239 | 13978.3086 | 2438.12 | 2750010 | 4 | 6215.5467 | 4 | 3994.653 | 4 | 3728.8638 | 459.613 | 547175 | 29 | 769770.4469 | 29 | 729776.4599 | 29 | 726902.1441 | 81498 | 97710800 | 2475.218 | 90.06% | 5.572% | 1.205% | 0.7564% | 8.735% | 93.67% | 97.99% | 37.71% | 79.93% | 30.53% | 100% | 64.27% | 100% | 59.99% | 100% | 94.8% | 100% | 94.43% | Suburb Large | 890.1618 | South Atlantic
30126 | 0.97669 | Atlanta | 0 | GA | 2013 | 13154 | 3148664.9235 | 166649.3 | 192856100 | 12550 | 2198158.9504 | 11587 | 623085.4609 | 9012 | 466266.9864 | 83613 | 94817300 | 531 | 420766.0651 | 531 | 247052.7615 | 528 | 229491.1236 | 31649.8 | 36824300 | 73 | 529739.908 | 73 | 449153.033 | 73 | 440471.9139 | 51386.5 | 61214500 | 239.3694 | 95.41% | 69.81% | 4.037% | 13.36% | 0.555% | 16.82% | 92.33% | 28.35% | 71.81% | 21.21% | 100% | 58.71% | 99.44% | 54.54% | 100% | 84.79% | 100% | 83.15% | Suburb Large | 1722.5833 | South Atlantic
30168 | 0.7107 | Atlanta | 0 | GA | 2013 | 4435 | 1733387.2815 | 129774.7 | 153275400 | 4091 | 642145.4892 | 3826 | 191380.8306 | 3035 | 146002.5089 | 25051.7 | 28477400 | 273 | 233437.198 | 273 | 124423.2132 | 265 | 112457.971 | 15859.2 | 18305000 | 71 | 857804.5944 | 71 | 795411.768 | 71 | 790478.0083 | 88863.8 | 106493000 | 390.8427 | 92.24% | 37.05% | 6.156% | 13.47% | 1.601% | 49.49% | 93.52% | 29.8% | 74.19% | 22.74% | 100% | 53.3% | 97.07% | 48.17% | 100% | 92.73% | 100% | 92.15% | Suburb Large | 1939.6205 | South Atlantic
30213 | 0.12997 | Atlanta | 0 | GA | 2013 | 3448 | 697558.5712 | 33332.28 | 45368290 | 3332 | 558318.9511 | 3117 | 162943.3516 | 2448 | 123789.6627 | 22172.4 | 29861900 | 106 | 85702.6933 | 106 | 50332.358 | 106 | 46591.4854 | 6251.91 | 8693930 | 10 | 53536.9267 | 10 | 41165.4676 | 10 | 39584.2705 | 4907.97 | 6812460 | 202.3082 | 96.64% | 80.04% | 3.074% | 12.29% | 0.29% | 7.675% | 93.55% | 29.18% | 73.47% | 22.17% | 100% | 58.73% | 100% | 54.36% | 100% | 76.89% | 100% | 73.94% | Suburb Large | 573.7088 | South Atlantic
30236 | 0.085379 | Atlanta | 0 | GA | 2013 | 1885 | 490197.9763 | 29584.17 | 40655100 | 1704 | 284768.6741 | 1567 | 96884.7291 | 1202 | 79075.397 | 12448.8 | 16932800 | 168 | 130528.1369 | 168 | 73664.7783 | 167 | 68272.286 | 9971.91 | 13658900 | 13 | 74901.1652 | 13 | 62495.1722 | 13 | 60820.3209 | 7163.46 | 10063400 | 260.052 | 90.4% | 58.09% | 8.912% | 26.63% | 0.6897% | 15.28% | 91.96% | 34.02% | 70.54% | 27.77% | 100% | 56.44% | 99.4% | 52.3% | 100% | 83.44% | 100% | 81.2% | Suburb Large | 1565.7987 | South Atlantic
30260 | 0.96317 | Atlanta | 0 | GA | 2013 | 7497 | 2848532.9402 | 213965.6 | 297107200 | 6870 | 1156034.8053 | 6504 | 389465.2655 | 5211 | 309312.7463 | 52221.8 | 69765400 | 485 | 435465.6784 | 485 | 294455.3379 | 483 | 278411.1195 | 35108.8 | 48696800 | 142 | 1257032.4564 | 142 | 1120225.7416 | 142 | 1103406.7167 | 126635 | 178645000 | 379.9564 | 91.64% | 40.58% | 6.469% | 15.29% | 1.894% | 44.13% | 94.67% | 33.69% | 75.85% | 26.76% | 100% | 67.62% | 99.59% | 63.93% | 100% | 89.12% | 100% | 87.78% | Suburb Large | 2263.832 | South Atlantic
30273 | 0.99658 | Atlanta | 0 | GA | 2013 | 5762 | 1014192.4706 | 51986.88 | 69369020 | 5667 | 882873.5456 | 5447 | 291607.4472 | 4567 | 224353.3868 | 40955.9 | 54303800 | 87 | 67846.7699 | 86 | 37362.6994 | 86 | 32990.9464 | 4838.81 | 6566150 | 8 | 63472.1551 | 8 | 49705.7271 | 8 | 47999.9995 | 6192.17 | 8499070 | 176.014 | 98.35% | 87.05% | 1.51% | 6.69% | 0.1388% | 6.258% | 96.12% | 33.03% | 80.59% | 25.41% | 98.85% | 55.07% | 98.85% | 48.63% | 100% | 78.31% | 100% | 75.62% | Suburb Large | 2164.3257 | South Atlantic
30274 | 0.46147 | Atlanta | 0 | GA | 2013 | 3610 | 919295.4996 | 60189.6 | 82453600 | 3342 | 526807.9396 | 3189 | 185869.8304 | 2544 | 150348.4969 | 25027.8 | 33708400 | 247 | 214257.4593 | 247 | 146274.5319 | 245 | 139938.7927 | 18310.7 | 25292500 | 21 | 178230.1007 | 21 | 143415.6662 | 21 | 138268.595 | 16851.1 | 23452700 | 254.6525 | 92.58% | 57.31% | 6.842% | 23.31% | 0.5817% | 19.39% | 95.42% | 35.28% | 76.12% | 28.54% | 100% | 68.27% | 99.19% | 65.31% | 100% | 80.47% | 100% | 77.58% | Suburb Large | 2917.1073 | South Atlantic
30281 | 0.31442 | Atlanta | 0 | GA | 2013 | 7639 | 1591978.4581 | 69096.81 | 92800570 | 7562 | 1467724.0974 | 7140 | 421348.9952 | 5580 | 322307.2985 | 58712.8 | 78402300 | 68 | 57553.9321 | 68 | 37323.1271 | 67 | 35223.676 | 4719.55 | 6467210 | 9 | 66700.4286 | 9 | 48134.4028 | 9 | 45860.1814 | 5664.46 | 7931060 | 208.4014 | 98.99% | 92.19% | 0.8902% | 3.615% | 0.1178% | 4.19% | 94.42% | 28.71% | 73.79% | 21.96% | 100% | 64.85% | 98.53% | 61.2% | 100% | 72.17% | 100% | 68.76% | Rural Fringe | 867.6871 | South Atlantic
30288 | 1 | Atlanta | 0 | GA | 2013 | 3323 | 859877.6 | 55204.3 | 76054700 | 3148 | 510388.5309 | 2924 | 161612.2919 | 2346 | 128202.4728 | 22446.4 | 29930400 | 136 | 130143.1825 | 136 | 94870.4717 | 136 | 91168.9348 | 11076.3 | 15466500 | 39 | 219345.8866 | 39 | 194144.8583 | 39 | 191022.7721 | 21681.6 | 30657800 | 258.7655 | 94.73% | 59.36% | 4.093% | 15.14% | 1.174% | 25.51% | 92.88% | 31.66% | 74.52% | 25.12% | 100% | 72.9% | 100% | 70.05% | 100% | 88.51% | 100% | 87.09% | Suburb Large | 1107.166 | South Atlantic
30291 | 0.85531 | Atlanta | 0 | GA | 2013 | 4641 | 1362604.4838 | 95862.2 | 132110500 | 4201 | 650685.058 | 4020 | 234815.8806 | 3476 | 187779.0943 | 33088 | 44394400 | 401 | 282744.9475 | 401 | 151644.0578 | 396 | 138381.6012 | 19868.9 | 27119900 | 39 | 429174.4783 | 39 | 381500.3631 | 39 | 375672.6918 | 42905.3 | 60596200 | 293.6015 | 90.52% | 47.75% | 8.64% | 20.75% | 0.8403% | 31.5% | 95.69% | 36.09% | 82.74% | 28.86% | 100% | 53.63% | 98.75% | 48.94% | 100% | 88.89% | 100% | 87.53% | Suburb Large | 1374.6691 | South Atlantic
30294 | 1 | Atlanta | 0 | GA | 2013 | 14417 | 3146780.6123 | 181591.6 | 246345600 | 14157 | 2483415.1507 | 13688 | 823851.2275 | 11804 | 635875.9201 | 117712 | 156740000 | 225 | 192716.0438 | 225 | 125794.1906 | 224 | 117898.6859 | 15381.4 | 21221500 | 35 | 470649.4177 | 35 | 431406.3023 | 35 | 425516.6253 | 48498.2 | 68384100 | 218.2688 | 98.2% | 78.92% | 1.561% | 6.124% | 0.2428% | 14.96% | 96.69% | 33.17% | 83.38% | 25.6% | 100% | 65.27% | 99.56% | 61.18% | 100% | 91.66% | 100% | 90.41% | Suburb Large | 1300.2963 | South Atlantic
30296 | 0.60031 | Atlanta | 0 | GA | 2013 | 5555 | 935988.8684 | 37351.599 | 49907830 | 5492 | 880805.8089 | 5167 | 244222.0865 | 3957 | 185139.7405 | 33099.4 | 44111800 | 61 | 43832.3125 | 61 | 24987.1954 | 61 | 22768.0203 | 3318.6 | 4479980 | 2 | 11350.7471 | 2 | 8404.3563 | 2 | 7976.6082 | 933.599 | 1316050 | 168.4948 | 98.87% | 94.1% | 1.098% | 4.683% | 0.036% | 1.213% | 94.08% | 27.73% | 72.05% | 21.02% | 100% | 57.01% | 100% | 51.94% | 100% | 74.04% | 100% | 70.27% | Suburb Large | 2388.3034 | South Atlantic
30297 | 0.99999 | Atlanta | 0 | GA | 2013 | 8571 | 3605091.95 | 286534.2 | 400274700 | 7851 | 1112233.1961 | 6821 | 313315.7332 | 4580 | 243882.9826 | 39573.1 | 53451100 | 526 | 474609.3963 | 525 | 326459.3599 | 520 | 310900.9273 | 39007.1 | 54014600 | 194 | 2018249.3576 | 194 | 1829420.9405 | 194 | 1808976.5019 | 207954 | 292809000 | 420.6151 | 91.6% | 30.85% | 6.137% | 13.16% | 2.263% | 55.98% | 86.88% | 28.17% | 58.34% | 21.93% | 99.81% | 68.78% | 98.86% | 65.51% | 100% | 90.64% | 100% | 89.63% | Suburb Large | 2052.7974 | South Atlantic
30303 | 0.98057 | Atlanta | Atlanta, GA | GA | 2013 | 319 | 691704.4215 | 49177.469 | 58670260 | 109 | 19807.1831 | 108 | 9606.279 | 80 | 8297.4781 | 893.569 | 1060960 | 126 | 152451.6104 | 122 | 84771.3368 | 122 | 79153.3044 | 10305.2 | 12250300 | 84 | 519445.628 | 83 | 294820.593 | 83 | 279744.1864 | 37978.7 | 45359000 | 2168.3524 | 34.17% | 2.864% | 39.5% | 22.04% | 26.33% | 75.1% | 99.08% | 48.5% | 73.39% | 41.89% | 96.83% | 55.61% | 96.83% | 51.92% | 98.81% | 56.76% | 98.81% | 53.85% | City Large | 6464.3626 | South Atlantic
30305 | 0.99996 | Atlanta | Atlanta, GA | GA | 2013 | 5486 | 1941972.6577 | 90569.9 | 107665600 | 4913 | 916626.2139 | 4314 | 181561.7253 | 2577 | 123588.948 | 21158.9 | 24571700 | 481 | 415143.6164 | 479 | 197510.4705 | 470 | 173782.6824 | 23943.8 | 28306600 | 92 | 610202.8274 | 92 | 402146.9626 | 92 | 382056.0652 | 45467.2 | 54787300 | 353.987 | 89.56% | 47.2% | 8.768% | 21.38% | 1.677% | 31.42% | 87.81% | 19.81% | 52.45% | 13.48% | 99.58% | 47.58% | 97.71% | 41.86% | 100% | 65.9% | 100% | 62.61% | City Large | 3845.468 | South Atlantic
30306 | 0.99998 | Atlanta | Atlanta, GA | GA | 2013 | 6604 | 1490446.9023 | 64497 | 75541700 | 6293 | 1018267.4897 | 5655 | 238239.5877 | 3752 | 167253.7248 | 29222.9 | 33622600 | 271 | 248711.4139 | 271 | 138640.2421 | 265 | 126963.5528 | 16934.6 | 20015100 | 40 | 223467.9987 | 40 | 157559.307 | 40 | 149504.0696 | 18339.5 | 21904000 | 225.6885 | 95.29% | 68.32% | 4.104% | 16.69% | 0.6057% | 14.99% | 89.86% | 23.4% | 59.62% | 16.43% | 100% | 55.74% | 97.79% | 51.05% | 100% | 70.51% | 100% | 66.9% | City Large | 4849.5039 | South Atlantic
30307 | 0.99999 | Atlanta | Atlanta, GA | GA | 2013 | 5144 | 1308506.9396 | 62973.3 | 74331300 | 4861 | 760750.2518 | 4382 | 175178.9108 | 2762 | 123604.6356 | 21614 | 25042500 | 235 | 207632.0682 | 235 | 115745.1 | 234 | 105567.7257 | 14365.7 | 16909300 | 48 | 340124.6196 | 48 | 232027.1687 | 48 | 221537.2084 | 26993.6 | 32379500 | 254.3754 | 94.5% | 58.14% | 4.568% | 15.87% | 0.9331% | 25.99% | 90.15% | 23.03% | 56.82% | 16.25% | 100% | 55.75% | 99.57% | 50.84% | 100% | 68.22% | 100% | 65.13% | City Large | 4095.7049 | South Atlantic
30308 | 0.99832 | Atlanta | Atlanta, GA | GA | 2013 | 1475 | 807931.3828 | 56900.07 | 67791780 | 1219 | 225909.2726 | 1159 | 72502.6824 | 894 | 58304.079 | 8271.57 | 9581580 | 190 | 183372.3258 | 190 | 106795.524 | 190 | 98775.2882 | 16198.1 | 19180400 | 66 | 398649.7845 | 66 | 251569.8869 | 65 | 239128.179 | 32430.4 | 39029800 | 547.7501 | 82.64% | 27.96% | 12.88% | 22.7% | 4.475% | 49.34% | 95.08% | 32.09% | 73.34% | 25.81% | 100% | 58.24% | 100% | 53.87% | 100% | 63.11% | 98.48% | 59.98% | City Large | 10724.5738 | South Atlantic
30309 | 0.99892 | Atlanta | Atlanta, GA | GA | 2013 | 2895 | 1371681.4651 | 71102.3 | 84761000 | 2465 | 451010.7796 | 2219 | 113293.6013 | 1513 | 82456.4305 | 13674.1 | 15873400 | 326 | 322589.5244 | 325 | 171781.4623 | 324 | 156989.3621 | 20021 | 23826900 | 104 | 598081.1611 | 103 | 333600.9726 | 103 | 312965.2235 | 37407.2 | 45060700 | 473.8105 | 85.15% | 32.88% | 11.26% | 23.52% | 3.592% | 43.6% | 90.02% | 25.12% | 61.38% | 18.28% | 99.69% | 53.25% | 99.39% | 48.67% | 99.04% | 55.78% | 99.04% | 52.33% | City Large | 5913.4262 | South Atlantic
30310 | 1 | Atlanta | Atlanta, GA | GA | 2013 | 10196 | 2459385.8101 | 134628.7 | 157467900 | 9746 | 1323913.055 | 8574 | 331820.6368 | 5601 | 244049.7028 | 30732 | 34600200 | 341 | 330525.5274 | 340 | 209779.9779 | 340 | 198221.5971 | 25246.9 | 29498100 | 109 | 804947.2277 | 109 | 637543.9457 | 109 | 619732.3182 | 78649.8 | 93369600 | 241.2108 | 95.59% | 53.83% | 3.344% | 13.44% | 1.069% | 32.73% | 87.97% | 25.06% | 57.47% | 18.43% | 99.71% | 63.47% | 99.71% | 59.97% | 100% | 79.2% | 100% | 76.99% | City Large | 3428.7525 | South Atlantic
30311 | 1 | Atlanta | Atlanta, GA | GA | 2013 | 8275 | 2070751.0833 | 85257.1 | 97926200 | 7685 | 1408237.6082 | 6242 | 286388.187 | 3816 | 213589.5972 | 36717.4 | 41652900 | 550 | 434060.8648 | 549 | 205096.7197 | 537 | 185989.8662 | 27925.2 | 31829000 | 40 | 228452.6103 | 40 | 177225.0759 | 40 | 171966.913 | 20614.5 | 24444300 | 250.2418 | 92.87% | 68.01% | 6.647% | 20.96% | 0.4834% | 11.03% | 81.22% | 20.34% | 49.66% | 15.17% | 99.82% | 47.25% | 97.64% | 42.85% | 100% | 77.58% | 100% | 75.27% | City Large | 2231.756 | South Atlantic
30312 | 1 | Atlanta | Atlanta, GA | GA | 2008 | 3639 | 1233863.8085 | 72091.7 | 83910700 | 3190 | 607587.7808 | 3121 | 184860.5613 | 2247 | 142836.8592 | 22984.1 | 26129000 | 389 | 336099.753 | 389 | 202262.8823 | 389 | 188760.1812 | 24331.2 | 28482500 | 60 | 290176.2747 | 60 | 211155.2477 | 60 | 204192.8439 | 24776.4 | 29299200 | 339.0667 | 87.66% | 49.24% | 10.69% | 27.24% | 1.649% | 23.52% | 97.84% | 30.43% | 70.44% | 23.51% | 100% | 60.18% | 100% | 56.16% | 100% | 72.77% | 100% | 70.37% | City Large | 5512.2898 | South Atlantic
30313 | 1 | Atlanta | Atlanta, GA | GA | 2013 | 428 | 949427.2826 | 72205.26 | 84875500 | 246 | 56939.7023 | 244 | 27711.0166 | 213 | 23788.2656 | 3863.36 | 4322200 | 136 | 138173.522 | 136 | 80769.8022 | 136 | 74010.9988 | 10113.4 | 11699500 | 46 | 754314.0583 | 46 | 502625.2975 | 46 | 482590.3783 | 58228.5 | 68853800 | 2218.288 | 57.48% | 5.997% | 31.78% | 14.55% | 10.75% | 79.45% | 99.19% | 48.67% | 86.59% | 41.78% | 100% | 58.46% | 100% | 53.56% | 100% | 66.63% | 100% | 63.98% | City Large | 7332.9493 | South Atlantic
30314 | 1 | Atlanta | Atlanta, GA | GA | 2013 | 6167 | 1200915.9146 | 62557.3 | 71460100 | 5871 | 778713.7171 | 5329 | 216802.1953 | 3703 | 161969.9237 | 28273.7 | 31739800 | 256 | 221519.4642 | 256 | 123463.1832 | 256 | 113709.5102 | 16526.7 | 18936100 | 40 | 200682.7333 | 40 | 149192.5417 | 40 | 143682.2506 | 17756.9 | 20784200 | 194.7326 | 95.2% | 64.84% | 4.151% | 18.45% | 0.6486% | 16.71% | 90.77% | 27.84% | 63.07% | 20.8% | 100% | 55.73% | 100% | 51.33% | 100% | 74.34% | 100% | 71.6% | City Large | 4392.8849 | South Atlantic
30315 | 1 | Atlanta | Atlanta, GA | GA | 2013 | 9231 | 2079800.0419 | 120848.2 | 166064500 | 8667 | 1155163.5347 | 7742 | 330566.8454 | 5250 | 255674.5058 | 42835.1 | 57393200 | 470 | 407865.2691 | 469 | 259482.5748 | 467 | 242641.8534 | 31874.7 | 43991600 | 94 | 516771.2382 | 94 | 398917.6974 | 94 | 385588.4572 | 46138.4 | 64679700 | 225.306 | 93.89% | 55.54% | 5.092% | 19.61% | 1.018% | 24.85% | 89.33% | 28.62% | 60.57% | 22.13% | 99.79% | 63.62% | 99.36% | 59.49% | 100% | 77.19% | 100% | 74.61% | City Large | 2960.8884 | South Atlantic
30316 | 1 | Atlanta | 0 | GA | 2013 | 10708 | 2244581.8127 | 121218.6 | 166333300 | 10295 | 1449688.2196 | 9175 | 383414.9215 | 6250 | 287655.1596 | 50128.9 | 67293500 | 343 | 300012.5268 | 343 | 180269.9712 | 343 | 168191.7773 | 22786.3 | 31335600 | 70 | 494881.0664 | 70 | 419872.2129 | 70 | 411329.4601 | 48303.4 | 67704200 | 209.6173 | 96.14% | 64.59% | 3.203% | 13.37% | 0.6537% | 22.05% | 89.12% | 26.45% | 60.71% | 19.84% | 100% | 60.09% | 100% | 56.06% | 100% | 84.84% | 100% | 83.12% | Suburb Large | 2394.684 | South Atlantic
30317 | 1 | Atlanta | Atlanta, GA | GA | 2013 | 4477 | 719943.8905 | 28936.77 | 33507270 | 4359 | 576161.7511 | 3826 | 135689.499 | 2351 | 98491.1697 | 17459.3 | 19984400 | 109 | 91773.7795 | 109 | 50715.8174 | 108 | 46665.4651 | 6861.29 | 7970800 | 9 | 52008.3599 | 9 | 40071.4913 | 9 | 38584.4603 | 4616.18 | 5552070 | 160.8094 | 97.36% | 80.03% | 2.435% | 12.75% | 0.201% | 7.224% | 87.77% | 23.55% | 53.93% | 17.09% | 100% | 55.26% | 99.08% | 50.85% | 100% | 77.05% | 100% | 74.19% | City Large | 3589.3393 | South Atlantic
30318 | 1 | Atlanta | Atlanta, GA | GA | 2013 | 14408 | 5039555.3982 | 331882.7 | 390948900 | 13018 | 1869265.3337 | 11388 | 490769.0455 | 7540 | 369698.4235 | 61281 | 70028900 | 1036 | 1029349.5632 | 1036 | 654928.4334 | 1032 | 617409.2407 | 78906.7 | 92663000 | 354 | 2140940.5014 | 354 | 1687126.498 | 354 | 1641759.1468 | 191695 | 228257000 | 349.7748 | 90.35% | 37.09% | 7.19% | 20.43% | 2.457% | 42.48% | 87.48% | 26.25% | 57.92% | 19.78% | 100% | 63.63% | 99.61% | 59.98% | 100% | 78.8% | 100% | 76.68% | City Large | 2657.7881 | South Atlantic
30319 | 1 | Atlanta | 0 | GA | 2013 | 9829 | 2730106.7212 | 120941.5 | 141516900 | 9165 | 1740366.0793 | 8162 | 382521.2732 | 5524 | 272808.5362 | 49824.5 | 57383000 | 588 | 457562.4538 | 588 | 214468.4431 | 575 | 189182.9136 | 29539.9 | 34200400 | 76 | 532178.1881 | 76 | 362220.0025 | 76 | 344915.3691 | 41577.1 | 49933500 | 277.7604 | 93.24% | 63.75% | 5.982% | 16.76% | 0.7732% | 19.49% | 89.06% | 21.98% | 60.27% | 15.68% | 100% | 46.87% | 97.79% | 41.35% | 100% | 68.06% | 100% | 64.81% | Suburb Large | 3813.465 | South Atlantic
30322 | 1 | Atlanta | 0 | GA | 2013 | 83 | 151342.8239 | 10960.15 | 13069229 | 34 | 5950.5812 | 30 | 2269.8473 | 20 | 1931.5517 | 286.35 | 340319 | 31 | 32668.8946 | 31 | 13271.2661 | 31 | 12057.1052 | 1857.42 | 2185510 | 18 | 112723.3481 | 18 | 71586.9638 | 18 | 68738.7985 | 8816.38 | 10543400 | 1823.4075 | 40.96% | 3.932% | 37.35% | 21.59% | 21.69% | 74.48% | 88.24% | 38.14% | 58.82% | 32.46% | 100% | 40.62% | 100% | 36.91% | 100% | 63.51% | 100% | 60.98% | Suburb Large | 4692.5967 | South Atlantic
30324 | 0.99998 | Atlanta | Atlanta, GA | GA | 2013 | 4195 | 1689426.2307 | 104951.3 | 124903100 | 3607 | 629969.8761 | 3058 | 146124.6504 | 1964 | 109317.4289 | 17878 | 20804900 | 494 | 493731.7724 | 494 | 301910.765 | 492 | 281395.5055 | 37025.6 | 43871200 | 94 | 565724.5822 | 94 | 434708.255 | 94 | 421259.305 | 50047.7 | 60227000 | 402.7238 | 85.98% | 37.29% | 11.78% | 29.22% | 2.241% | 33.49% | 84.78% | 23.2% | 54.45% | 17.35% | 100% | 61.15% | 99.6% | 56.99% | 100% | 76.84% | 100% | 74.46% | City Large | 5122.1768 | South Atlantic
30326 | 0.99812 | Atlanta | Atlanta, GA | GA | 2013 | 97 | 482538.341 | 35446.459 | 42806299 | 29 | 7240.1183 | 27 | 2762.4304 | 23 | 2389.2109 | 360.949 | 429679 | 37 | 37711.9058 | 37 | 17414.674 | 36 | 15874.3487 | 2145.51 | 2557720 | 31 | 437586.3169 | 31 | 292518.237 | 31 | 279416.6375 | 32940 | 39818900 | 4974.6221 | 29.9% | 1.5% | 38.14% | 7.815% | 31.96% | 90.68% | 93.1% | 38.15% | 79.31% | 33% | 100% | 46.18% | 97.3% | 42.09% | 100% | 66.85% | 100% | 63.85% | City Large | 4244.3974 | South Atlantic
30327 | 1 | Atlanta | Atlanta, GA | GA | 2013 | 7237 | 2745051.1 | 99063.1 | 123758600 | 6041 | 1616849.1304 | 5507 | 300940.9216 | 3609 | 204715.6083 | 37476.6 | 46234100 | 1139 | 764715.5229 | 1139 | 253097.3704 | 1087 | 200048.8014 | 32643.7 | 40585000 | 57 | 363486.4467 | 57 | 245735.1077 | 57 | 233010.8031 | 28942.8 | 36939500 | 379.3079 | 83.47% | 58.9% | 15.74% | 27.86% | 0.7876% | 13.24% | 91.16% | 18.61% | 59.74% | 12.66% | 100% | 33.1% | 95.43% | 26.16% | 100% | 67.61% | 100% | 64.1% | City Large | 1339.432 | South Atlantic
30328 | 0.96789 | Atlanta | 0 | GA | 2013 | 7488 | 2847954.8016 | 130825.1 | 164592600 | 6645 | 1521273.174 | 5972 | 293400.783 | 3691 | 210931.2895 | 37429.6 | 46066800 | 738 | 609027.2852 | 738 | 277540.8716 | 716 | 242810.7317 | 36054.4 | 44872500 | 105 | 717654.3425 | 105 | 509014.0612 | 105 | 488587.9107 | 57341.1 | 73653300 | 380.3358 | 88.74% | 53.42% | 9.856% | 21.38% | 1.402% | 25.2% | 89.87% | 19.29% | 55.55% | 13.87% | 100% | 45.57% | 97.02% | 39.87% | 100% | 70.93% | 100% | 68.08% | Suburb Large | 2371.3104 | South Atlantic
30329 | 1 | Atlanta | 0 | GA | 2013 | 3508 | 1506870.7214 | 83131.8 | 98596300 | 2882 | 592048.2917 | 2427 | 130252.9211 | 1580 | 97294.8243 | 15787.9 | 18410000 | 543 | 484625.6313 | 543 | 244727.5809 | 531 | 220109.269 | 30857.4 | 36269400 | 83 | 430196.7984 | 83 | 319120.918 | 83 | 306844.1078 | 36486.5 | 43916900 | 429.5527 | 82.16% | 39.29% | 15.48% | 32.16% | 2.366% | 28.55% | 84.21% | 22% | 54.82% | 16.43% | 100% | 50.5% | 97.79% | 45.42% | 100% | 74.18% | 100% | 71.33% | Suburb Large | 4947.8461 | South Atlantic
30330 | 0.99873 | Atlanta | Atlanta, GA | GA | 2008 | 93 | 61216.7191 | 4225.39 | 5809594 | 52 | 10806.6181 | 52 | 4563.0883 | 44 | 4217.8029 | 588.58 | 793764 | 39 | 37850.3912 | 39 | 18245.8081 | 39 | 16955.0743 | 2545.95 | 3485580 | 2 | 12559.7098 | 2 | 8826.5025 | 2 | 8631.8559 | 1090.86 | 1530250 | 658.2443 | 55.91% | 17.65% | 41.94% | 61.83% | 2.151% | 20.52% | 100% | 42.22% | 84.62% | 39.03% | 100% | 48.21% | 100% | 44.79% | 100% | 70.28% | 100% | 68.73% | City Large | 3524.0817 | South Atlantic
30331 | 0.93998 | Atlanta | 0 | GA | 2013 | 15333 | 4184632.8361 | 235261.7 | 272652500 | 14502 | 2591728.9498 | 13198 | 707868.4674 | 10057 | 531403.5926 | 96359.5 | 108826000 | 723 | 598360.9716 | 722 | 311129.2473 | 714 | 281931.94 | 41782.6 | 47957500 | 108 | 994542.9147 | 108 | 854896.1739 | 108 | 839631.634 | 97119.6 | 115869000 | 272.9168 | 94.58% | 61.93% | 4.715% | 14.3% | 0.7044% | 23.77% | 91.01% | 27.31% | 69.35% | 20.5% | 99.86% | 52% | 98.76% | 47.12% | 100% | 85.96% | 100% | 84.42% | Suburb Large | 1324.0283 | South Atlantic
30332 | 1 | Atlanta | Atlanta, GA | GA | 2008 | 19 | 21087.6704 | 2336.2223 | 2656408.9 | 2 | 646.4128 | 2 | 409.886 | 2 | 355.7202 | 16.9073 | 20567.9 | 16 | 16030.7195 | 16 | 9685.8595 | 16 | 9270.8467 | 855.115 | 978251 | 1 | 4410.5382 | 1 | 2332.3456 | 1 | 2141.4912 | 1464.2 | 1657590 | 1109.8774 | 10.53% | 3.065% | 84.21% | 76.02% | 5.263% | 20.92% | 100% | 63.41% | 100% | 55.03% | 100% | 60.42% | 100% | 57.83% | 100% | 52.88% | 100% | 48.55% | City Large | 9184.7245 | South Atlantic
30334 | 1 | Atlanta | Atlanta, GA | GA | 2008 | 10 | 35550.9442 | 3890.2002 | 4643500.9 | 3 | 779.1142 | 3 | 433.6351 | 3 | 391.1525 | 19.4559 | 23269.1 | 1 | 2015.0577 | 1 | 872 | 1 | 839 | 24.5343 | 29471.8 | 6 | 32756.7723 | 6 | 19023.2287 | 6 | 17966.0472 | 3846.21 | 4590760 | 3555.0944 | 30% | 2.192% | 10% | 5.668% | 60% | 92.14% | 100% | 55.66% | 100% | 50.2% | 100% | 43.27% | 100% | 41.64% | 100% | 58.07% | 100% | 54.85% | City Large | 4204.576 | South Atlantic
30336 | 0.88218 | Atlanta | 0 | GA | 2013 | 973 | 3682535.3417 | 366935.06 | 439487800 | 366 | 47948.7281 | 298 | 23374.3849 | 220 | 19932.438 | 2644.06 | 3109700 | 205 | 262316.7973 | 205 | 200804.6553 | 205 | 194245.3287 | 22844 | 27189100 | 402 | 3372269.8163 | 402 | 3062534.6409 | 402 | 3034508.6652 | 341447 | 409189000 | 3784.7229 | 37.62% | 1.302% | 21.07% | 7.123% | 41.32% | 91.57% | 81.42% | 48.75% | 60.11% | 41.57% | 100% | 76.55% | 100% | 74.05% | 100% | 90.82% | 100% | 89.98% | Suburb Large | 634.1734 | South Atlantic
30337 | 1 | Atlanta | 0 | GA | 2013 | 3177 | 1852331.8577 | 136991.8 | 191461200 | 2796 | 485886.722 | 2484 | 135812.9112 | 1651 | 107389.3793 | 17034.8 | 22844800 | 290 | 258265.9068 | 290 | 161310.8644 | 287 | 151528.0912 | 19342 | 26804400 | 91 | 1108179.2289 | 91 | 896963.394 | 91 | 869172.082 | 100615 | 141812000 | 583.0443 | 88.01% | 26.23% | 9.128% | 13.94% | 2.864% | 59.83% | 88.84% | 27.95% | 59.05% | 22.1% | 100% | 62.46% | 98.97% | 58.67% | 100% | 80.94% | 100% | 78.43% | Suburb Large | 1093.3878 | South Atlantic
30338 | 0.82492 | Atlanta | 0 | GA | 2013 | 6967 | 2268619.9425 | 102166 | 119561400 | 6465 | 1454779.9571 | 6020 | 313863.116 | 4228 | 222998.0137 | 41473.7 | 47732600 | 438 | 392683.5405 | 438 | 176914.745 | 428 | 154439.266 | 24216.6 | 28154700 | 64 | 421156.4449 | 64 | 312881.2851 | 64 | 298413.9402 | 36475.7 | 43674100 | 325.6236 | 92.79% | 64.13% | 6.287% | 17.31% | 0.9186% | 18.56% | 93.12% | 21.57% | 65.4% | 15.33% | 100% | 45.05% | 97.72% | 39.33% | 100% | 74.29% | 100% | 70.86% | Suburb Large | 3311.2093 | South Atlantic
30339 | 1 | Atlanta | 0 | GA | 2013 | 2470 | 1742300.2688 | 107486.9 | 135786400 | 1588 | 408732.4518 | 1519 | 106575.2384 | 1172 | 79217.8563 | 14468.3 | 17842600 | 783 | 667356.4679 | 782 | 293925.2731 | 776 | 256534.8374 | 39641.9 | 49272200 | 99 | 666211.3491 | 99 | 473914.84 | 99 | 456083.6078 | 53376.7 | 68671600 | 705.3847 | 64.29% | 23.46% | 31.7% | 38.3% | 4.008% | 38.24% | 95.65% | 26.07% | 73.8% | 19.38% | 99.87% | 44.04% | 99.11% | 38.44% | 100% | 71.14% | 100% | 68.46% | Suburb Large | 2693.483 | South Atlantic
30340 | 1 | Atlanta | 0 | GA | 2013 | 6424 | 3071344.8921 | 213211.3 | 256650400 | 5637 | 1009473.3666 | 4898 | 236691.1416 | 3206 | 181424.3695 | 29000.7 | 33705200 | 602 | 575307.8135 | 602 | 367634.12 | 598 | 344957.4414 | 42695.6 | 51213200 | 185 | 1486563.7121 | 185 | 1269645.3073 | 185 | 1242366.5448 | 141515 | 171732000 | 478.1047 | 87.75% | 32.87% | 9.371% | 18.73% | 2.88% | 48.4% | 86.89% | 23.45% | 56.87% | 17.97% | 100% | 63.9% | 99.34% | 59.96% | 100% | 85.41% | 100% | 83.57% | Suburb Large | 3349.6843 | South Atlantic
30341 | 1 | Atlanta | 0 | GA | 2013 | 7274 | 2786795.045 | 173111.4 | 206793000 | 6348 | 1136630.0192 | 5490 | 273216.9461 | 3533 | 206941.9715 | 34194.2 | 39623000 | 758 | 728884.492 | 758 | 454894.5124 | 748 | 426460.4985 | 53950.1 | 64421000 | 168 | 921280.5338 | 168 | 751513.7169 | 168 | 732909.9569 | 84967.1 | 102749000 | 383.1173 | 87.27% | 40.79% | 10.42% | 26.15% | 2.31% | 33.06% | 86.48% | 24.04% | 55.66% | 18.21% | 100% | 62.41% | 98.68% | 58.51% | 100% | 81.57% | 100% | 79.55% | Suburb Large | 2910.4899 | South Atlantic
30342 | 0.99994 | Atlanta | 0 | GA | 2013 | 6001 | 2178695.0584 | 96904.3 | 113791300 | 5291 | 1237788.1807 | 4650 | 259581.1818 | 3053 | 187243.7902 | 33239.5 | 38543100 | 658 | 555585.952 | 657 | 252682.4933 | 634 | 224527.5614 | 33575.9 | 39042600 | 52 | 385320.9257 | 52 | 264781.449 | 51 | 252375.6895 | 30088.9 | 36205600 | 363.0553 | 88.17% | 56.81% | 10.96% | 25.5% | 0.8665% | 17.69% | 87.89% | 20.97% | 57.7% | 15.13% | 99.85% | 45.48% | 96.35% | 40.41% | 100% | 68.72% | 98.08% | 65.5% | Suburb Large | 3099.4162 | South Atlantic
30344 | 1 | Atlanta | 0 | GA | 2013 | 10346 | 2996166.119 | 187380.5 | 259605900 | 9684 | 1447138.9055 | 8263 | 348331.2816 | 5127 | 265643.2158 | 44006.1 | 59098900 | 557 | 478160.976 | 556 | 281309.1368 | 550 | 262133.2314 | 36070.4 | 49404000 | 105 | 1070866.2375 | 105 | 944330.5389 | 105 | 928881.5574 | 107304 | 151103000 | 289.5966 | 93.6% | 48.3% | 5.384% | 15.96% | 1.015% | 35.74% | 85.33% | 24.07% | 52.94% | 18.36% | 99.82% | 58.83% | 98.74% | 54.82% | 100% | 88.18% | 100% | 86.74% | Suburb Large | 2608.0904 | South Atlantic
30345 | 1 | Atlanta | 0 | GA | 2013 | 5895 | 1741034.9273 | 61992.1 | 73136600 | 5614 | 1272660.9274 | 4706 | 208050.0505 | 2740 | 147169.1656 | 25793 | 29951900 | 248 | 231271.0872 | 248 | 128239.0348 | 241 | 118569.7065 | 15793.8 | 18716400 | 33 | 237102.9127 | 33 | 172897.5589 | 33 | 166498.5401 | 20405.3 | 24468300 | 295.341 | 95.23% | 73.1% | 4.207% | 13.28% | 0.5598% | 13.62% | 83.83% | 16.35% | 48.81% | 11.56% | 100% | 55.45% | 97.18% | 51.27% | 100% | 72.92% | 100% | 70.22% | Suburb Large | 3232.1708 | South Atlantic
30346 | 1 | Atlanta | 0 | GA | 2013 | 132 | 514591.6597 | 41890.438 | 50202657 | 34 | 7011.9691 | 34 | 3145.199 | 28 | 2584.2825 | 397.358 | 457647 | 55 | 58409.1116 | 55 | 37058.1711 | 55 | 34573.2488 | 4265.38 | 5089510 | 43 | 449170.579 | 43 | 320370.4017 | 43 | 307142.3289 | 37227.7 | 44655500 | 3898.4217 | 25.76% | 1.363% | 41.67% | 11.35% | 32.58% | 87.29% | 100% | 44.85% | 82.35% | 36.86% | 100% | 63.45% | 100% | 59.19% | 100% | 71.32% | 100% | 68.38% | Suburb Large | 4765.9224 | South Atlantic
30349 | 0.86081 | Atlanta | 0 | GA | 2013 | 19749 | 6136832.7784 | 409839.8 | 565527900 | 18442 | 3153075.7868 | 17529 | 981882.1705 | 14622 | 763728.6387 | 137463 | 183424000 | 1100 | 878434.0871 | 1099 | 469514.6724 | 1085 | 430024.8714 | 60733.8 | 83198900 | 207 | 2105322.9045 | 207 | 1875792.6745 | 207 | 1855961.7285 | 211643 | 298905000 | 310.7414 | 93.38% | 51.38% | 5.57% | 14.31% | 1.048% | 34.31% | 95.05% | 31.14% | 79.29% | 24.22% | 99.91% | 53.45% | 98.64% | 48.95% | 100% | 89.1% | 100% | 88.16% | Suburb Large | 1360.575 | South Atlantic
30350 | 0.0060193 | Atlanta | 0 | GA | 2013 | 17 | 5101.9702 | 256.778 | 290837 | 14 | 3095.081 | 12 | 981.2437 | 12 | 791.0224 | 153.435 | 173191 | 3 | 2006.8892 | 3 | 805.6248 | 3 | 719.6248 | 103.343 | 117646 | 0 | 0 | 0 | 0 | 0 | 0 | 0 | 0 | 300.1159 | 82.35% | 60.66% | 17.65% | 39.34% | 0% | 0% | 85.71% | 31.7% | 85.71% | 25.56% | 100% | 40.14% | 100% | 35.86% | #DIV/0! | #DIV/0! | #DIV/0! | #DIV/0! | Suburb Large | 2563.4455 | South Atlantic
30354 | 0.99999 | Atlanta | Atlanta, GA | GA | 2013 | 4435 | 2390075.0489 | 184300.5 | 258557700 | 3960 | 576316.2874 | 3387 | 148354.0735 | 2099 | 112624.0456 | 18070.4 | 24491500 | 326 | 291546.8258 | 326 | 180403.5198 | 323 | 168959.3257 | 22623.1 | 31040200 | 149 | 1522211.9357 | 149 | 1284064.425 | 149 | 1260020.6081 | 143607 | 203026000 | 538.9121 | 89.29% | 24.11% | 7.351% | 12.2% | 3.36% | 63.69% | 85.53% | 25.74% | 53.01% | 19.54% | 100% | 61.88% | 99.08% | 57.95% | 100% | 84.36% | 100% | 82.78% | City Large | 1366.6679 | South Atlantic
30358 | 1 | Atlanta | 0 | GA | 2013 | 3 | 2220.5695 | 136.139 | 161806.38 | 1 | 71.7547 | 1 | 30 | 1 | 25 | 2.8 | 3404.38 | 2 | 2148.8148 | 2 | 843.7255 | 2 | 720 | 133.339 | 158402 | 0 | 0 | 0 | 0 | 0 | 0 | 0 | 0 | 740.1898 | 33.33% | 3.231% | 66.67% | 96.77% | 0% | 0% | 100% | 41.81% | 100% | 34.84% | 100% | 39.26% | 100% | 33.51% | #DIV/0! | #DIV/0! | #DIV/0! | #DIV/0! | Suburb Large | 1923.0498 | South Atlantic
30360 | 0.98313 | Atlanta | 0 | GA | 2013 | 3507 | 1411048.8513 | 90782.8 | 108673300 | 3045 | 572324.963 | 2710 | 155506.7206 | 1911 | 118088.2792 | 20004.8 | 23174200 | 379 | 317227.9693 | 379 | 171019.3354 | 364 | 158508.4455 | 20689.9 | 24683900 | 83 | 521495.919 | 83 | 449104.2355 | 82 | 442419.5889 | 50088.1 | 60815200 | 402.3521 | 86.83% | 40.56% | 10.81% | 22.48% | 2.367% | 36.96% | 89% | 27.17% | 62.76% | 20.63% | 100% | 53.91% | 96.04% | 49.97% | 100% | 86.12% | 98.8% | 84.84% | Suburb Large | 2800.8348 | South Atlantic
30363 | 0.99952 | Atlanta | Atlanta, GA | GA | 2013 | 62 | 140520.8282 | 9308.8652 | 11022427.5 | 26 | 2473.2456 | 26 | 849.3255 | 12 | 499.6537 | 81.2792 | 93987.5 | 19 | 17655.2051 | 19 | 8014.5481 | 19 | 7201.8411 | 990.326 | 1172760 | 17 | 120392.3775 | 17 | 70950.3546 | 16 | 67097.9135 | 8237.26 | 9755680 | 2266.465 | 41.94% | 1.76% | 30.65% | 12.56% | 27.42% | 85.68% | 100% | 34.34% | 46.15% | 20.2% | 100% | 45.39% | 100% | 40.79% | 100% | 58.93% | 94.12% | 55.73% | City Large | 6153.6223 | South Atlantic
30805 | 0.62885 | Augusta | 0 | GA | 2010 | 818 | 136755.9587 | 6788.074 | 9213867 | 796 | 114447.7558 | 769 | 41151.275 | 545 | 31257.0613 | 4794.58 | 6500350 | 21 | 15463.0247 | 21 | 9605.793 | 20 | 9112.4713 | 1303 | 1738450 | 1 | 6845.1782 | 1 | 6255.5776 | 1 | 6125.8241 | 690.494 | 975067 | 167.1833 | 97.31% | 83.69% | 2.567% | 11.31% | 0.1222% | 5.005% | 96.61% | 35.96% | 68.47% | 27.31% | 100% | 62.12% | 95.24% | 58.93% | 100% | 91.39% | 100% | 89.49% | City Midsize | 104.7743 | South Atlantic
30808 | 0.23053 | Augusta | 0 | GA | 2010 | 213 | 29844.1627 | 1433.291 | 1938693 | 210 | 28108.9622 | 203 | 10746.1126 | 145 | 8087.0821 | 1291.46 | 1741730 | 3 | 1735.2004 | 3 | 1149.9725 | 3 | 1051.0372 | 141.831 | 196963 | 0 | 0 | 0 | 0 | 0 | 0 | 0 | 0 | 140.1134 | 98.59% | 94.19% | 1.408% | 5.814% | 0% | 0% | 96.67% | 38.23% | 69.05% | 28.77% | 100% | 66.27% | 100% | 60.57% | #DIV/0! | #DIV/0! | #DIV/0! | #DIV/0! | Town Distant | 74.6321 | South Atlantic
30809 | 0.74754 | Augusta | 0 | GA | 2010 | 11856 | 3054102.3977 | 177030.2 | 240899400 | 11363 | 2305752.2289 | 11009 | 771943.2709 | 9296 | 600899.8402 | 109987 | 147419000 | 441 | 335045.5742 | 441 | 202131.6993 | 439 | 188169.9276 | 26322.1 | 36285900 | 52 | 413304.5946 | 52 | 354763.4193 | 52 | 348108.6039 | 40721.1 | 57194500 | 257.5997 | 95.84% | 75.5% | 3.72% | 10.97% | 0.4386% | 13.53% | 96.88% | 33.48% | 81.81% | 26.06% | 100% | 60.33% | 99.55% | 56.16% | 100% | 85.84% | 100% | 84.23% | Rural Fringe | 929.4981 | South Atlantic
30813 | 0.8335 | Augusta | 0 | GA | 2010 | 11316 | 2403767.1172 | 149099.8 | 202678400 | 10996 | 1861315.6699 | 10695 | 700351.9544 | 8782 | 562894.7182 | 98540.6 | 132266000 | 274 | 214526.9073 | 274 | 138458.4678 | 272 | 131684.5878 | 18283.1 | 25047200 | 46 | 327924.54 | 46 | 282403.4598 | 46 | 278069.292 | 32276.1 | 45365200 | 212.422 | 97.17% | 77.43% | 2.421% | 8.925% | 0.4065% | 13.64% | 97.26% | 37.63% | 79.87% | 30.24% | 100% | 64.54% | 99.27% | 61.38% | 100% | 86.12% | 100% | 84.8% | Rural Fringe | 489.9538 | South Atlantic
30814 | 0.46743 | Augusta | 0 | GA | 2010 | 2779 | 487913.6166 | 20777.31 | 27913230 | 2725 | 433707.3182 | 2616 | 134324.9055 | 1819 | 100453.951 | 16366.4 | 21893500 | 51 | 39788.3522 | 51 | 24346.4488 | 49 | 22594.5377 | 3151.4 | 4255460 | 3 | 14417.9462 | 3 | 11425.6149 | 3 | 10851.667 | 1259.51 | 1764270 | 175.5717 | 98.06% | 88.89% | 1.835% | 8.155% | 0.108% | 2.955% | 96% | 30.97% | 66.75% | 23.16% | 100% | 61.19% | 96.08% | 56.79% | 100% | 79.25% | 100% | 75.26% | Rural Fringe | 158.1033 | South Atlantic
30815 | 0.37115 | Augusta | 0 | GA | 2010 | 12539 | 2188345.3146 | 119834.02 | 160890400 | 12388 | 1985425.1785 | 12133 | 758173.0656 | 10100 | 598079.1671 | 102000 | 136290000 | 136 | 104187.237 | 136 | 70621.2555 | 136 | 67443.2716 | 8707.33 | 12043100 | 15 | 98732.8991 | 15 | 77157.8449 | 15 | 73699.3873 | 9126.69 | 12557300 | 174.5231 | 98.8% | 90.73% | 1.085% | 4.761% | 0.1196% | 4.512% | 97.94% | 38.19% | 81.53% | 30.12% | 100% | 67.78% | 100% | 64.73% | 100% | 78.15% | 100% | 74.65% | City Midsize | 294.5264 | South Atlantic
30818 | 0.41021 | Augusta | 0 | GA | 2010 | 96 | 12158.9789 | 584.4322 | 790958 | 94 | 11032.5372 | 92 | 4071.6005 | 60 | 3106.2859 | 491.518 | 661400 | 2 | 1126.4417 | 2 | 769.6797 | 2 | 733.0579 | 92.9142 | 129558 | 0 | 0 | 0 | 0 | 0 | 0 | 0 | 0 | 126.656 | 97.92% | 90.74% | 2.083% | 9.264% | 0% | 0% | 97.87% | 36.91% | 63.83% | 28.16% | 100% | 68.33% | 100% | 65.08% | #DIV/0! | #DIV/0! | #DIV/0! | #DIV/0! | Rural Distant | 41.2678 | South Atlantic
30901 | 1 | Augusta | 0 | GA | 2010 | 8149 | 2769334.0345 | 181048 | 250730900 | 7391 | 1073969.6907 | 7202 | 366711.294 | 5108 | 268161.302 | 41645.8 | 56570000 | 594 | 587709.077 | 594 | 380687.8562 | 591 | 355802.1989 | 44460.4 | 61857900 | 164 | 1107655.2667 | 164 | 821424.3891 | 164 | 784614.7744 | 94941.8 | 132303000 | 339.8373 | 90.7% | 38.78% | 7.289% | 21.22% | 2.013% | 40% | 97.44% | 34.15% | 69.11% | 24.97% | 100% | 64.77% | 99.49% | 60.54% | 100% | 74.16% | 100% | 70.84% | City Midsize | 643.535 | South Atlantic
30904 | 1 | Augusta | 0 | GA | 2010 | 11508 | 2262263.491 | 121408.1 | 166228500 | 11046 | 1550963.4576 | 10640 | 483537.1707 | 7408 | 354209.4371 | 58028.6 | 78149100 | 394 | 357122.5061 | 394 | 240537.087 | 391 | 227852.9545 | 29527.8 | 40796300 | 68 | 354177.5273 | 68 | 293762.3106 | 67 | 286112.2137 | 33851.7 | 47283100 | 196.5818 | 95.99% | 68.56% | 3.424% | 15.79% | 0.5909% | 15.66% | 96.32% | 31.18% | 67.07% | 22.84% | 100% | 67.35% | 99.24% | 63.8% | 100% | 82.94% | 98.53% | 80.78% | City Midsize | 2252.0927 | South Atlantic
30905 | 1 | Augusta | 0 | GA | 2010 | 915 | 423122.5353 | 31604.29 | 43456600 | 714 | 166299.8506 | 709 | 74623.3454 | 671 | 63307.0024 | 10005.7 | 13516000 | 183 | 165231.141 | 183 | 103722.7231 | 183 | 98670.0515 | 13362.1 | 18489700 | 18 | 91591.5437 | 18 | 69163.0346 | 18 | 67436.3241 | 8236.49 | 11450900 | 462.429 | 78.03% | 39.3% | 20% | 39.05% | 1.967% | 21.65% | 99.3% | 44.87% | 93.98% | 38.07% | 100% | 62.77% | 100% | 59.72% | 100% | 75.51% | 100% | 73.63% | City Midsize | 180.0654 | South Atlantic
30906 | 0.63095 | Augusta | 0 | GA | 2010 | 24058 | 5139804.2877 | 319649.9 | 439450600 | 23214 | 3249501.6633 | 22452 | 1140527.2099 | 17182 | 888216.1547 | 142938 | 192394000 | 704 | 668813.2179 | 702 | 476967.5944 | 695 | 459316.4467 | 57557.9 | 79847600 | 140 | 1221489.4064 | 140 | 1042926.2156 | 140 | 1023497.9061 | 119154 | 167209000 | 213.6422 | 96.49% | 63.22% | 2.926% | 13.01% | 0.5819% | 23.77% | 96.72% | 35.1% | 74.02% | 27.33% | 99.72% | 71.32% | 98.72% | 68.68% | 100% | 85.38% | 100% | 83.79% | City Midsize | 682.1374 | South Atlantic
30907 | 1 | Augusta | 0 | GA | 2010 | 19183 | 4231077.6961 | 216174.3 | 294305800 | 18376 | 3194670.2519 | 17423 | 950865.4604 | 12852 | 729997.353 | 124029 | 166195000 | 736 | 612677.6145 | 736 | 410254.0546 | 726 | 388307.7017 | 50653.8 | 69807600 | 71 | 423729.8297 | 71 | 363960.5278 | 71 | 356507.4434 | 41491.5 | 58303200 | 220.5639 | 95.79% | 75.5% | 3.837% | 14.48% | 0.3701% | 10.01% | 94.81% | 29.76% | 69.94% | 22.85% | 100% | 66.96% | 98.64% | 63.38% | 100% | 85.89% | 100% | 84.14% | Rural Fringe | 1731.1001 | South Atlantic
30909 | 1 | Augusta | 0 | GA | 2010 | 13687 | 3808105.1011 | 225152 | 308254400 | 12627 | 2384045.2385 | 11923 | 737484.1851 | 8515 | 594474.8887 | 98704.2 | 132540000 | 961 | 813174.5279 | 961 | 533172.9572 | 953 | 505870.7427 | 67460 | 92678800 | 99 | 610885.3347 | 99 | 524499.3044 | 99 | 514571.4953 | 58987.8 | 83035600 | 278.2279 | 92.26% | 62.6% | 7.021% | 21.35% | 0.7233% | 16.04% | 94.42% | 30.93% | 67.43% | 24.94% | 100% | 65.57% | 99.17% | 62.21% | 100% | 85.86% | 100% | 84.23% | City Midsize | 1532.3992 | South Atlantic
30912 | 1 | Augusta | 0 | GA | 2010 | 13 | 76542.975 | 5564.1274 | 7855334.7 | 4 | 632.5768 | 4 | 350.0161 | 4 | 274.4469 | 31.9934 | 45078.7 | 3 | 3047.8188 | 3 | 2538.4997 | 3 | 2415.7491 | 270.564 | 382326 | 6 | 72862.5794 | 6 | 48689.4213 | 6 | 46419.5395 | 5261.57 | 7427930 | 5887.9212 | 30.77% | 0.8264% | 23.08% | 3.982% | 46.15% | 95.19% | 100% | 55.33% | 100% | 43.39% | 100% | 83.29% | 100% | 79.26% | 100% | 66.82% | 100% | 63.71% | City Midsize | 2130.7886 | South Atlantic
31804 | 0.063296 | Columbus | 0 | GA | 2009 | 85 | 23536.9791 | 1396.875 | 1809205 | 70 | 14100.0374 | 69 | 5628.9571 | 60 | 4404.4522 | 740.671 | 969966 | 15 | 9436.9417 | 15 | 4094.7619 | 15 | 3410.8551 | 656.204 | 839239 | 0 | 0 | 0 | 0 | 0 | 0 | 0 | 0 | 276.9056 | 82.35% | 59.91% | 17.65% | 40.09% | 0% | 0% | 98.57% | 39.92% | 85.71% | 31.24% | 100% | 43.39% | 100% | 36.14% | #DIV/0! | #DIV/0! | #DIV/0! | #DIV/0! | Rural Distant | 121.1792 | South Atlantic
31807 | 0.032207 | Columbus | 0 | GA | 2009 | 1 | 102.6538 | 2.4955 | 2832.89 | 1 | 102.6538 | 1 | 34.0677 | 1 | 14 | 2.4955 | 2832.89 | 0 | 0 | 0 | 0 | 0 | 0 | 0 | 0 | 0 | 0 | 0 | 0 | 0 | 0 | 0 | 0 | 102.6538 | 100% | 100% | 0% | 0% | 0% | 0% | 100% | 33.19% | 100% | 13.64% | #DIV/0! | #DIV/0! | #DIV/0! | #DIV/0! | #DIV/0! | #DIV/0! | #DIV/0! | #DIV/0! | Rural Distant | 105.2399 | South Atlantic
31808 | 0.10262 | Columbus | 0 | GA | 2009 | 326 | 94175.5422 | 6163.186 | 8039263 | 298 | 62876.0647 | 291 | 26391.225 | 246 | 21903.95 | 3762.05 | 4861670 | 27 | 21141.2722 | 27 | 13227.1489 | 27 | 12256.8922 | 1652.37 | 2206490 | 1 | 10158.2053 | 1 | 5417.2768 | 1 | 4556.1902 | 748.766 | 971103 | 288.882 | 91.41% | 66.76% | 8.282% | 22.45% | 0.3067% | 10.79% | 97.65% | 41.97% | 82.55% | 34.84% | 100% | 62.57% | 100% | 57.98% | 100% | 53.33% | 100% | 44.85% | Rural Distant | 167.6625 | South Atlantic
31820 | 0.15342 | Columbus | Columbus, GA | GA | 2009 | 1315 | 490423.2602 | 35622.9 | 46768310 | 1233 | 325039.9598 | 1216 | 135917.7048 | 1118 | 113346.5719 | 20448.5 | 26421000 | 68 | 53415.3184 | 68 | 32506.7804 | 68 | 30149.7182 | 4317.8 | 5719010 | 14 | 111967.982 | 14 | 90741.2036 | 14 | 88551.7617 | 10856.6 | 14628300 | 372.9454 | 93.76% | 66.28% | 5.171% | 10.89% | 1.065% | 22.83% | 98.62% | 41.82% | 90.67% | 34.87% | 100% | 60.86% | 100% | 56.44% | 100% | 81.04% | 100% | 79.09% | #N/A | 191.3127 | South Atlantic
31901 | 1 | Columbus | Columbus, GA | GA | 2009 | 3143 | 1510256.3952 | 116703.2 | 155827600 | 2597 | 435451.5973 | 2556 | 182588.5901 | 2208 | 150078.7781 | 24387 | 31644300 | 438 | 448310.1571 | 438 | 313702.9646 | 438 | 298308.8023 | 38232.1 | 51192200 | 108 | 626494.6408 | 108 | 462891.5163 | 108 | 445146.3171 | 54084.1 | 72991100 | 480.5143 | 82.63% | 28.83% | 13.94% | 29.68% | 3.436% | 41.48% | 98.42% | 41.93% | 85.02% | 34.47% | 100% | 69.97% | 100% | 66.54% | 100% | 73.89% | 100% | 71.05% | City Midsize | 2286.7555 | South Atlantic
31903 | 0.4489 | Columbus | Columbus, GA | GA | 2009 | 4672 | 986164.7405 | 61022.9 | 79592200 | 4422 | 583237.825 | 4216 | 208207.7291 | 3168 | 159642.0199 | 26253.5 | 33752200 | 218 | 200169.1129 | 218 | 126235.0056 | 217 | 117098.9999 | 15976.7 | 20866700 | 32 | 202757.8026 | 32 | 162251.3623 | 32 | 156710.2237 | 18792.7 | 24973300 | 211.0798 | 94.65% | 59.14% | 4.666% | 20.3% | 0.6849% | 20.56% | 95.34% | 35.7% | 71.64% | 27.37% | 100% | 63.06% | 99.54% | 58.5% | 100% | 80.02% | 100% | 77.29% | City Midsize | 1455.8095 | South Atlantic
31904 | 0.72425 | Columbus | Columbus, GA | GA | 2009 | 12584 | 3479684.345 | 239296.3 | 315724400 | 11730 | 2124318.4098 | 11555 | 868326.6473 | 10238 | 705381.5669 | 121852 | 157959000 | 768 | 668425.2893 | 768 | 417319.2239 | 766 | 387875.2967 | 53790.2 | 71481900 | 86 | 686940.6459 | 86 | 552183.9411 | 86 | 535150.5273 | 63654.1 | 86283500 | 276.5166 | 93.21% | 61.05% | 6.103% | 19.21% | 0.6834% | 19.74% | 98.51% | 40.88% | 87.28% | 33.21% | 100% | 62.43% | 99.74% | 58.03% | 100% | 80.38% | 100% | 77.9% | City Midsize | 1097.4992 | South Atlantic
31906 | 1 | Columbus | Columbus, GA | GA | 2009 | 8299 | 2011271.9921 | 117757.2 | 155640500 | 7859 | 1316144.3913 | 7610 | 465828.8649 | 6103 | 365004.9058 | 61426 | 79978100 | 383 | 318057.889 | 383 | 179535.5791 | 381 | 163600.732 | 22527.6 | 29955900 | 57 | 377069.7118 | 57 | 291160.6066 | 57 | 280589.4799 | 33803.6 | 45706500 | 242.3511 | 94.7% | 65.44% | 4.615% | 15.81% | 0.6868% | 18.75% | 96.83% | 35.39% | 77.66% | 27.73% | 100% | 56.45% | 99.48% | 51.44% | 100% | 77.22% | 100% | 74.41% | City Midsize | 3103.2147 | South Atlantic
31907 | 0.49508 | Columbus | Columbus, GA | GA | 2009 | 20065 | 4586856.7642 | 304788.8 | 401914500 | 19266 | 3185759.5328 | 18741 | 1302189.6374 | 16393 | 1064180.9516 | 180564 | 234385000 | 701 | 600537.5034 | 701 | 375735.157 | 699 | 349802.2079 | 47644.3 | 63395500 | 98 | 800559.7281 | 98 | 675813.7277 | 98 | 658217.7334 | 76580.5 | 104134000 | 228.5999 | 96.02% | 69.45% | 3.494% | 13.09% | 0.4884% | 17.45% | 97.27% | 40.88% | 85.09% | 33.4% | 100% | 62.57% | 99.71% | 58.25% | 100% | 84.42% | 100% | 82.22% | #N/A | 934.7466 | South Atlantic
31909 | 1 | Columbus | Columbus, GA | GA | 2009 | 11765 | 3356080.4595 | 235111.8 | 309803300 | 11016 | 2126546.4859 | 10848 | 883554.7528 | 9816 | 725406.9059 | 126398 | 163819000 | 672 | 607271.161 | 672 | 381175.4509 | 672 | 354950.2528 | 49607.1 | 65698700 | 77 | 622262.8126 | 77 | 521261.0701 | 77 | 506334.8346 | 59106.7 | 80285600 | 285.2597 | 93.63% | 63.36% | 5.712% | 18.09% | 0.6545% | 18.54% | 98.47% | 41.55% | 89.11% | 34.11% | 100% | 62.77% | 100% | 58.45% | 100% | 83.77% | 100% | 81.37% | City Midsize | 1607.036 | South Atlantic
32065 | 0.14453 | Jacksonville | 0 | FL | 2010 | 357 | 124232.0381 | 9474.43 | 12192080 | 297 | 59046.5783 | 297 | 27627.5514 | 292 | 23532.671 | 4169.59 | 5330460 | 58 | 43944.1625 | 58 | 20870.3608 | 58 | 17756.3701 | 3107.74 | 3989740 | 2 | 21241.2973 | 2 | 15703.9718 | 2 | 15447.2121 | 2197.1 | 2871880 | 347.9889 | 83.19% | 47.53% | 16.25% | 35.37% | 0.5602% | 17.1% | 100% | 46.79% | 98.32% | 39.85% | 100% | 47.49% | 100% | 40.41% | 100% | 73.93% | 100% | 72.72% | Suburb Large | 1217.758 | South Atlantic
32073 | 0.11242 | Jacksonville | 0 | FL | 2010 | 1116 | 440535.7153 | 32962.22 | 43887800 | 919 | 185534.2849 | 894 | 77425.6899 | 743 | 67395.5418 | 10117.8 | 13159000 | 182 | 169215.5605 | 182 | 117471.6685 | 171 | 113272.7504 | 14092.2 | 18880000 | 15 | 85785.8698 | 15 | 75097.1518 | 15 | 74277.28 | 8752.22 | 11848800 | 394.7453 | 82.35% | 42.12% | 16.31% | 38.41% | 1.344% | 19.47% | 97.28% | 41.73% | 80.85% | 36.33% | 100% | 69.42% | 93.96% | 66.94% | 100% | 87.54% | 100% | 86.58% | Suburb Large | 1910.0595 | South Atlantic
32202 | 1 | Jacksonville | 0 | FL | 2010 | 775 | 863458.4936 | 67753.64 | 90798530 | 494 | 83892.0244 | 490 | 41297.1117 | 427 | 35820.8444 | 5083.74 | 6603730 | 188 | 207385.2625 | 188 | 136428.7148 | 188 | 129467.1041 | 16118.1 | 21626000 | 93 | 572181.2067 | 93 | 392719.4144 | 93 | 377403.7725 | 46551.8 | 62568800 | 1114.14 | 63.74% | 9.716% | 24.26% | 24.02% | 12% | 66.27% | 99.19% | 49.23% | 86.44% | 42.7% | 100% | 65.79% | 100% | 62.43% | 100% | 68.64% | 100% | 65.96% | City Large | 2832.316 | South Atlantic
32204 | 1 | Jacksonville | 0 | FL | 2010 | 2513 | 1059338.3816 | 86356.2 | 115306600 | 2156 | 274466.3715 | 2120 | 120040.8485 | 1716 | 98947.809 | 15155.8 | 19322000 | 268 | 275706.165 | 268 | 199673.51 | 268 | 190940.6509 | 23366.9 | 31475400 | 89 | 509165.8452 | 89 | 411458.4815 | 89 | 400287.8101 | 47833.5 | 64509200 | 421.5433 | 85.79% | 25.91% | 10.66% | 26.03% | 3.542% | 48.06% | 98.33% | 43.74% | 79.59% | 36.05% | 100% | 72.42% | 100% | 69.26% | 100% | 80.81% | 100% | 78.62% | City Large | 1893.6576 | South Atlantic
32205 | 0.77962 | Jacksonville | 0 | FL | 2010 | 9764 | 1651919.967 | 83210.6 | 110202700 | 9458 | 1207400.7704 | 9074 | 379866.0278 | 6712 | 294447.2824 | 45936.4 | 59869600 | 265 | 226340.8075 | 265 | 140308.0224 | 263 | 132758.0671 | 16718.3 | 22434100 | 41 | 218178.389 | 41 | 179137.2083 | 41 | 176066.4486 | 20555.9 | 27899000 | 169.1848 | 96.87% | 73.09% | 2.714% | 13.7% | 0.4199% | 13.21% | 95.94% | 31.46% | 70.97% | 24.39% | 100% | 61.99% | 99.25% | 58.65% | 100% | 82.11% | 100% | 80.7% | City Large | 3203.8864 | South Atlantic
32206 | 1 | Jacksonville | 0 | FL | 2010 | 7938 | 1975895.9815 | 138291.5 | 172728200 | 7392 | 980930.3982 | 7307 | 369832.3645 | 5846 | 291052.5191 | 45316.3 | 54869700 | 443 | 409203.7258 | 443 | 296604.3072 | 442 | 287613.8768 | 35955.8 | 45173300 | 103 | 585761.8575 | 103 | 495830.5285 | 103 | 488998.1695 | 57019.4 | 72685200 | 248.9161 | 93.12% | 49.64% | 5.581% | 20.71% | 1.298% | 29.65% | 98.85% | 37.7% | 79.09% | 29.67% | 100% | 72.48% | 99.77% | 70.29% | 100% | 84.65% | 100% | 83.48% | City Large | 2574.3732 | South Atlantic
32207 | 1 | Jacksonville | 0 | FL | 2010 | 11919 | 3315836.1008 | 209603.4 | 280604400 | 10923 | 1782139.2547 | 10659 | 664474.9976 | 8547 | 535142.0622 | 77459 | 101840000 | 852 | 776725.0774 | 852 | 535822.5081 | 851 | 510410.6391 | 62999.8 | 84735800 | 144 | 756971.7687 | 144 | 611050.7686 | 144 | 597515.3341 | 69144.6 | 94028600 | 278.1975 | 91.64% | 53.75% | 7.148% | 23.42% | 1.208% | 22.83% | 97.58% | 37.29% | 78.25% | 30.03% | 100% | 68.98% | 99.88% | 65.71% | 100% | 80.72% | 100% | 78.93% | City Large | 2326.3736 | South Atlantic
32208 | 1 | Jacksonville | 0 | FL | 2010 | 13501 | 2259915.4528 | 126805.8 | 167856200 | 13166 | 1714777.9809 | 12783 | 667944.3621 | 10087 | 539449.0633 | 77264.3 | 101561000 | 297 | 266997.1159 | 297 | 187485.3943 | 296 | 180670.9858 | 23179.2 | 30857100 | 38 | 278140.356 | 38 | 220581.1583 | 38 | 215295.314 | 26362.3 | 35438100 | 167.3887 | 97.52% | 75.88% | 2.2% | 11.81% | 0.2815% | 12.31% | 97.09% | 38.95% | 76.61% | 31.46% | 100% | 70.22% | 99.66% | 67.67% | 100% | 79.31% | 100% | 77.41% | City Large | 2485.9894 | South Atlantic
32209 | 1 | Jacksonville | 0 | FL | 2010 | 14488 | 2449460.1294 | 148582.4 | 196668300 | 14094 | 1689125.1852 | 13844 | 682512.6342 | 10934 | 552578.858 | 78673.5 | 102402000 | 325 | 291033.0226 | 324 | 195341.9092 | 323 | 187066.9169 | 23893.8 | 31930400 | 69 | 469301.9215 | 69 | 396782.3008 | 69 | 390715.7712 | 46015.1 | 62335900 | 169.0682 | 97.28% | 68.96% | 2.243% | 11.88% | 0.4763% | 19.16% | 98.23% | 40.41% | 77.58% | 32.71% | 99.69% | 67.12% | 99.38% | 64.28% | 100% | 84.55% | 100% | 83.25% | City Large | 3376.6292 | South Atlantic
32210 | 0.45696 | Jacksonville | 0 | FL | 2010 | 7592 | 1604495.5369 | 89318.5 | 117917700 | 7169 | 1180144.6005 | 6985 | 444429.2399 | 5714 | 358822.4079 | 53812 | 70447900 | 394 | 294087.6449 | 394 | 182138.2734 | 390 | 171196.576 | 22804.8 | 30341300 | 29 | 130263.2915 | 29 | 109368.1889 | 29 | 107114.8339 | 12701.7 | 17128500 | 211.3403 | 94.43% | 73.55% | 5.19% | 18.33% | 0.382% | 8.119% | 97.43% | 37.66% | 79.7% | 30.4% | 100% | 61.93% | 98.98% | 58.21% | 100% | 83.96% | 100% | 82.23% | City Large | 2044.1636 | South Atlantic
32211 | 1 | Jacksonville | 0 | FL | 2010 | 9953 | 2201241.5488 | 130322.6 | 162798100 | 9399 | 1561059.7519 | 9212 | 658805.3811 | 7692 | 556934.607 | 75430.2 | 93659600 | 512 | 457383.7191 | 512 | 311872.7454 | 506 | 298795.9261 | 37792.5 | 47410300 | 42 | 182798.0778 | 42 | 147783.495 | 42 | 144472.822 | 17099.9 | 21728200 | 221.1636 | 94.43% | 70.92% | 5.144% | 20.78% | 0.422% | 8.304% | 98.01% | 42.2% | 81.84% | 35.68% | 100% | 68.19% | 98.83% | 65.33% | 100% | 80.85% | 100% | 79.03% | City Large | 3451.9163 | South Atlantic
32212 | 1 | Jacksonville | 0 | FL | 2010 | 575 | 679790.2063 | 64103.8 | 85978970 | 400 | 72056.7998 | 392 | 42837.453 | 332 | 39075.3765 | 5452.8 | 7145670 | 112 | 117700.6093 | 112 | 83187.9188 | 111 | 80837.4386 | 10481.2 | 13979700 | 63 | 490032.7972 | 63 | 411058.2133 | 63 | 403463.1995 | 48169.8 | 64853600 | 1182.2438 | 69.57% | 10.6% | 19.48% | 17.31% | 10.96% | 72.09% | 98% | 59.45% | 83% | 54.23% | 100% | 70.68% | 99.11% | 68.68% | 100% | 83.88% | 100% | 82.33% | City Large | 274.9133 | South Atlantic
32216 | 0.74808 | Jacksonville | 0 | FL | 2010 | 9857 | 2525972.8299 | 155482.4 | 192831500 | 9166 | 1738879.6842 | 9022 | 729851.9466 | 7822 | 612398.2585 | 89590.4 | 109975000 | 644 | 513722.5808 | 644 | 320811.9719 | 642 | 302303.3497 | 40459.7 | 50428700 | 47 | 273370.5649 | 47 | 223027.3935 | 47 | 217772.1172 | 25432.3 | 32427800 | 256.2618 | 92.99% | 68.84% | 6.533% | 20.34% | 0.4768% | 10.82% | 98.43% | 41.97% | 85.34% | 35.22% | 100% | 62.45% | 99.69% | 58.85% | 100% | 81.58% | 100% | 79.66% | City Large | 2807.1484 | South Atlantic
32217 | 0.2882 | Jacksonville | 0 | FL | 2010 | 1691 | 480283.2818 | 24867.32 | 32985100 | 1570 | 341999.9679 | 1532 | 117849.7944 | 1271 | 94350.8529 | 14172.7 | 18643600 | 111 | 92239.5529 | 111 | 54378.4642 | 111 | 50524.1987 | 6702.9 | 8950020 | 10 | 46043.761 | 10 | 33707.7343 | 10 | 32394.6078 | 3991.72 | 5391480 | 284.0232 | 92.84% | 71.21% | 6.564% | 19.21% | 0.5914% | 9.587% | 97.58% | 34.46% | 80.96% | 27.59% | 100% | 58.95% | 100% | 54.77% | 100% | 73.21% | 100% | 70.36% | City Large | 2140.3869 | South Atlantic
32218 | 0.63915 | Jacksonville | 0 | FL | 2010 | 15812 | 4844556.0014 | 394883.4 | 522148800 | 14950 | 2551620.757 | 14798 | 1201198.6245 | 13574 | 1040070.8939 | 167050 | 215256000 | 720 | 629519.9491 | 720 | 429924.8218 | 718 | 410265.9598 | 54787.4 | 72197800 | 142 | 1663415.2953 | 142 | 1533014.7035 | 141 | 1520939.4677 | 173046 | 234695000 | 306.3848 | 94.55% | 52.67% | 4.554% | 12.99% | 0.8981% | 34.34% | 98.98% | 47.08% | 90.8% | 40.76% | 100% | 68.29% | 99.72% | 65.17% | 100% | 92.16% | 99.3% | 91.43% | City Large | 473.2116 | South Atlantic
32219 | 0.066652 | Jacksonville | 0 | FL | 2010 | 1955 | 313480.3364 | 16791.08 | 22163670 | 1909 | 252646.037 | 1853 | 100342.7494 | 1438 | 79821.6222 | 11605.8 | 15226100 | 42 | 48104.6189 | 42 | 32439.869 | 42 | 31046.6941 | 3974.33 | 5298800 | 4 | 12729.6805 | 4 | 10633.5777 | 4 | 10374.625 | 1210.95 | 1638770 | 160.348 | 97.65% | 80.59% | 2.148% | 15.35% | 0.2046% | 4.061% | 97.07% | 39.72% | 75.33% | 31.59% | 100% | 67.44% | 100% | 64.54% | 100% | 83.53% | 100% | 81.5% | City Large | 267.6299 | South Atlantic
32220 | 0.15558 | Jacksonville | 0 | FL | 2010 | 318 | 104823.7229 | 8590.39 | 11338230 | 283 | 48779.64 | 279 | 25103.7808 | 259 | 22399.3581 | 3431.01 | 4432750 | 30 | 31860.6508 | 30 | 24014.06 | 30 | 23491.9746 | 2981.77 | 3954460 | 5 | 24183.4321 | 5 | 19862.3212 | 5 | 19375.9992 | 2177.61 | 2951020 | 329.6343 | 88.99% | 46.53% | 9.434% | 30.39% | 1.572% | 23.07% | 98.59% | 51.46% | 91.52% | 45.92% | 100% | 75.37% | 100% | 73.73% | 100% | 82.13% | 100% | 80.12% | City Large | 243.481 | South Atlantic
32221 | 0.76437 | Jacksonville | 0 | FL | 2010 | 3630 | 1029447.7001 | 82563.66 | 107915600 | 3493 | 666658.7904 | 3467 | 321641.7274 | 3157 | 282565.0188 | 47821.5 | 61297800 | 110 | 96361.1485 | 110 | 65324.4124 | 109 | 62035.1073 | 8313.16 | 10950000 | 27 | 266427.7612 | 27 | 227881.0644 | 27 | 224317.4646 | 26429 | 35667800 | 283.5944 | 96.23% | 64.76% | 3.03% | 9.36% | 0.7438% | 25.88% | 99.26% | 48.25% | 90.38% | 42.39% | 100% | 67.79% | 99.09% | 64.38% | 100% | 85.53% | 100% | 84.19% | City Large | 801.7674 | South Atlantic
32222 | 0.54073 | Jacksonville | 0 | FL | 2010 | 748 | 190900.2052 | 14919.87 | 19129080 | 734 | 170243.339 | 734 | 83657.3617 | 715 | 73359.9147 | 13008.8 | 16545400 | 12 | 9441.9821 | 12 | 6289.1727 | 12 | 5973.3003 | 765.54 | 1025190 | 2 | 11214.8842 | 2 | 10008.8435 | 2 | 9781.3678 | 1145.53 | 1558490 | 255.2142 | 98.13% | 89.18% | 1.604% | 4.946% | 0.2674% | 5.875% | 100% | 49.14% | 97.41% | 43.09% | 100% | 66.61% | 100% | 63.26% | 100% | 89.25% | 100% | 87.22% | City Large | 749.3248 | South Atlantic
32223 | 0.07952 | Jacksonville | 0 | FL | 2010 | 494 | 219928.9095 | 13155.72 | 17484040 | 417 | 108655.2478 | 403 | 27486.1687 | 293 | 20780.3546 | 3630.5 | 4692160 | 70 | 47001.3824 | 70 | 23031.4006 | 68 | 20338.3132 | 3067.87 | 3998230 | 7 | 64272.2792 | 7 | 57199.4748 | 7 | 56456.8357 | 6457.35 | 8793650 | 445.2002 | 84.41% | 49.4% | 14.17% | 21.37% | 1.417% | 29.22% | 96.64% | 25.3% | 70.26% | 19.13% | 100% | 49% | 97.14% | 43.27% | 100% | 89% | 100% | 87.84% | City Large | 1504.4444 | South Atlantic
32224 | 0.081535 | Jacksonville | 0 | FL | 2010 | 156 | 308781.3504 | 29825.8 | 37789660 | 55 | 14995.28 | 55 | 9357.3844 | 52 | 8766.7734 | 1187.97 | 1474680 | 63 | 61117.1051 | 63 | 42352.3354 | 62 | 41135.0113 | 5607.93 | 6936780 | 38 | 232668.9653 | 38 | 203150.905 | 38 | 200348.508 | 23029.9 | 29378200 | 1979.3676 | 35.26% | 4.856% | 40.38% | 19.79% | 24.36% | 75.35% | 100% | 62.4% | 94.55% | 58.46% | 100% | 69.3% | 98.41% | 67.31% | 100% | 87.31% | 100% | 86.11% | City Large | 1634.2343 | South Atlantic
32225 | 0.42829 | Jacksonville | 0 | FL | 2010 | 6249 | 2138741.5958 | 135098.1 | 167589000 | 5638 | 1191016.5423 | 5545 | 394156.76 | 4450 | 311205.6694 | 52610.9 | 63566200 | 550 | 476425.9971 | 550 | 286383.047 | 546 | 265856.0635 | 36491.5 | 45244300 | 61 | 471299.0565 | 61 | 407167.926 | 61 | 399736.068 | 45995.7 | 58778500 | 342.2534 | 90.22% | 55.69% | 8.801% | 22.28% | 0.9762% | 22.04% | 98.35% | 33.09% | 78.93% | 26.13% | 100% | 60.11% | 99.27% | 55.8% | 100% | 86.39% | 100% | 84.82% | City Large | 1839.5578 | South Atlantic
32226 | 0.30618 | Jacksonville | 0 | FL | 2010 | 3623 | 1521125.3073 | 130751.5 | 178880800 | 3339 | 632142.5272 | 3313 | 300424.2808 | 3076 | 259731.0009 | 42711 | 56475000 | 215 | 202619.0362 | 215 | 148486.706 | 215 | 143945.0277 | 17933.8 | 24760000 | 69 | 686363.744 | 69 | 610271.5322 | 68 | 606291.8792 | 70106.7 | 97645800 | 419.8524 | 92.16% | 41.56% | 5.934% | 13.32% | 1.904% | 45.12% | 99.22% | 47.52% | 92.12% | 41.09% | 100% | 73.28% | 100% | 71.04% | 100% | 88.91% | 98.55% | 88.33% | City Large | 181.2401 | South Atlantic
32227 | 1 | Jacksonville | 0 | FL | 2010 | 595 | 302366.9607 | 24316.88 | 33198610 | 510 | 137573.1368 | 509 | 70113.0494 | 490 | 59237.1067 | 8632.34 | 11487200 | 70 | 77622.8005 | 70 | 58601.272 | 70 | 56851.7385 | 7310.17 | 9988510 | 15 | 87171.0234 | 15 | 75004.0744 | 15 | 73537.4113 | 8374.37 | 11722900 | 508.1798 | 85.71% | 45.5% | 11.76% | 25.67% | 2.521% | 28.83% | 99.8% | 50.96% | 96.08% | 43.06% | 100% | 75.49% | 100% | 73.24% | 100% | 86.04% | 100% | 84.36% | City Large | 541.3824 | South Atlantic
32233 | 0.55173 | Jacksonville | 0 | FL | 2010 | 1769 | 413475.397 | 23141.25 | 31062560 | 1619 | 267557.0825 | 1583 | 93024.01 | 1183 | 73012.0546 | 11528.2 | 15316700 | 144 | 102802.1501 | 144 | 59796.4782 | 143 | 54883.3752 | 7907.5 | 10627900 | 6 | 43116.1643 | 6 | 30260.9889 | 6 | 29029.1115 | 3705.55 | 5117960 | 233.734 | 91.52% | 64.71% | 8.14% | 24.86% | 0.3392% | 10.43% | 97.78% | 34.77% | 73.07% | 27.29% | 100% | 58.17% | 99.31% | 53.39% | 100% | 70.18% | 100% | 67.33% | City Large | 2003.5001 | South Atlantic
32234 | 0.090639 | Jacksonville | 0 | FL | 2010 | 418 | 83755.5282 | 6126.688 | 7836483 | 394 | 62064.7752 | 386 | 28075.3883 | 324 | 23657.9556 | 3706.67 | 4760900 | 23 | 18797.0614 | 23 | 13197.7724 | 23 | 12539.9101 | 1986.11 | 2540840 | 1 | 2893.6915 | 1 | 2668.7132 | 1 | 2662.7132 | 433.908 | 534743 | 200.3721 | 94.26% | 74.1% | 5.502% | 22.44% | 0.2392% | 3.455% | 97.97% | 45.24% | 82.23% | 38.12% | 100% | 70.21% | 100% | 66.71% | 100% | 92.23% | 100% | 92.02% | City Large | 92.0921 | South Atlantic
32244 | 0.19458 | Jacksonville | 0 | FL | 2010 | 2182 | 435562.5442 | 28800.81 | 37772130 | 2120 | 343932.3848 | 2063 | 155752.8065 | 1734 | 132805.391 | 20036.7 | 25963700 | 54 | 45910.0392 | 54 | 33006.8535 | 54 | 31677.6789 | 4080.54 | 5423160 | 8 | 45720.1202 | 8 | 41405.1487 | 8 | 40839.0697 | 4683.57 | 6385270 | 199.6162 | 97.16% | 78.96% | 2.475% | 10.54% | 0.3666% | 10.5% | 97.31% | 45.29% | 81.79% | 38.61% | 100% | 71.89% | 100% | 69% | 100% | 90.56% | 100% | 89.32% | City Large | 2257.1956 | South Atlantic
32246 | 0.63201 | Jacksonville | 0 | FL | 2010 | 10631 | 2406612.3373 | 168729.7 | 207777200 | 10062 | 1647426.5321 | 10009 | 766860.622 | 9204 | 652662.5928 | 100901 | 122875000 | 513 | 459619.3493 | 512 | 293719.171 | 512 | 278115.4667 | 38386.1 | 47465700 | 56 | 299566.4559 | 56 | 256359.4092 | 56 | 252101.9442 | 29442.6 | 37436500 | 226.3769 | 94.65% | 68.45% | 4.826% | 19.1% | 0.5268% | 12.45% | 99.47% | 46.55% | 91.47% | 39.62% | 99.81% | 63.9% | 99.81% | 60.51% | 100% | 85.58% | 100% | 84.16% | City Large | 2492.2477 | South Atlantic
32254 | 0.71834 | Jacksonville | 0 | FL | 2010 | 6603 | 2311209.2153 | 191332.8 | 242697200 | 6095 | 721382.7157 | 5822 | 265659.8754 | 3956 | 216447.6121 | 30318.3 | 37406100 | 369 | 376806.0524 | 369 | 298250.3439 | 369 | 291959.4391 | 35170.5 | 44435100 | 139 | 1213020.4473 | 139 | 1110134.561 | 139 | 1102518.59 | 125844 | 160856000 | 350.0241 | 92.31% | 31.21% | 5.588% | 16.3% | 2.105% | 52.48% | 95.52% | 36.83% | 64.91% | 30% | 100% | 79.15% | 100% | 77.48% | 100% | 91.52% | 100% | 90.89% | City Large | 1011.8741 | South Atlantic
32257 | 0.12553 | Jacksonville | 0 | FL | 2010 | 1368 | 446982.1402 | 18710.62 | 24892190 | 1235 | 320477.3274 | 1203 | 79681.6858 | 880 | 59936.0027 | 9794.2 | 12865800 | 124 | 76984.6391 | 124 | 34482.3529 | 121 | 30773.0032 | 4189.99 | 5592260 | 9 | 49520.1737 | 9 | 41948.1437 | 9 | 41044.9963 | 4726.43 | 6434130 | 326.7413 | 90.28% | 71.7% | 9.064% | 17.22% | 0.6579% | 11.08% | 97.41% | 24.86% | 71.26% | 18.7% | 100% | 44.79% | 97.58% | 39.97% | 100% | 84.71% | 100% | 82.89% | City Large | 2513.9065 | South Atlantic
32277 | 1 | Jacksonville | 0 | FL | 2010 | 8057 | 1863087.7264 | 108849.5 | 133418300 | 7723 | 1514144.397 | 7649 | 619535.344 | 6737 | 520292.4674 | 79625.5 | 97136200 | 315 | 238259.9093 | 315 | 135003.5191 | 314 | 124547.605 | 18337.8 | 22422000 | 19 | 110683.4201 | 19 | 94863.4368 | 19 | 93387.9861 | 10886.2 | 13860100 | 231.2384 | 95.85% | 81.27% | 3.91% | 12.79% | 0.2358% | 5.941% | 99.04% | 40.92% | 87.23% | 34.36% | 100% | 56.66% | 99.68% | 52.27% | 100% | 85.71% | 100% | 84.37% | City Large | 3035.8128 | South Atlantic
32301 | 0.83194 | Tallahassee | 0 | FL | 2009 | 7384 | 2551738.5327 | 156590 | 208199600 | 6494 | 1143713.3438 | 5897 | 321479.5789 | 3934 | 260567.7034 | 40308.8 | 52491400 | 766 | 675786.4655 | 766 | 420468.3343 | 761 | 394983.2885 | 52985.2 | 70164400 | 124 | 732238.7234 | 124 | 547531.3841 | 124 | 525837.4433 | 63296 | 85543800 | 345.5767 | 87.95% | 44.82% | 10.37% | 26.48% | 1.679% | 28.7% | 90.81% | 28.11% | 60.58% | 22.78% | 100% | 62.22% | 99.35% | 58.45% | 100% | 74.77% | 100% | 71.81% | City Midsize | 2554.7057 | South Atlantic
32303 | 0.81711 | Tallahassee | 0 | FL | 2009 | 15519 | 3792467.8042 | 197876.4 | 262280300 | 14573 | 2494439.369 | 13303 | 681321.8854 | 8778 | 537381.8556 | 88953.1 | 115619000 | 861 | 704489.2347 | 861 | 431946.4348 | 853 | 406406.4782 | 54095.5 | 72101700 | 85 | 593539.2005 | 85 | 477926.7744 | 85 | 464232.7612 | 54827.8 | 74559600 | 244.3758 | 93.9% | 65.77% | 5.548% | 18.58% | 0.5477% | 15.65% | 91.29% | 27.31% | 60.23% | 21.54% | 100% | 61.31% | 99.07% | 57.69% | 100% | 80.52% | 100% | 78.21% | City Midsize | 1117.9108 | South Atlantic
32304 | 0.68699 | Tallahassee | 0 | FL | 2009 | 8416 | 2607126.7083 | 171108.5 | 226490100 | 7359 | 1132219.0773 | 6714 | 375126.7792 | 4635 | 308300.5627 | 47808.6 | 62188100 | 930 | 820583.2845 | 930 | 505875.0415 | 928 | 476979.358 | 66126.5 | 87373100 | 127 | 654324.3464 | 127 | 476357.8635 | 127 | 457856.8474 | 57173.4 | 76928900 | 309.7822 | 87.44% | 43.43% | 11.05% | 31.47% | 1.509% | 25.1% | 91.24% | 33.13% | 62.98% | 27.23% | 100% | 61.65% | 99.78% | 58.13% | 100% | 72.8% | 100% | 69.97% | City Midsize | 2338.4015 | South Atlantic
32305 | 0.012992 | Tallahassee | 0 | FL | 2009 | 1054 | 207906.6826 | 11394.01 | 15023380 | 987 | 137058.305 | 898 | 42357.9432 | 634 | 34376.7064 | 5418.43 | 7107550 | 63 | 51753.1759 | 63 | 33803.8568 | 63 | 32019.4229 | 4413.27 | 5800290 | 4 | 19095.2018 | 4 | 13106.5085 | 4 | 12434.786 | 1562.31 | 2115540 | 197.2549 | 93.64% | 65.92% | 5.977% | 24.89% | 0.3795% | 9.185% | 90.98% | 30.91% | 64.24% | 25.08% | 100% | 65.32% | 100% | 61.87% | 100% | 68.64% | 100% | 65.12% | City Midsize | 201.8356 | South Atlantic
32306 | 1 | Tallahassee | 0 | FL | 2009 | 7 | 19829.4468 | 1746.35 | 2205701.6 | 2 | 232.7949 | 2 | 75.877 | 2 | 70 | 7.84 | 10744.6 | 3 | 3692.6447 | 3 | 1822.359 | 3 | 1729.1026 | 311.53 | 387317 | 2 | 15904.0071 | 2 | 9464.228 | 2 | 8997.0704 | 1426.98 | 1807640 | 2832.7781 | 28.57% | 1.174% | 42.86% | 18.62% | 28.57% | 80.2% | 100% | 32.59% | 100% | 30.07% | 100% | 49.35% | 100% | 46.83% | 100% | 59.51% | 100% | 56.57% | City Midsize | 11523.5492 | South Atlantic
32307 | 1 | Tallahassee | 0 | FL | 2009 | 10 | 13032.9327 | 1084.6219 | 1442609.8 | 5 | 1086.4582 | 5 | 649.4381 | 4 | 597.184 | 74.1939 | 98442.8 | 2 | 3750.9216 | 2 | 2187.9031 | 2 | 2062.4208 | 293.099 | 385581 | 3 | 8195.5529 | 3 | 5697.8323 | 3 | 5489.1765 | 717.329 | 958586 | 1303.2933 | 50% | 8.336% | 20% | 28.78% | 30% | 62.88% | 100% | 59.78% | 80% | 54.97% | 100% | 58.33% | 100% | 54.98% | 100% | 69.52% | 100% | 66.98% | City Midsize | 3454.5947 | South Atlantic
32308 | 1 | Tallahassee | 0 | FL | 2009 | 8116 | 2426496.2925 | 122983.6 | 161710000 | 7359 | 1531094.7379 | 6879 | 416504.8887 | 4787 | 328897.3843 | 55962.2 | 72361100 | 703 | 576182.3286 | 703 | 308231.0087 | 694 | 280488.628 | 40463.3 | 53385600 | 54 | 319219.226 | 54 | 229249.832 | 54 | 218759.6849 | 26558.1 | 35963300 | 298.9769 | 90.67% | 63.1% | 8.662% | 23.75% | 0.6654% | 13.16% | 93.48% | 27.2% | 65.05% | 21.48% | 100% | 53.5% | 98.72% | 48.68% | 100% | 71.82% | 100% | 68.53% | City Midsize | 1295.2305 | South Atlantic
32309 | 0.23701 | Tallahassee | 0 | FL | 2009 | 9279 | 2255038.5355 | 88501.7 | 115508000 | 9023 | 1953653.4985 | 8555 | 489967.4478 | 5904 | 373974.8616 | 66319.4 | 85897700 | 240 | 179887.1157 | 240 | 83989.7975 | 239 | 74827.8458 | 11492 | 15178900 | 16 | 121497.9213 | 16 | 89227.4548 | 16 | 85384.1518 | 10690.3 | 14431400 | 243.026 | 97.24% | 86.64% | 2.586% | 7.977% | 0.1724% | 5.388% | 94.81% | 25.08% | 65.43% | 19.14% | 100% | 46.69% | 99.58% | 41.6% | 100% | 73.44% | 100% | 70.28% | City Midsize | 253.7961 | South Atlantic
32310 | 0.017663 | Tallahassee | 0 | FL | 2009 | 375 | 67551.8975 | 3875.778 | 5161100 | 361 | 48250.3247 | 335 | 17007.5823 | 240 | 13678.2948 | 2134.53 | 2787310 | 12 | 11802.2212 | 12 | 8713.7596 | 12 | 8393.5395 | 990.26 | 1346310 | 2 | 7499.3516 | 2 | 6700.3431 | 2 | 6586.6052 | 750.988 | 1027480 | 180.1384 | 96.27% | 71.43% | 3.2% | 17.47% | 0.5333% | 11.1% | 92.8% | 35.25% | 66.48% | 28.35% | 100% | 73.83% | 100% | 71.12% | 100% | 89.35% | 100% | 87.83% | City Midsize | 38.7623 | South Atlantic
32311 | 0.18436 | Tallahassee | 0 | FL | 2009 | 3451 | 810593.5554 | 50797.99 | 66000700 | 3333 | 616280.2434 | 3184 | 234294.7995 | 2564 | 195201.1568 | 33983.1 | 43598100 | 107 | 102458.3247 | 107 | 62623.9249 | 107 | 58376.1958 | 8183.4 | 10796200 | 11 | 91854.9874 | 11 | 71427.9893 | 11 | 69132.8157 | 8631.49 | 11606400 | 234.8866 | 96.58% | 76.03% | 3.101% | 12.64% | 0.3187% | 11.33% | 95.53% | 38.02% | 76.93% | 31.67% | 100% | 61.12% | 100% | 56.98% | 100% | 77.76% | 100% | 75.26% | City Midsize | 303.8715 | South Atlantic
32312 | 0.21439 | Tallahassee | 0 | FL | 2009 | 5072 | 1454853.9154 | 61799.5 | 80645600 | 4684 | 1076278.3097 | 4310 | 261167.7727 | 2913 | 202968.0677 | 35509.5 | 45868300 | 369 | 250432.9151 | 369 | 110305.2481 | 365 | 95628.3515 | 15136.6 | 19797300 | 19 | 128142.6905 | 19 | 91563.3349 | 19 | 87618.5277 | 11153.4 | 14980000 | 286.8403 | 92.35% | 73.98% | 7.275% | 17.21% | 0.3746% | 8.808% | 92.02% | 24.27% | 62.19% | 18.86% | 100% | 44.05% | 98.92% | 38.19% | 100% | 71.45% | 100% | 68.38% | City Midsize | 295.7542 | South Atlantic
32317 | 0.32619 | Tallahassee | 0 | FL | 2009 | 3283 | 799870.6973 | 42373.04 | 54786710 | 3248 | 716427.3732 | 3137 | 239839.7656 | 2498 | 198581.2457 | 35390.9 | 45400100 | 30 | 20723.6985 | 30 | 9255.379 | 30 | 7916.0375 | 1333.67 | 1713800 | 5 | 62719.6255 | 5 | 47644.6487 | 5 | 45915.1811 | 5648.47 | 7672810 | 243.6402 | 98.93% | 89.57% | 0.9138% | 2.591% | 0.1523% | 7.841% | 96.58% | 33.48% | 76.91% | 27.72% | 100% | 44.66% | 100% | 38.2% | 100% | 75.96% | 100% | 73.21% | City Midsize | 334.2828 | South Atlantic
32333 | 0.0096323 | Tallahassee | 0 | FL | 2009 | 2 | 254.6352 | 2.464 | 3376.87 | 2 | 254.6352 | 2 | 25.9794 | 1 | 22 | 2.464 | 3376.87 | 0 | 0 | 0 | 0 | 0 | 0 | 0 | 0 | 0 | 0 | 0 | 0 | 0 | 0 | 0 | 0 | 127.3176 | 100% | 100% | 0% | 0% | 0% | 0% | 100% | 10.2% | 50% | 8.64% | #DIV/0! | #DIV/0! | #DIV/0! | #DIV/0! | #DIV/0! | #DIV/0! | #DIV/0! | #DIV/0! | Rural Fringe | 108.5041 | South Atlantic
32501 | 1 | Pensacola | 0 | FL | 2009 | 4964 | 1147561.7088 | 74496.3 | 95605900 | 4667 | 704083.2575 | 4612 | 272119.8409 | 3867 | 216446.586 | 35722.6 | 44610200 | 255 | 256059.9664 | 255 | 182220.5112 | 255 | 175224.9986 | 21887 | 28706300 | 42 | 187418.4849 | 42 | 143827.7955 | 42 | 140081.5852 | 16886.7 | 22289400 | 231.1768 | 94.02% | 61.35% | 5.137% | 22.31% | 0.8461% | 16.33% | 98.82% | 38.65% | 82.86% | 30.74% | 100% | 71.16% | 100% | 68.43% | 100% | 76.74% | 100% | 74.74% | Suburb Large | 2747.0718 | South Atlantic
32502 | 1 | Pensacola | 0 | FL | 2009 | 2295 | 813494.6286 | 59285.1 | 76490200 | 1971 | 316649.4144 | 1955 | 125259.0336 | 1649 | 101653.9254 | 16552.7 | 20561900 | 279 | 268770.1634 | 279 | 184353.1076 | 279 | 175720.5385 | 22456.5 | 29206500 | 45 | 228075.0508 | 45 | 174189.3931 | 45 | 169390.9132 | 20275.9 | 26721800 | 354.4639 | 85.88% | 38.92% | 12.16% | 33.04% | 1.961% | 28.04% | 99.19% | 39.56% | 83.66% | 32.1% | 100% | 68.59% | 100% | 65.38% | 100% | 76.37% | 100% | 74.27% | Suburb Large | 1028.7228 | South Atlantic
32503 | 1 | Pensacola | 0 | FL | 2009 | 13194 | 3500018.8794 | 202949 | 261414000 | 12439 | 2401067.5066 | 12307 | 873952.8691 | 10376 | 694348.7763 | 111386 | 140911000 | 680 | 585682.8211 | 680 | 366631.2472 | 677 | 344878.7945 | 45269.1 | 58913600 | 75 | 513268.5518 | 75 | 408004.3313 | 75 | 396869.6136 | 46293.9 | 61589400 | 265.2735 | 94.28% | 68.6% | 5.154% | 16.73% | 0.5684% | 14.66% | 98.94% | 36.4% | 83.42% | 28.92% | 100% | 62.6% | 99.56% | 58.88% | 100% | 79.49% | 100% | 77.32% | Suburb Large | 1744.4687 | South Atlantic
32504 | 1 | Pensacola | 0 | FL | 2009 | 8914 | 2986286.7573 | 170172.1 | 219941100 | 8249 | 2008508.2484 | 8220 | 690899.5483 | 7388 | 554167.6292 | 91560 | 116385000 | 604 | 487254.5758 | 604 | 266912.0075 | 603 | 248322.0302 | 34126.3 | 44347600 | 61 | 490523.9331 | 61 | 392160.3103 | 61 | 382714.328 | 44485.8 | 59208500 | 335.0109 | 92.54% | 67.26% | 6.776% | 16.32% | 0.6843% | 16.43% | 99.65% | 34.4% | 89.56% | 27.59% | 100% | 54.78% | 99.83% | 50.96% | 100% | 79.95% | 100% | 78.02% | Suburb Large | 1548.8417 | South Atlantic
32505 | 1 | Pensacola | 0 | FL | 2009 | 12363 | 2770093.9564 | 176941.1 | 229548400 | 11650 | 1812799.7214 | 11470 | 737346.3512 | 9352 | 599726.4415 | 89462.9 | 114301000 | 643 | 574776.0747 | 643 | 417772.667 | 643 | 403663.8529 | 50653.3 | 66321100 | 70 | 382518.1602 | 70 | 318268.5393 | 70 | 312744.7051 | 36824.9 | 48926300 | 224.0632 | 94.23% | 65.44% | 5.201% | 20.75% | 0.5662% | 13.81% | 98.45% | 40.67% | 80.27% | 33.08% | 100% | 72.68% | 100% | 70.23% | 100% | 83.2% | 100% | 81.76% | Suburb Large | 2083.6352 | South Atlantic
32506 | 0.36836 | Pensacola | 0 | FL | 2009 | 9052 | 2165320.682 | 129977.4 | 181379200 | 8660 | 1658753.0319 | 8536 | 656825.201 | 7234 | 543055.3084 | 86511.1 | 119112000 | 356 | 294666.3339 | 356 | 186328.9865 | 356 | 176795.8117 | 23803.9 | 33699400 | 36 | 211901.3162 | 36 | 172061.7568 | 36 | 168654.5601 | 19662.4 | 28567800 | 239.2091 | 95.67% | 76.61% | 3.933% | 13.61% | 0.3977% | 9.786% | 98.57% | 39.6% | 83.53% | 32.74% | 100% | 63.23% | 100% | 60% | 100% | 81.2% | 100% | 79.59% | Suburb Large | 1059.2228 | South Atlantic
32507 | 0.1628 | Pensacola | 0 | FL | 2009 | 5489 | 1008314.9763 | 54400.51 | 76352120 | 5304 | 801505.3245 | 5241 | 300917.9484 | 4258 | 232147.3941 | 36799.3 | 51144200 | 172 | 139118.7576 | 172 | 88141.9373 | 172 | 83449.3186 | 11236.3 | 15990000 | 13 | 67690.8943 | 13 | 55490.1495 | 13 | 54207.6395 | 6364.91 | 9217920 | 183.6974 | 96.63% | 79.49% | 3.134% | 13.8% | 0.2368% | 6.713% | 98.81% | 37.54% | 80.28% | 28.96% | 100% | 63.36% | 100% | 59.98% | 100% | 81.98% | 100% | 80.08% | Suburb Large | 715.4329 | South Atlantic
32509 | 0.15501 | Pensacola | 0 | FL | 2009 | 16 | 5168.449 | 273.66 | 388468 | 13 | 2297.0441 | 12 | 867.8815 | 10 | 776.7636 | 110.043 | 157635 | 3 | 2871.405 | 3 | 1073.4117 | 3 | 988.5717 | 163.617 | 230833 | 0 | 0 | 0 | 0 | 0 | 0 | 0 | 0 | 323.0281 | 81.25% | 44.44% | 18.75% | 55.56% | 0% | 0% | 92.31% | 37.78% | 76.92% | 33.82% | 100% | 37.38% | 100% | 34.43% | #DIV/0! | #DIV/0! | #DIV/0! | #DIV/0! | Suburb Large | 288.3557 | South Atlantic
32511 | 0.83077 | Pensacola | 0 | FL | 2009 | 749 | 224417.0972 | 15476.21 | 22060440 | 669 | 119737.679 | 666 | 51111.1862 | 568 | 42328.086 | 6340.34 | 8878260 | 68 | 59247.3044 | 68 | 40363.23 | 68 | 38859.3597 | 4998.86 | 7155360 | 12 | 45432.1138 | 12 | 36240.3225 | 12 | 35354.6946 | 4137.01 | 6026820 | 299.6223 | 89.32% | 53.35% | 9.079% | 26.4% | 1.602% | 20.24% | 99.55% | 42.69% | 84.9% | 35.35% | 100% | 68.13% | 100% | 65.59% | 100% | 79.77% | 100% | 77.82% | Suburb Large | 1745.0708 | South Atlantic
32514 | 0.99999 | Pensacola | 0 | FL | 2009 | 13895 | 4042222.6898 | 250878.8 | 319681300 | 13016 | 2797515.8027 | 12900 | 1029048.2819 | 11156 | 847562.5461 | 144421 | 180623000 | 779 | 609197.9287 | 779 | 358240.1553 | 779 | 335269.9293 | 47096.2 | 60438600 | 100 | 635508.9584 | 100 | 510188.0693 | 100 | 500950.3784 | 59361.6 | 78619700 | 290.912 | 93.67% | 69.21% | 5.606% | 15.07% | 0.7197% | 15.72% | 99.11% | 36.78% | 85.71% | 30.3% | 100% | 58.81% | 100% | 55.03% | 100% | 80.28% | 100% | 78.83% | Suburb Large | 1592.2374 | South Atlantic
32526 | 0.32024 | Pensacola | 0 | FL | 2009 | 12788 | 2666191.7366 | 171014.62 | 215175400 | 12455 | 2312706.2552 | 12370 | 996731.3272 | 10973 | 832995.4231 | 140345 | 175458000 | 315 | 254585.203 | 315 | 158984.5117 | 314 | 150590.8689 | 21136.4 | 27131600 | 18 | 98900.2785 | 18 | 79543.2802 | 18 | 78336.9331 | 9533.22 | 12585800 | 208.4917 | 97.4% | 86.74% | 2.463% | 9.549% | 0.1408% | 3.709% | 99.32% | 43.1% | 88.1% | 36.02% | 100% | 62.45% | 99.68% | 59.15% | 100% | 80.43% | 100% | 79.21% | Suburb Large | 612.3988 | South Atlantic
32533 | 0.16133 | Pensacola | 0 | FL | 2009 | 6279 | 1564250.4976 | 113534.1 | 142037390 | 6052 | 1359110.2657 | 6021 | 636642.3234 | 5677 | 550331.344 | 95953.5 | 119286000 | 216 | 160282.7266 | 216 | 101022.4239 | 216 | 95269.0278 | 13321.1 | 17153200 | 11 | 44857.5053 | 11 | 35056.6274 | 11 | 34488.2047 | 4259.5 | 5598190 | 249.1241 | 96.38% | 86.89% | 3.44% | 10.25% | 0.1752% | 2.868% | 99.49% | 46.84% | 93.8% | 40.49% | 100% | 63.03% | 100% | 59.44% | 100% | 78.15% | 100% | 76.88% | Suburb Large | 345.9251 | South Atlantic
32534 | 0.99946 | Pensacola | 0 | FL | 2009 | 7120 | 1746363.6568 | 109616.9 | 139878600 | 6774 | 1276781.3132 | 6722 | 504896.0113 | 5675 | 414636.1568 | 68174.9 | 85268600 | 308 | 259469.2763 | 308 | 174940.4447 | 308 | 166668.2098 | 21239 | 27683600 | 38 | 210113.0673 | 38 | 177617.5271 | 38 | 175282.6682 | 20203 | 26926400 | 245.2758 | 95.14% | 73.11% | 4.326% | 14.86% | 0.5337% | 12.03% | 99.23% | 39.54% | 83.78% | 32.48% | 100% | 67.42% | 100% | 64.23% | 100% | 84.53% | 100% | 83.42% | Suburb Large | 1400.4434 | South Atlantic
32571 | 0.040095 | Pensacola | 0 | FL | 2009 | 61 | 14084.5302 | 659.4469 | 845275.8 | 59 | 13062.3371 | 59 | 4355.5374 | 43 | 3445.2861 | 589.202 | 755930 | 2 | 1022.1931 | 2 | 548.326 | 2 | 471.1595 | 70.2449 | 89345.8 | 0 | 0 | 0 | 0 | 0 | 0 | 0 | 0 | 230.8939 | 96.72% | 92.74% | 3.279% | 7.258% | 0% | 0% | 100% | 33.34% | 72.88% | 26.38% | 100% | 53.64% | 100% | 46.09% | #DIV/0! | #DIV/0! | #DIV/0! | #DIV/0! | Suburb Large | 234.9816 | South Atlantic
32703 | 0.011832 | Orlando | 0 | FL | 2009 | 333 | 125750.7553 | 10980.71 | 15016540 | 262 | 32155.2164 | 260 | 16134.2829 | 189 | 14012.7477 | 1843.18 | 2471430 | 64 | 68266.9101 | 64 | 56752.7217 | 64 | 56042.1347 | 6534.17 | 8955100 | 7 | 25328.6288 | 7 | 23221.5757 | 7 | 23068.9799 | 2603.36 | 3590010 | 377.6299 | 78.68% | 25.57% | 19.22% | 54.29% | 2.102% | 20.14% | 99.24% | 50.18% | 72.14% | 43.58% | 100% | 83.13% | 100% | 82.09% | 100% | 91.68% | 100% | 91.08% | Suburb Large | 792.332 | South Atlantic
32707 | 0.026795 | Orlando | 0 | FL | 2009 | 98 | 86132.4894 | 7031.283 | 9536130 | 50 | 11209.2611 | 50 | 6675.1754 | 48 | 6234.6821 | 753.963 | 1023530 | 45 | 40293.246 | 45 | 20436.5696 | 45 | 18452.1736 | 2795.39 | 3709760 | 3 | 34629.9823 | 3 | 31100.1855 | 3 | 30780.6503 | 3481.93 | 4802840 | 878.903 | 51.02% | 13.01% | 45.92% | 46.78% | 3.061% | 40.21% | 100% | 59.55% | 96% | 55.62% | 100% | 50.72% | 100% | 45.79% | 100% | 89.81% | 100% | 88.88% | Suburb Large | 3143.7713 | South Atlantic
32751 | 0.77292 | Orlando | 0 | FL | 2009 | 4917 | 1775969.4126 | 118217.3 | 156554300 | 4296 | 1039208.6519 | 4276 | 441715.9383 | 3933 | 372615.6448 | 58859.8 | 76774700 | 565 | 458697.2544 | 565 | 259313.1694 | 564 | 236528.4337 | 33830.5 | 44749900 | 56 | 278063.5063 | 56 | 225548.1269 | 56 | 219825.7771 | 25527 | 35029700 | 361.1896 | 87.37% | 58.52% | 11.49% | 25.83% | 1.139% | 15.66% | 99.53% | 42.51% | 91.55% | 35.86% | 100% | 56.53% | 99.82% | 51.57% | 100% | 81.11% | 100% | 79.06% | Suburb Large | 2849.2173 | South Atlantic
32754 | 0.4603 | PalmBay | 0 | FL | 2010 | 5637 | 964549.4361 | 62364.67 | 83436480 | 5554 | 882160.9059 | 5521 | 425241.4562 | 4947 | 360168.0599 | 55341.8 | 73778600 | 78 | 57426.0452 | 78 | 38222.2637 | 78 | 36226.4054 | 4801.03 | 6567400 | 5 | 24962.485 | 5 | 19021.1924 | 5 | 18439.0891 | 2221.84 | 3090480 | 171.1104 | 98.53% | 91.46% | 1.384% | 5.954% | 0.0887% | 2.588% | 99.41% | 48.2% | 89.07% | 40.83% | 100% | 66.56% | 100% | 63.08% | 100% | 76.2% | 100% | 73.87% | Suburb Large | 98.4914 | South Atlantic
32759 | 0.092553 | PalmBay | 0 | FL | 2010 | 3 | 469.8324 | 32.0471 | 42375 | 3 | 469.8324 | 3 | 211.8058 | 3 | 194.9766 | 32.0471 | 42375 | 0 | 0 | 0 | 0 | 0 | 0 | 0 | 0 | 0 | 0 | 0 | 0 | 0 | 0 | 0 | 0 | 156.6108 | 100% | 100% | 0% | 0% | 0% | 0% | 100% | 45.08% | 100% | 41.5% | #DIV/0! | #DIV/0! | #DIV/0! | #DIV/0! | #DIV/0! | #DIV/0! | #DIV/0! | #DIV/0! | City Small | 55.3499 | South Atlantic
32775 | 1 | PalmBay | 0 | FL | 2010 | 5 | 974.9967 | 59.0499 | 76679.9 | 5 | 974.9967 | 5 | 477.5085 | 4 | 356.2927 | 59.0499 | 76679.9 | 0 | 0 | 0 | 0 | 0 | 0 | 0 | 0 | 0 | 0 | 0 | 0 | 0 | 0 | 0 | 0 | 194.9993 | 100% | 100% | 0% | 0% | 0% | 0% | 100% | 48.98% | 80% | 36.54% | #DIV/0! | #DIV/0! | #DIV/0! | #DIV/0! | #DIV/0! | #DIV/0! | #DIV/0! | #DIV/0! | Suburb Large | 188.6607 | South Atlantic
32780 | 0.81025 | PalmBay | 0 | FL | 2010 | 14586 | 3907626.8699 | 283847.8 | 381973500 | 13636 | 2799075.5968 | 13603 | 1375938.237 | 13091 | 1188455.3141 | 184492 | 245573000 | 883 | 717562.3544 | 883 | 467035.8005 | 882 | 442101.0633 | 60740.4 | 82361000 | 67 | 390988.9188 | 67 | 339185.6897 | 67 | 333733.3089 | 38615.4 | 54039500 | 267.9026 | 93.49% | 71.63% | 6.054% | 18.36% | 0.4593% | 10.01% | 99.76% | 49.16% | 96% | 42.46% | 100% | 65.09% | 99.89% | 61.61% | 100% | 86.75% | 100% | 85.36% | Suburb Large | 469.7734 | South Atlantic
32789 | 1 | Orlando | 0 | FL | 2009 | 9856 | 2816913.5886 | 167562.8 | 222310200 | 8878 | 1823506.8731 | 8822 | 750745.8956 | 7812 | 613803.6071 | 93104 | 122033000 | 909 | 711511.585 | 909 | 404037.4508 | 905 | 366764.9686 | 49751.5 | 66477100 | 69 | 281895.1304 | 69 | 216580.804 | 69 | 209015.586 | 24707.3 | 33800100 | 285.807 | 90.08% | 64.73% | 9.223% | 25.26% | 0.7001% | 10.01% | 99.37% | 41.17% | 87.99% | 33.66% | 100% | 56.79% | 99.56% | 51.55% | 100% | 76.83% | 100% | 74.15% | Suburb Large | 2509.1055 | South Atlantic
32792 | 0.56499 | Orlando | 0 | FL | 2009 | 6985 | 2183149.1474 | 159347.3 | 211092700 | 6274 | 1351956.9259 | 6266 | 680555.484 | 6083 | 593683.7784 | 89049.2 | 116664000 | 662 | 553206.1963 | 662 | 341546.1109 | 662 | 320109.284 | 44012 | 58586600 | 49 | 277986.0252 | 49 | 225345.9949 | 49 | 220051.9036 | 26286.1 | 35842100 | 312.5482 | 89.82% | 61.93% | 9.477% | 25.34% | 0.7015% | 12.73% | 99.87% | 50.34% | 96.96% | 43.91% | 100% | 61.74% | 100% | 57.86% | 100% | 81.06% | 100% | 79.16% | Suburb Large | 3513.0162 | South Atlantic
32796 | 0.77299 | PalmBay | 0 | FL | 2010 | 9364 | 2215567.2669 | 145342.3 | 195048400 | 9005 | 1733557.6955 | 8971 | 806333.5423 | 8348 | 682951.0926 | 105315 | 140147000 | 333 | 277084.4384 | 333 | 175720.2707 | 333 | 166139.3302 | 22611.6 | 30789000 | 26 | 204925.133 | 26 | 147873.9805 | 26 | 144804.8627 | 17415.7 | 24112400 | 236.6048 | 96.17% | 78.24% | 3.556% | 12.51% | 0.2777% | 9.249% | 99.62% | 46.51% | 92.7% | 39.4% | 100% | 63.42% | 100% | 59.96% | 100% | 72.16% | 100% | 70.66% | Suburb Large | 164.5454 | South Atlantic
32801 | 0.99994 | Orlando | 0 | FL | 2009 | 1939 | 936950.2122 | 65436.6 | 88686500 | 1662 | 259840.1188 | 1635 | 99446.4324 | 1317 | 80028.0462 | 11996 | 15754000 | 188 | 203660.3949 | 188 | 137152.0934 | 188 | 130772.2475 | 15860.2 | 21551600 | 89 | 473449.6986 | 89 | 331048.3173 | 89 | 319132.4768 | 37580.4 | 51380900 | 483.2131 | 85.71% | 27.73% | 9.696% | 21.74% | 4.59% | 50.53% | 98.38% | 38.27% | 79.24% | 30.8% | 100% | 67.34% | 100% | 64.21% | 100% | 69.92% | 100% | 67.41% | Suburb Large | 4666.172 | South Atlantic
32803 | 1 | Orlando | 0 | FL | 2009 | 8392 | 2177635.614 | 151382.4 | 203226800 | 7835 | 1233582.443 | 7738 | 550210.5997 | 6695 | 457485.9436 | 65641.3 | 86650600 | 478 | 451806.5445 | 478 | 321153.8154 | 478 | 308919.4853 | 39049.9 | 52630000 | 79 | 492246.6265 | 79 | 409916.6475 | 79 | 401200.369 | 46691.2 | 63946200 | 259.4895 | 93.36% | 56.65% | 5.696% | 20.75% | 0.9414% | 22.6% | 98.76% | 44.6% | 85.45% | 37.09% | 100% | 71.08% | 100% | 68.37% | 100% | 83.27% | 100% | 81.5% | Suburb Large | 2904.9326 | South Atlantic
32804 | 1 | Orlando | 0 | FL | 2009 | 8232 | 2384286.1374 | 169320.6 | 227924300 | 7608 | 1324223.8763 | 7543 | 577309.4976 | 6488 | 477017.1661 | 69848.9 | 92152000 | 511 | 465703.4777 | 511 | 337706.4863 | 511 | 325317.1197 | 40004.3 | 54320800 | 113 | 594358.7835 | 113 | 517699.7614 | 113 | 511987.8311 | 59467.4 | 81451500 | 289.6363 | 92.42% | 55.54% | 6.207% | 19.53% | 1.373% | 24.93% | 99.15% | 43.6% | 85.28% | 36.02% | 100% | 72.52% | 100% | 69.85% | 100% | 87.1% | 100% | 86.14% | Suburb Large | 2499.8179 | South Atlantic
32805 | 1 | Orlando | 0 | FL | 2009 | 7368 | 1888190.6423 | 148424.1 | 199376400 | 6754 | 1007171.2682 | 6691 | 518524.905 | 5868 | 456663.5873 | 63028.2 | 83623400 | 538 | 522104.4764 | 538 | 408604.5259 | 537 | 399823.6987 | 49176.7 | 66499300 | 76 | 358914.8976 | 76 | 306797.5753 | 76 | 303749.6643 | 36219.2 | 49253700 | 256.2691 | 91.67% | 53.34% | 7.302% | 27.65% | 1.031% | 19.01% | 99.07% | 51.48% | 86.88% | 45.34% | 100% | 78.26% | 99.81% | 76.58% | 100% | 85.48% | 100% | 84.63% | Suburb Large | 2663.6489 | South Atlantic
32806 | 0.91571 | Orlando | 0 | FL | 2009 | 9447 | 2541306.6167 | 173015.9 | 231553100 | 8931 | 1711646.8234 | 8849 | 808472.5668 | 7943 | 700443.847 | 100032 | 132216000 | 439 | 393626.6792 | 439 | 262233.4039 | 438 | 249102.578 | 31450.9 | 42522200 | 77 | 436033.1141 | 77 | 361988.7966 | 77 | 355324.0939 | 41533 | 56814900 | 269.0067 | 94.54% | 67.35% | 4.647% | 15.49% | 0.8151% | 17.16% | 99.08% | 47.23% | 88.94% | 40.92% | 100% | 66.62% | 99.77% | 63.28% | 100% | 83.02% | 100% | 81.49% | Suburb Large | 3526.4124 | South Atlantic
32807 | 0.67536 | Orlando | 0 | FL | 2009 | 6172 | 1526611.7238 | 121962.9 | 162422300 | 5654 | 956974.9441 | 5647 | 557875.5583 | 5514 | 503625.3554 | 69171.1 | 91855900 | 479 | 396858.0176 | 479 | 268219.9606 | 479 | 255772.2457 | 35555.7 | 46969500 | 39 | 172778.762 | 39 | 149755.6314 | 39 | 147892.5902 | 17236.1 | 23596900 | 247.3447 | 91.61% | 62.69% | 7.761% | 26% | 0.6319% | 11.32% | 99.88% | 58.3% | 97.52% | 52.63% | 100% | 67.59% | 100% | 64.45% | 100% | 86.67% | 100% | 85.6% | Suburb Large | 3660.9849 | South Atlantic
32808 | 1 | Orlando | 0 | FL | 2009 | 12730 | 3495211.7136 | 271719 | 364508600 | 11851 | 2001672.5711 | 11802 | 987806.3875 | 11052 | 863237.6912 | 125130 | 164909000 | 748 | 623345.4078 | 748 | 441665.0871 | 744 | 426129.2455 | 55586.2 | 74458600 | 131 | 870193.7346 | 131 | 804757.8715 | 131 | 798964.2672 | 91002.8 | 125141000 | 274.5649 | 93.1% | 57.27% | 5.876% | 17.83% | 1.029% | 24.9% | 99.59% | 49.35% | 93.26% | 43.13% | 100% | 70.85% | 99.47% | 68.36% | 100% | 92.48% | 100% | 91.81% | Suburb Large | 3596.6624 | South Atlantic
32809 | 0.046478 | Orlando | 0 | FL | 2009 | 710 | 131442.6086 | 9903.35 | 13024640 | 692 | 91934.5613 | 691 | 55007.8863 | 653 | 48936.1542 | 6142.87 | 8067530 | 16 | 16358.8507 | 16 | 9064.8355 | 16 | 8031.9781 | 1252.69 | 1592980 | 2 | 23149.1966 | 2 | 22393.9553 | 2 | 22390.9553 | 2507.79 | 3364130 | 185.1304 | 97.46% | 69.94% | 2.254% | 12.45% | 0.2817% | 17.61% | 99.86% | 59.83% | 94.36% | 53.23% | 100% | 55.41% | 100% | 49.1% | 100% | 96.74% | 100% | 96.72% | Suburb Large | 2240.2602 | South Atlantic
32810 | 0.90441 | Orlando | 0 | FL | 2009 | 8927 | 2128817.3421 | 156796.6 | 208620800 | 8412 | 1331130.8108 | 8345 | 636306.2211 | 7518 | 551213.1733 | 82723.2 | 108207000 | 442 | 437540.825 | 442 | 305895.0558 | 442 | 294164.0303 | 38350.3 | 51385000 | 73 | 360145.7063 | 73 | 314317.2167 | 73 | 310221.1393 | 35723.1 | 49028800 | 238.4695 | 94.23% | 62.53% | 4.951% | 20.55% | 0.8177% | 16.92% | 99.2% | 47.8% | 89.37% | 41.41% | 100% | 69.91% | 100% | 67.23% | 100% | 87.28% | 100% | 86.14% | Suburb Large | 2949.5617 | South Atlantic
32811 | 1 | Orlando | 0 | FL | 2009 | 6627 | 2033269.0773 | 165660.8 | 221713200 | 5764 | 842682.2277 | 5742 | 454026.4891 | 5519 | 404922.7689 | 60266.4 | 79025000 | 758 | 688008.5935 | 758 | 419880.1735 | 758 | 391504.6896 | 54880.3 | 73117000 | 105 | 502578.256 | 105 | 447806.4884 | 105 | 443178.4781 | 50514.1 | 69571200 | 306.8159 | 86.98% | 41.44% | 11.44% | 33.84% | 1.584% | 24.72% | 99.62% | 53.88% | 95.75% | 48.05% | 100% | 61.03% | 100% | 56.9% | 100% | 89.1% | 100% | 88.18% | Suburb Large | 4305.1 | South Atlantic
32812 | 0.44621 | Orlando | 0 | FL | 2009 | 5118 | 1357518.4313 | 98655.1 | 126197600 | 4680 | 942160.9888 | 4670 | 470074.4498 | 4490 | 410361.9613 | 63771.9 | 81210400 | 419 | 310104.2465 | 419 | 174619.7469 | 419 | 162707.2515 | 24634.1 | 31459200 | 19 | 105253.1959 | 19 | 85611.3998 | 19 | 84283.984 | 10249.1 | 13528000 | 265.2439 | 91.44% | 69.4% | 8.187% | 22.84% | 0.3712% | 7.753% | 99.79% | 49.89% | 95.94% | 43.56% | 100% | 56.31% | 100% | 52.47% | 100% | 81.34% | 100% | 80.08% | Suburb Large | 3041.5228 | South Atlantic
32814 | 1 | Orlando | 0 | FL | 2009 | 1417 | 417517.1812 | 30864.2 | 40103890 | 1284 | 286958.053 | 1284 | 133770.8149 | 1250 | 110421.6838 | 20008.6 | 25625300 | 124 | 91940.9262 | 124 | 53456.5257 | 124 | 48439.9188 | 7251.14 | 9560000 | 9 | 38618.202 | 9 | 30577.5172 | 9 | 29763.4547 | 3604.46 | 4918590 | 294.6487 | 90.61% | 68.73% | 8.751% | 22.02% | 0.6351% | 9.249% | 100% | 46.62% | 97.35% | 38.48% | 100% | 58.14% | 100% | 52.69% | 100% | 79.18% | 100% | 77.07% | Suburb Large | 3928.8869 | South Atlantic
32818 | 0.036372 | Orlando | 0 | FL | 2009 | 543 | 121210.497 | 8623.26 | 11271210 | 525 | 98598.6896 | 525 | 48428.7827 | 495 | 42487.691 | 6718.62 | 8649510 | 15 | 13414.2276 | 15 | 9750.5397 | 15 | 9383.1308 | 1084.83 | 1494320 | 3 | 9197.5798 | 3 | 7263.392 | 3 | 7153.983 | 819.81 | 1127380 | 223.2238 | 96.69% | 81.35% | 2.762% | 11.07% | 0.5525% | 7.588% | 100% | 49.12% | 94.29% | 43.09% | 100% | 72.69% | 100% | 69.95% | 100% | 78.97% | 100% | 77.78% | Suburb Large | 3706.049 | South Atlantic
32819 | 0.64445 | Orlando | 0 | FL | 2009 | 4900 | 3734268.6478 | 307286.3 | 403549100 | 3943 | 873276.2406 | 3942 | 431163.5857 | 3850 | 373777.9337 | 59382.6 | 75006900 | 735 | 786284.0856 | 735 | 486292.1034 | 734 | 451471.6162 | 60990.7 | 79284200 | 222 | 2074708.3216 | 222 | 1645035.2862 | 222 | 1603884.7304 | 186913 | 249258000 | 762.0956 | 80.47% | 23.39% | 15% | 21.06% | 4.531% | 55.56% | 99.97% | 49.37% | 97.64% | 42.8% | 100% | 61.85% | 99.86% | 57.42% | 100% | 79.29% | 100% | 77.31% | Suburb Large | 1221.6545 | South Atlantic
32821 | 0.88087 | Orlando | 0 | FL | 2009 | 3812 | 1978179.2167 | 144395.8 | 186065000 | 3027 | 670677.8008 | 3025 | 303692.8568 | 2934 | 253737.6953 | 42630 | 53336100 | 689 | 681165.009 | 689 | 360478.3427 | 689 | 321683.1956 | 49213.2 | 62949600 | 96 | 626336.4068 | 96 | 454291.5419 | 96 | 437224.2973 | 52552.6 | 69779300 | 518.9347 | 79.41% | 33.9% | 18.07% | 34.43% | 2.518% | 31.66% | 99.93% | 45.28% | 96.93% | 37.83% | 100% | 52.92% | 100% | 47.23% | 100% | 72.53% | 100% | 69.81% | Suburb Large | 1404.782 | South Atlantic
32822 | 0.18912 | Orlando | 0 | FL | 2009 | 1600 | 721575.9853 | 56481.5 | 72935200 | 1131 | 235224.4413 | 1130 | 123163.3137 | 1112 | 109666.4999 | 16523.1 | 21211300 | 447 | 353334.3358 | 447 | 197787.7002 | 447 | 182134.3975 | 27177.8 | 34787600 | 22 | 133017.2082 | 22 | 108835.8847 | 22 | 106429.859 | 12780.6 | 16936300 | 450.985 | 70.69% | 32.6% | 27.94% | 48.97% | 1.375% | 18.43% | 99.91% | 52.36% | 98.32% | 46.62% | 100% | 55.98% | 100% | 51.55% | 100% | 81.82% | 100% | 80.01% | Suburb Large | 3260.8041 | South Atlantic
32824 | 0.18306 | Orlando | 0 | FL | 2009 | 104 | 137957.0858 | 13502.894 | 18000148 | 66 | 10811.1007 | 66 | 6137.3533 | 55 | 5578.3022 | 724.494 | 936478 | 28 | 27580.9793 | 28 | 22464.6332 | 28 | 22031.1238 | 2671.2 | 3546070 | 10 | 99565.0058 | 10 | 89071.0596 | 10 | 87876.9055 | 10107.2 | 13517600 | 1326.5104 | 63.46% | 7.837% | 26.92% | 19.99% | 9.615% | 72.17% | 100% | 56.77% | 83.33% | 51.6% | 100% | 81.45% | 100% | 79.88% | 100% | 89.46% | 100% | 88.26% | Suburb Large | 1168.0704 | South Atlantic
32827 | 0.42666 | Orlando | 0 | FL | 2009 | 395 | 515438.09 | 46007.35 | 61078440 | 262 | 65437.8518 | 261 | 31744.967 | 247 | 27671.5433 | 4151.62 | 5338850 | 99 | 85133.3723 | 99 | 59162.3005 | 99 | 57015.4091 | 7223.03 | 9532590 | 34 | 364866.8659 | 34 | 306153.529 | 34 | 300805.175 | 34632.7 | 46207000 | 1304.9066 | 66.33% | 12.7% | 25.06% | 16.52% | 8.608% | 70.79% | 99.62% | 48.51% | 94.27% | 42.29% | 100% | 69.49% | 100% | 66.97% | 100% | 83.91% | 100% | 82.44% | Suburb Large | 176.3711 | South Atlantic
32830 | 1 | Orlando | 0 | FL | 2009 | 17 | 59687.7011 | 5792.2999 | 7758388 | 8 | 1412.0098 | 8 | 769.3846 | 8 | 694.4634 | 91.2989 | 120219 | 5 | 3884.5144 | 5 | 2954.8924 | 5 | 2842.4023 | 341.001 | 451849 | 4 | 54391.1769 | 4 | 48101.391 | 4 | 47673.1823 | 5360 | 7186320 | 3511.0412 | 47.06% | 2.366% | 29.41% | 6.508% | 23.53% | 91.13% | 100% | 54.49% | 100% | 49.18% | 100% | 76.07% | 100% | 73.17% | 100% | 88.44% | 100% | 87.65% | Suburb Large | 197.922 | South Atlantic
32835 | 0.183 | Orlando | 0 | FL | 2009 | 1527 | 461879.4868 | 34914.18 | 45900660 | 1270 | 198914.0716 | 1268 | 98021.6562 | 1183 | 84915.4022 | 13176.9 | 17258300 | 249 | 206338.947 | 249 | 110712.8602 | 249 | 101214.4286 | 16376.9 | 21275000 | 8 | 56626.4682 | 8 | 47540.9474 | 8 | 46711.401 | 5360.38 | 7367360 | 302.4751 | 83.17% | 43.07% | 16.31% | 44.67% | 0.5239% | 12.26% | 99.84% | 49.28% | 93.15% | 42.69% | 100% | 53.66% | 100% | 49.05% | 100% | 83.96% | 100% | 82.49% | Suburb Large | 3301.2606 | South Atlantic
32836 | 0.91164 | Orlando | 0 | FL | 2009 | 4901 | 2269642.7734 | 161037.5 | 205746000 | 3909 | 1032797.692 | 3804 | 477386.2255 | 3541 | 409275.5957 | 69820.6 | 87765400 | 902 | 692665.0017 | 902 | 336044.0738 | 902 | 289151.1288 | 46694.8 | 59326000 | 90 | 544180.0797 | 90 | 371614.8934 | 90 | 353443.3636 | 44522.1 | 58654600 | 463.0979 | 79.76% | 45.5% | 18.4% | 30.52% | 1.836% | 23.98% | 97.31% | 46.22% | 90.59% | 39.63% | 100% | 48.51% | 100% | 41.74% | 100% | 68.29% | 100% | 64.95% | Suburb Large | 576.3971 | South Atlantic
32839 | 0.4311 | Orlando | 0 | FL | 2009 | 2602 | 937336.8382 | 74343 | 96738900 | 2278 | 406352.5141 | 2265 | 218227.6057 | 2148 | 193668.8043 | 27974.7 | 35944700 | 292 | 258426.3055 | 292 | 153953.429 | 292 | 143680.623 | 20919.3 | 26917200 | 32 | 272558.0186 | 32 | 221519.4405 | 32 | 215694.6107 | 25449 | 33877000 | 360.2371 | 87.55% | 43.35% | 11.22% | 27.57% | 1.23% | 29.08% | 99.43% | 53.7% | 94.29% | 47.66% | 100% | 59.57% | 100% | 55.6% | 100% | 81.27% | 100% | 79.14% | Suburb Large | 5839.7679 | South Atlantic
32901 | 1 | PalmBay | 0 | FL | 2010 | 9196 | 2524316.076 | 202888.1 | 276113400 | 8551 | 1480764.8587 | 8547 | 805928.9099 | 8300 | 706101.603 | 106944 | 142889000 | 546 | 491535.8755 | 546 | 358425.5364 | 546 | 345084.8037 | 43835.2 | 60513200 | 99 | 552015.3418 | 99 | 449051.3146 | 99 | 437163.0571 | 52108.9 | 72711200 | 274.5015 | 92.99% | 58.66% | 5.937% | 19.47% | 1.077% | 21.87% | 99.95% | 54.43% | 97.06% | 47.68% | 100% | 72.92% | 100% | 70.21% | 100% | 81.35% | 100% | 79.19% | Suburb Large | 1831.3686 | South Atlantic
32903 | 1 | PalmBay | 0 | FL | 2010 | 4871 | 1560935.2941 | 119240.62 | 160057600 | 4469 | 1203171.6327 | 4468 | 653314.1146 | 4433 | 567887.6988 | 89569.8 | 119573000 | 387 | 275964.4346 | 387 | 168404.2297 | 387 | 154531.6834 | 22064 | 29854700 | 15 | 81799.2268 | 15 | 66367.3682 | 15 | 64674.8708 | 7606.82 | 10629900 | 320.4548 | 91.75% | 77.08% | 7.945% | 17.68% | 0.3079% | 5.24% | 99.98% | 54.3% | 99.19% | 47.2% | 100% | 61.02% | 100% | 56% | 100% | 81.13% | 100% | 79.07% | Suburb Large | 1383.0157 | South Atlantic
32904 | 0.27639 | PalmBay | 0 | FL | 2010 | 12456 | 3527364.7847 | 277014.7 | 373267600 | 11611 | 2391033.9523 | 11569 | 1205815.8345 | 11110 | 1059698.203 | 169780 | 224734000 | 759 | 640847.2701 | 759 | 462704.0305 | 759 | 445577.7301 | 57579.7 | 79085100 | 86 | 495483.5624 | 86 | 425930.0196 | 86 | 420598.6844 | 49655 | 69448500 | 283.186 | 93.22% | 67.79% | 6.093% | 18.17% | 0.6904% | 14.05% | 99.64% | 50.43% | 95.69% | 44.32% | 100% | 72.2% | 100% | 69.53% | 100% | 85.96% | 100% | 84.89% | Suburb Large | 311.0977 | South Atlantic
32905 | 1 | PalmBay | 0 | FL | 2010 | 10384 | 2698961.2766 | 207819.4 | 281230500 | 9759 | 1822561.054 | 9751 | 941643.8562 | 9431 | 818281.7849 | 126675 | 169104000 | 552 | 459141.7993 | 552 | 296345.7667 | 552 | 277197.816 | 38883.3 | 52670000 | 73 | 417258.4233 | 73 | 372720.5184 | 73 | 368278.0073 | 42261.1 | 59456500 | 259.9154 | 93.98% | 67.53% | 5.316% | 17.01% | 0.703% | 15.46% | 99.92% | 51.67% | 96.64% | 44.9% | 100% | 64.54% | 100% | 60.37% | 100% | 89.33% | 100% | 88.26% | Suburb Large | 1955.0347 | South Atlantic
32907 | 0.86929 | PalmBay | 0 | FL | 2010 | 13965 | 2922206.8887 | 208100.3 | 274216400 | 13897 | 2790441.2149 | 13893 | 1346435.3381 | 13680 | 1146824.4812 | 194862 | 256105000 | 53 | 47757.089 | 53 | 34474.9364 | 53 | 33436.2361 | 4742.63 | 6369200 | 15 | 84008.5848 | 15 | 69761.6599 | 15 | 68791.7514 | 8495.67 | 11742200 | 209.2522 | 99.51% | 95.49% | 0.3795% | 1.634% | 0.1074% | 2.875% | 99.97% | 48.25% | 98.44% | 41.1% | 100% | 72.19% | 100% | 70.01% | 100% | 83.04% | 100% | 81.89% | Suburb Large | 1800.8445 | South Atlantic
32908 | 0.30645 | PalmBay | 0 | FL | 2010 | 5132 | 1079316.1405 | 81783.92 | 108173590 | 5061 | 951947.0422 | 5057 | 467325.8014 | 4981 | 405017.7961 | 70371.1 | 92330700 | 60 | 55317.005 | 60 | 32299.39 | 60 | 29696.8616 | 4273.57 | 5831990 | 11 | 72052.0933 | 11 | 63154.8136 | 11 | 62194.2057 | 7139.25 | 10010900 | 210.311 | 98.62% | 88.2% | 1.169% | 5.125% | 0.2143% | 6.676% | 99.92% | 49.09% | 98.42% | 42.55% | 100% | 58.39% | 100% | 53.68% | 100% | 87.65% | 100% | 86.32% | Suburb Large | 232.8404 | South Atlantic
32909 | 0.35405 | PalmBay | 0 | FL | 2010 | 12933 | 2932071.342 | 212854.1 | 283841300 | 12662 | 2548800.1593 | 12654 | 1206232.7912 | 12474 | 1034529.4071 | 178366 | 236162000 | 244 | 194537.3687 | 244 | 123994.1547 | 244 | 117389.4938 | 16435.5 | 22462800 | 27 | 188733.814 | 27 | 154513.8908 | 27 | 151498.4493 | 18052.6 | 25216500 | 226.7124 | 97.9% | 86.93% | 1.887% | 6.635% | 0.2088% | 6.437% | 99.94% | 47.33% | 98.52% | 40.59% | 100% | 63.74% | 100% | 60.34% | 100% | 81.87% | 100% | 80.27% | Suburb Large | 367.2988 | South Atlantic
32920 | 1 | PalmBay | 0 | FL | 2010 | 2757 | 1217975.9329 | 101139.4 | 138802700 | 2069 | 389260.8169 | 2068 | 216206.3214 | 1910 | 191777.0021 | 27424.7 | 36758000 | 630 | 547407.2271 | 630 | 385224.5384 | 630 | 370686.4256 | 46904.1 | 64690400 | 58 | 281307.8889 | 58 | 227527.7114 | 58 | 223838.3823 | 26810.6 | 37354300 | 441.7758 | 75.05% | 31.96% | 22.85% | 44.94% | 2.104% | 23.1% | 99.95% | 55.54% | 92.32% | 49.27% | 100% | 70.37% | 100% | 67.72% | 100% | 80.88% | 100% | 79.57% | Suburb Large | 345.379 | South Atlantic
32922 | 1 | PalmBay | 0 | FL | 2010 | 5963 | 1362852.0134 | 104452.5 | 143048300 | 5506 | 837983.157 | 5487 | 471356.4585 | 5085 | 413235.1915 | 55886.3 | 75874100 | 429 | 369168.5372 | 429 | 276099.4636 | 429 | 265279.7118 | 33311.7 | 45822700 | 28 | 155700.3191 | 28 | 134638.6595 | 28 | 132291.4297 | 15254.5 | 21351500 | 228.5514 | 92.34% | 61.49% | 7.194% | 27.09% | 0.4696% | 11.42% | 99.65% | 56.25% | 92.35% | 49.31% | 100% | 74.79% | 100% | 71.86% | 100% | 86.47% | 100% | 84.97% | Suburb Large | 2214.7584 | South Atlantic
32925 | 1 | PalmBay | 0 | FL | 2010 | 459 | 274222.7755 | 23326.63 | 32334640 | 363 | 80802.9623 | 363 | 38986.9032 | 334 | 31896.5285 | 5189.03 | 7007500 | 71 | 69044.2127 | 71 | 50562.919 | 71 | 48284.3152 | 6243.5 | 8619240 | 25 | 124375.6005 | 25 | 103743.4022 | 25 | 101291.502 | 11894.1 | 16707900 | 597.4352 | 79.08% | 29.47% | 15.47% | 25.18% | 5.447% | 45.36% | 100% | 48.25% | 92.01% | 39.47% | 100% | 73.23% | 100% | 69.93% | 100% | 83.41% | 100% | 81.44% | Suburb Large | 103.1605 | South Atlantic
32926 | 0.67315 | PalmBay | 0 | FL | 2010 | 11726 | 2475308.5869 | 178337.8 | 239275100 | 11350 | 2021013.6164 | 11322 | 1005950.9141 | 10671 | 868053.567 | 135608 | 180190000 | 343 | 301803.334 | 343 | 224607.3804 | 343 | 218649.3129 | 27754.5 | 38120400 | 33 | 152491.6365 | 33 | 131756.1963 | 33 | 130011.6647 | 14975.3 | 20964700 | 211.0957 | 96.79% | 81.65% | 2.925% | 12.19% | 0.2814% | 6.161% | 99.75% | 49.77% | 94.02% | 42.95% | 100% | 74.42% | 100% | 72.45% | 100% | 86.4% | 100% | 85.26% | Suburb Large | 422.1936 | South Atlantic
32927 | 0.97434 | PalmBay | 0 | FL | 2010 | 10886 | 2349273.2614 | 153178.4 | 202130200 | 10710 | 2106074.3907 | 10695 | 944796.8495 | 10204 | 790906.6419 | 131440 | 172523000 | 156 | 135732.5708 | 156 | 90869.9218 | 156 | 86469.2004 | 12063.9 | 16349100 | 20 | 107466.2999 | 20 | 76496.3463 | 20 | 74335.0671 | 9674.5 | 13258100 | 215.8068 | 98.38% | 89.65% | 1.433% | 5.778% | 0.1837% | 4.574% | 99.86% | 44.86% | 95.28% | 37.55% | 100% | 66.95% | 100% | 63.71% | 100% | 71.18% | 100% | 69.17% | Suburb Large | 871.017 | South Atlantic
32931 | 1 | PalmBay | 0 | FL | 2010 | 4459 | 1541538.1195 | 124675.7 | 170921600 | 3914 | 927145.1803 | 3912 | 557395.8536 | 3884 | 499226.9791 | 69554.3 | 94593100 | 505 | 439911.5585 | 505 | 319844.486 | 505 | 307111.0965 | 38945.9 | 53806100 | 40 | 174481.3807 | 40 | 137055.3487 | 40 | 133827.5288 | 16175.5 | 22522400 | 345.7139 | 87.78% | 60.14% | 11.33% | 28.54% | 0.8971% | 11.32% | 99.95% | 60.12% | 99.23% | 53.85% | 100% | 72.71% | 100% | 69.81% | 100% | 78.55% | 100% | 76.7% | Suburb Large | 749.5469 | South Atlantic
32934 | 0.68117 | PalmBay | 0 | FL | 2010 | 7320 | 2016230.5654 | 149585.4 | 199906400 | 6903 | 1584634.8069 | 6895 | 773698.7449 | 6548 | 666137.4394 | 110511 | 146048000 | 383 | 261443.6694 | 383 | 159836.8108 | 383 | 149420.4386 | 21702.2 | 29342900 | 34 | 170152.089 | 34 | 155159.2075 | 34 | 154135.8559 | 17372.2 | 24515500 | 275.4413 | 94.3% | 78.59% | 5.232% | 12.97% | 0.4645% | 8.439% | 99.88% | 48.83% | 94.86% | 42.04% | 100% | 61.14% | 100% | 57.15% | 100% | 91.19% | 100% | 90.59% | Suburb Large | 399.2178 | South Atlantic
32935 | 1 | PalmBay | 0 | FL | 2010 | 15597 | 3519963.2326 | 269561.5 | 366343500 | 14682 | 2482496.6674 | 14672 | 1360367.7048 | 14250 | 1173303.4313 | 175048 | 235537000 | 867 | 717393.3287 | 867 | 498253.6319 | 867 | 474148.1795 | 62877.8 | 86427300 | 48 | 320073.2366 | 48 | 279663.7968 | 48 | 274912.9306 | 31635.7 | 44379200 | 225.6821 | 94.13% | 70.53% | 5.559% | 20.38% | 0.3078% | 9.093% | 99.93% | 54.8% | 97.06% | 47.26% | 100% | 69.45% | 100% | 66.09% | 100% | 87.37% | 100% | 85.89% | Suburb Large | 2469.6567 | South Atlantic
32937 | 1 | PalmBay | 0 | FL | 2010 | 9121 | 2830440.0908 | 227613.8 | 306743500 | 8251 | 2002693.8559 | 8251 | 1180846.8395 | 8192 | 1052408.1899 | 156567 | 210256000 | 844 | 690841.942 | 844 | 423422.2192 | 844 | 389360.006 | 57539.7 | 77562900 | 26 | 136904.2928 | 26 | 118345.6622 | 26 | 116211.5394 | 13507.1 | 18924600 | 310.3212 | 90.46% | 70.76% | 9.253% | 24.41% | 0.2851% | 4.837% | 100% | 58.96% | 99.28% | 52.55% | 100% | 61.29% | 100% | 56.36% | 100% | 86.44% | 100% | 84.89% | Suburb Large | 2374.8944 | South Atlantic
32940 | 0.33855 | PalmBay | 0 | FL | 2010 | 13000 | 4068533.3802 | 313144.8 | 418154100 | 11989 | 2952519.1266 | 11986 | 1469515.4663 | 11828 | 1264477.5846 | 220328 | 291238000 | 950 | 729740.3686 | 950 | 406001.3446 | 950 | 366773.0474 | 56027.8 | 75642300 | 61 | 386273.885 | 61 | 311324.3183 | 61 | 303724.0939 | 36789 | 51273800 | 312.9641 | 92.22% | 72.57% | 7.308% | 17.94% | 0.4692% | 9.494% | 99.97% | 49.77% | 98.66% | 42.83% | 100% | 55.64% | 100% | 50.26% | 100% | 80.6% | 100% | 78.63% | Suburb Large | 441.6392 | South Atlantic
32949 | 0.99941 | PalmBay | 0 | FL | 2010 | 1325 | 294906.1161 | 23144.15 | 30709470 | 1280 | 267786.4294 | 1278 | 141959.3038 | 1241 | 123413.9872 | 20691 | 27392800 | 45 | 27119.6866 | 45 | 17872.327 | 45 | 16833.5968 | 2453.15 | 3316670 | 0 | 0 | 0 | 0 | 0 | 0 | 0 | 0 | 222.5707 | 96.6% | 90.8% | 3.396% | 9.196% | 0% | 0% | 99.84% | 53.01% | 96.95% | 46.09% | 100% | 65.9% | 100% | 62.07% | #DIV/0! | #DIV/0! | #DIV/0! | #DIV/0! | Suburb Large | 112.9929 | South Atlantic
32950 | 1 | PalmBay | 0 | FL | 2010 | 2550 | 578547.7991 | 45171.87 | 59906440 | 2467 | 498967.7579 | 2461 | 261324.3217 | 2324 | 227689.4666 | 37837.4 | 49859600 | 79 | 52466.1446 | 79 | 33786.6227 | 79 | 31190.3081 | 4632.84 | 6229410 | 4 | 27113.8966 | 4 | 24321.5461 | 4 | 24075.0007 | 2701.63 | 3817430 | 226.8815 | 96.75% | 86.24% | 3.098% | 9.069% | 0.1569% | 4.687% | 99.76% | 52.37% | 94.2% | 45.63% | 100% | 64.4% | 100% | 59.45% | 100% | 89.7% | 100% | 88.79% | Suburb Large | 179.0743 | South Atlantic
32951 | 0.8667 | PalmBay | 0 | FL | 2010 | 5632 | 1394860.3795 | 98667.64 | 131770680 | 5328 | 1171430.6864 | 5327 | 592173.6659 | 5004 | 505805.165 | 81881.3 | 109137000 | 301 | 205844.0857 | 301 | 107702.6776 | 301 | 95313.872 | 15077.9 | 20253000 | 3 | 17585.6075 | 3 | 14717.0159 | 3 | 14368.6042 | 1708.44 | 2380680 | 247.667 | 94.6% | 83.98% | 5.344% | 14.76% | 0.05327% | 1.261% | 99.98% | 50.55% | 93.92% | 43.18% | 100% | 52.32% | 100% | 46.3% | 100% | 83.69% | 100% | 81.71% | Suburb Large | 372.4775 | South Atlantic
32952 | 1 | PalmBay | 0 | FL | 2010 | 8967 | 2405125.1665 | 184990.1 | 249760800 | 8484 | 1877215.527 | 8479 | 1022628.6465 | 8267 | 893832.9937 | 137864 | 184673000 | 461 | 329090.7016 | 461 | 210469.8595 | 461 | 195876.5836 | 27196 | 37054500 | 22 | 198818.9379 | 22 | 176397.86 | 22 | 173990.4067 | 19930.1 | 28033300 | 268.2196 | 94.61% | 78.05% | 5.141% | 13.68% | 0.2453% | 8.266% | 99.94% | 54.48% | 97.44% | 47.61% | 100% | 63.95% | 100% | 59.52% | 100% | 88.72% | 100% | 87.51% | Suburb Large | 591.9084 | South Atlantic
32953 | 1 | PalmBay | 0 | FL | 2010 | 10614 | 3582086.2478 | 302826.7 | 410944300 | 9800 | 2033929.2373 | 9777 | 1147639.265 | 9392 | 1013038.3976 | 154885 | 206645000 | 692 | 630900.535 | 691 | 449440.0586 | 690 | 432325.1086 | 56629.7 | 77547300 | 122 | 917256.4755 | 122 | 776767.1588 | 122 | 764884.7262 | 91312 | 126752000 | 337.4869 | 92.33% | 56.78% | 6.52% | 17.61% | 1.149% | 25.61% | 99.77% | 56.42% | 95.84% | 49.81% | 99.86% | 71.24% | 99.71% | 68.53% | 100% | 84.68% | 100% | 83.39% | Suburb Large | 130.8909 | South Atlantic
32955 | 0.66679 | PalmBay | 0 | FL | 2010 | 14447 | 3912271.9248 | 306864.2 | 411936900 | 13540 | 2940155.4892 | 13521 | 1527329.2906 | 13202 | 1325280.914 | 217515 | 289321000 | 857 | 697341.5544 | 857 | 467038.4103 | 857 | 443316.8706 | 61993 | 84240500 | 50 | 274774.8811 | 50 | 238631.5306 | 50 | 234920.234 | 27356.2 | 38375400 | 270.8017 | 93.72% | 75.15% | 5.932% | 17.82% | 0.3461% | 7.023% | 99.86% | 51.95% | 97.5% | 45.08% | 100% | 66.97% | 100% | 63.57% | 100% | 86.85% | 100% | 85.5% | Suburb Large | 899.9531 | South Atlantic
32976 | 0.1016 | PalmBay | 0 | FL | 2010 | 2406 | 359543.0448 | 28861.105 | 37342625 | 2399 | 354952.0438 | 2399 | 233920.6651 | 2385 | 213414.5594 | 28443.4 | 36809700 | 7 | 4591.001 | 7 | 3102.0739 | 7 | 2877.1208 | 417.705 | 532925 | 0 | 0 | 0 | 0 | 0 | 0 | 0 | 0 | 149.436 | 99.71% | 98.72% | 0.2909% | 1.277% | 0% | 0% | 100% | 65.9% | 99.42% | 60.12% | 100% | 67.57% | 100% | 62.67% | #DIV/0! | #DIV/0! | #DIV/0! | #DIV/0! | Suburb Large | 230.0965 | South Atlantic
33004 | 1 | Miami | 0 | FL | 2009 | 4456 | 1403345.9886 | 114346 | 161240000 | 4017 | 691749.3696 | 4014 | 384761.5272 | 3887 | 332648.1717 | 49261.8 | 67879900 | 359 | 334748.0009 | 359 | 243242.0392 | 359 | 231275.3066 | 28803.7 | 40942700 | 80 | 376848.6182 | 80 | 320845.9662 | 80 | 315582.4865 | 36280.5 | 52417400 | 314.934 | 90.15% | 49.29% | 8.057% | 23.85% | 1.795% | 26.85% | 99.93% | 55.62% | 96.76% | 48.09% | 100% | 72.66% | 100% | 69.09% | 100% | 85.14% | 100% | 83.74% | Suburb Large | 2134.9149 | South Atlantic
33009 | 1 | Miami | 0 | FL | 2009 | 7446 | 2469202.1492 | 199875.6 | 282330000 | 6572 | 1084626.8127 | 6567 | 627626.636 | 6352 | 549788.8346 | 77747.2 | 107646000 | 764 | 741684.3095 | 764 | 538245.9703 | 763 | 518374.9368 | 65186 | 92617000 | 110 | 642891.027 | 110 | 503249.4863 | 110 | 489708.2473 | 56942.4 | 82067000 | 331.6146 | 88.26% | 43.93% | 10.26% | 30.04% | 1.477% | 26.04% | 99.92% | 57.87% | 96.65% | 50.69% | 100% | 72.57% | 99.87% | 69.89% | 100% | 78.28% | 100% | 76.17% | Suburb Large | 6689.0585 | South Atlantic
33010 | 1 | Miami | 0 | FL | 2009 | 7866 | 2473644.7832 | 224383.7 | 311116300 | 7186 | 1224860.7884 | 7186 | 829134.0626 | 7134 | 758312.7819 | 104684 | 142396000 | 567 | 546059.8455 | 567 | 431859.6909 | 566 | 421077.5802 | 50296.6 | 70525800 | 113 | 702724.1493 | 113 | 616396.2805 | 113 | 608554.3236 | 69403.1 | 98194500 | 314.473 | 91.36% | 49.52% | 7.208% | 22.08% | 1.437% | 28.41% | 100% | 67.69% | 99.28% | 61.91% | 100% | 79.09% | 99.82% | 77.11% | 100% | 87.72% | 100% | 86.6% | Suburb Large | 11400.2866 | South Atlantic
33012 | 1 | Miami | 0 | FL | 2009 | 10612 | 3195742.1205 | 264552.1 | 373711800 | 9873 | 1951164.9592 | 9867 | 1212495.2668 | 9813 | 1100190.8261 | 150071 | 209000000 | 626 | 602914.679 | 626 | 450262.0566 | 626 | 435275.2983 | 52923.4 | 75693900 | 113 | 641662.4823 | 113 | 545570.6253 | 113 | 537351.4079 | 61557.7 | 89017900 | 301.1442 | 93.04% | 61.06% | 5.899% | 18.87% | 1.065% | 20.08% | 99.94% | 62.14% | 99.39% | 56.39% | 100% | 74.68% | 100% | 72.2% | 100% | 85.02% | 100% | 83.74% | Suburb Large | 10930.0263 | South Atlantic
33013 | 1 | Miami | 0 | FL | 2009 | 8188 | 2006768.6487 | 172166.8 | 242996700 | 7852 | 1354499.5629 | 7850 | 886238.915 | 7805 | 798891.3037 | 109702 | 152787000 | 276 | 264296.6027 | 276 | 208392.0691 | 276 | 202838.9616 | 24052.5 | 34534500 | 60 | 387972.4831 | 60 | 342202.4752 | 60 | 337930.6362 | 38412.3 | 55675200 | 245.0865 | 95.9% | 67.5% | 3.371% | 13.17% | 0.7328% | 19.33% | 99.97% | 65.43% | 99.4% | 58.98% | 100% | 78.85% | 100% | 76.75% | 100% | 88.2% | 100% | 87.1% | Suburb Large | 8251.6136 | South Atlantic
33014 | 1 | Miami | 0 | FL | 2009 | 5147 | 2933558.7961 | 261062.5 | 372842800 | 4020 | 915766.5078 | 4018 | 535387.1422 | 3994 | 473249.1274 | 67221.9 | 93353800 | 921 | 898816.0585 | 921 | 688459.876 | 920 | 663400.5557 | 80731.6 | 115440000 | 206 | 1118976.2298 | 206 | 1013027.9483 | 206 | 1000724.9321 | 113109 | 164049000 | 569.9551 | 78.1% | 31.22% | 17.89% | 30.64% | 4.002% | 38.14% | 99.95% | 58.46% | 99.35% | 51.68% | 100% | 76.6% | 99.89% | 73.81% | 100% | 90.53% | 100% | 89.43% | Suburb Large | 5409.4598 | South Atlantic
33015 | 1 | Miami | 0 | FL | 2009 | 8978 | 2809238.2383 | 212591 | 294107000 | 7889 | 1649579.6214 | 7889 | 853761.0404 | 7841 | 733830.5909 | 115686 | 158117000 | 1035 | 831940.4559 | 1035 | 487350.9296 | 1035 | 440276.0247 | 65214.7 | 90206800 | 54 | 327718.1609 | 54 | 278666.1378 | 54 | 273406.5622 | 31690.3 | 45783200 | 312.9025 | 87.87% | 58.72% | 11.53% | 29.61% | 0.6015% | 11.67% | 100% | 51.76% | 99.39% | 44.49% | 100% | 58.58% | 100% | 52.92% | 100% | 85.03% | 100% | 83.43% | Suburb Large | 8645.4963 | South Atlantic
33016 | 1 | Miami | 0 | FL | 2009 | 5914 | 2104322.1633 | 184418.7 | 257525800 | 5102 | 1000774.1884 | 5102 | 543533.7643 | 5053 | 492208.7427 | 79860.2 | 107803000 | 711 | 635461.3089 | 710 | 472571.8822 | 708 | 457907.0761 | 57978.7 | 82279800 | 101 | 468086.6659 | 101 | 413104.9336 | 101 | 408359.8566 | 46579.8 | 67443000 | 355.8205 | 86.27% | 47.56% | 12.02% | 30.2% | 1.708% | 22.24% | 100% | 54.31% | 99.04% | 49.18% | 99.86% | 74.37% | 99.58% | 72.06% | 100% | 88.25% | 100% | 87.24% | Suburb Large | 9665.8244 | South Atlantic
33018 | 0.17238 | Miami | 0 | FL | 2009 | 10378 | 2089937.4635 | 172489.9 | 235406900 | 10016 | 1636973.349 | 10014 | 869244.9543 | 9950 | 788956.7665 | 130579 | 175739000 | 330 | 291736.304 | 330 | 211166.8369 | 330 | 204128.1739 | 26280.6 | 37170900 | 32 | 161227.8106 | 32 | 135610.6662 | 32 | 133151.9519 | 15630.3 | 22497000 | 201.3815 | 96.51% | 78.33% | 3.18% | 13.96% | 0.3083% | 7.714% | 99.98% | 53.1% | 99.34% | 48.2% | 100% | 72.38% | 100% | 69.97% | 100% | 84.11% | 100% | 82.59% | Suburb Large | 828.1526 | South Atlantic
33019 | 1 | Miami | 0 | FL | 2009 | 3421 | 1212635.0608 | 77960.8 | 108636000 | 3005 | 717210.0368 | 3005 | 355776.7494 | 2949 | 294188.0587 | 43904.4 | 60530100 | 382 | 295946.7924 | 382 | 167604.6185 | 382 | 148649.435 | 20597.4 | 28793800 | 34 | 199478.2316 | 34 | 120787.7955 | 34 | 113651.5994 | 13459 | 19312100 | 354.468 | 87.84% | 59.14% | 11.17% | 24.41% | 0.9939% | 16.45% | 100% | 49.61% | 98.14% | 41.02% | 100% | 56.63% | 100% | 50.23% | 100% | 60.55% | 100% | 56.97% | Suburb Large | 3014.1211 | South Atlantic
33020 | 1 | Miami | 0 | FL | 2009 | 11161 | 2860940.0743 | 224768.7 | 314794600 | 10308 | 1731493.3748 | 10303 | 953301.6109 | 10083 | 812445.2532 | 119473 | 164262000 | 773 | 726234.3865 | 773 | 547159.5951 | 773 | 528441.6898 | 65465.2 | 92947700 | 80 | 403212.3129 | 80 | 354454.6801 | 80 | 348725.0584 | 39830.5 | 57584900 | 256.3337 | 92.36% | 60.52% | 6.926% | 25.38% | 0.7168% | 14.09% | 99.95% | 55.06% | 97.82% | 46.92% | 100% | 75.34% | 100% | 72.76% | 100% | 87.91% | 100% | 86.49% | Suburb Large | 6707.1094 | South Atlantic
33021 | 1 | Miami | 0 | FL | 2009 | 12249 | 3746053.0424 | 284043 | 398808900 | 11312 | 2499691.7825 | 11301 | 1433869.6944 | 11087 | 1251521.2787 | 175314 | 244194000 | 857 | 705433.3494 | 857 | 450437.8421 | 857 | 421532.5747 | 57284.2 | 80534600 | 80 | 540927.9105 | 80 | 450205.0148 | 80 | 440137.0605 | 51444.8 | 74080300 | 305.8252 | 92.35% | 66.73% | 6.996% | 18.83% | 0.6531% | 14.44% | 99.9% | 57.36% | 98.01% | 50.07% | 100% | 63.85% | 100% | 59.76% | 100% | 83.23% | 100% | 81.37% | Suburb Large | 5224.8197 | South Atlantic
33022 | 1 | Miami | 0 | FL | 2009 | 1 | 6028.5282 | 435.508 | 626288 | 0 | 0 | 0 | 0 | 0 | 0 | 0 | 0 | 0 | 0 | 0 | 0 | 0 | 0 | 0 | 0 | 1 | 6028.5282 | 1 | 4048.0925 | 1 | 3711.9666 | 435.508 | 626288 | 6028.5282 | 0% | 0% | 0% | 0% | 100% | 100% | #DIV/0! | #DIV/0! | #DIV/0! | #DIV/0! | #DIV/0! | #DIV/0! | #DIV/0! | #DIV/0! | 100% | 67.15% | 100% | 61.57% | Suburb Large | 9636.1424 | South Atlantic
33023 | 1 | Miami | 0 | FL | 2009 | 18326 | 4012821.3668 | 311237.4 | 438111800 | 17634 | 3052834.4577 | 17627 | 1862754.4527 | 17439 | 1642148.9903 | 222718 | 311395000 | 616 | 521534.9389 | 615 | 372767.4802 | 615 | 356013.0078 | 45432.4 | 64400400 | 76 | 438451.9703 | 76 | 383463.7516 | 76 | 377332.1507 | 43087 | 62316400 | 218.9688 | 96.22% | 76.08% | 3.361% | 13% | 0.4147% | 10.93% | 99.96% | 61.02% | 98.89% | 53.79% | 99.84% | 71.48% | 99.84% | 68.26% | 100% | 87.46% | 100% | 86.06% | Suburb Large | 6536.8556 | South Atlantic
33024 | 1 | Miami | 0 | FL | 2009 | 17544 | 3530286.8065 | 272321.1 | 381799500 | 16794 | 2652436.8308 | 16781 | 1580522.3863 | 16551 | 1401323.0165 | 191117 | 266313000 | 691 | 555072.0624 | 691 | 395549.8755 | 691 | 378900.6912 | 49464.9 | 69715200 | 59 | 322777.9133 | 59 | 278155.6405 | 59 | 273390.166 | 31739.2 | 45771300 | 201.2247 | 95.73% | 75.13% | 3.939% | 15.72% | 0.3363% | 9.143% | 99.92% | 59.59% | 98.55% | 52.83% | 100% | 71.26% | 100% | 68.26% | 100% | 86.18% | 100% | 84.7% | Suburb Large | 5981.0412 | South Atlantic
33025 | 1 | Miami | 0 | FL | 2009 | 9136 | 3320635.1455 | 273884.1 | 382945300 | 8009 | 1545425.1587 | 8007 | 797652.2723 | 7917 | 690857.3767 | 113899 | 155061000 | 997 | 843121.9214 | 997 | 502825.2888 | 997 | 461306.6922 | 67166.9 | 93392300 | 130 | 932088.0655 | 130 | 826057.325 | 130 | 814964.6441 | 92818.2 | 134492000 | 363.4671 | 87.66% | 46.54% | 10.91% | 25.39% | 1.423% | 28.07% | 99.98% | 51.61% | 98.85% | 44.7% | 100% | 59.64% | 100% | 54.71% | 100% | 88.62% | 100% | 87.43% | Suburb Large | 5685.5386 | South Atlantic
33026 | 1 | Miami | 0 | FL | 2009 | 5904 | 1755877.0424 | 136387.3 | 190781800 | 5363 | 1081173.3595 | 5362 | 599501.751 | 5247 | 517635.4199 | 78066.9 | 107714000 | 501 | 365394.9685 | 501 | 218106.045 | 501 | 197917.3529 | 27684.2 | 38786000 | 40 | 309308.7144 | 40 | 269712.227 | 40 | 265162.0008 | 30636.2 | 44281800 | 297.4046 | 90.84% | 61.57% | 8.486% | 20.81% | 0.6775% | 17.62% | 99.98% | 55.45% | 97.84% | 47.88% | 100% | 59.69% | 100% | 54.17% | 100% | 87.2% | 100% | 85.73% | Suburb Large | 5380.8517 | South Atlantic
33027 | 0.85985 | Miami | 0 | FL | 2009 | 10800 | 3123458.2938 | 247221.5 | 339754300 | 9978 | 1995232.8149 | 9975 | 993740.062 | 9872 | 840678.7376 | 144863 | 195882000 | 756 | 686802.956 | 756 | 398656.3622 | 756 | 367291.0291 | 57033.5 | 78310000 | 66 | 441422.5228 | 66 | 400750.1681 | 66 | 395665.4318 | 45325 | 65562300 | 289.2091 | 92.39% | 63.88% | 7% | 21.99% | 0.6111% | 14.13% | 99.97% | 49.81% | 98.94% | 42.13% | 100% | 58.05% | 100% | 53.48% | 100% | 90.79% | 100% | 89.63% | Suburb Large | 3885.4351 | South Atlantic
33028 | 0.84391 | Miami | 0 | FL | 2009 | 5433 | 1185267.5887 | 86537.73 | 117490960 | 5248 | 990395.8923 | 5246 | 482117.2484 | 4940 | 406904.3628 | 69960.5 | 94355300 | 177 | 130274.5503 | 177 | 70748.4328 | 177 | 62454.3404 | 9922.53 | 13631000 | 8 | 64597.146 | 8 | 55310.8753 | 8 | 54609.3177 | 6654.7 | 9504660 | 218.1608 | 96.59% | 83.56% | 3.258% | 10.99% | 0.1472% | 5.45% | 99.96% | 48.68% | 94.13% | 41.09% | 100% | 54.31% | 100% | 47.94% | 100% | 85.62% | 100% | 84.54% | Suburb Large | 3954.145 | South Atlantic
33054 | 0.87518 | Miami | 0 | FL | 2009 | 7994 | 2321515.9309 | 198191.6 | 282595800 | 7395 | 1046545.7454 | 7391 | 621004.2821 | 7251 | 548094.9528 | 75823.4 | 105945000 | 436 | 488959.6589 | 436 | 388489.0587 | 436 | 379024.9962 | 44343 | 63928800 | 163 | 786010.5266 | 163 | 684570.4471 | 163 | 676872.0622 | 78025.2 | 112722000 | 290.4073 | 92.51% | 45.08% | 5.454% | 21.06% | 2.039% | 33.86% | 99.95% | 59.34% | 98.05% | 52.37% | 100% | 79.45% | 100% | 77.52% | 100% | 87.09% | 100% | 86.11% | Suburb Large | 2696.5763 | South Atlantic
33055 | 1 | Miami | 0 | FL | 2009 | 10514 | 2371180.0953 | 178560.3 | 248716200 | 10083 | 1920807.05 | 10082 | 1114460.3306 | 10019 | 984260.9807 | 139751 | 193807000 | 411 | 301871.9778 | 411 | 182576.6532 | 411 | 166580.1965 | 23890.3 | 33307600 | 20 | 148501.0675 | 20 | 132401.2683 | 20 | 130568.4792 | 14919 | 21601600 | 225.526 | 95.9% | 81.01% | 3.909% | 12.73% | 0.1902% | 6.263% | 99.99% | 58.02% | 99.37% | 51.24% | 100% | 60.48% | 100% | 55.18% | 100% | 89.16% | 100% | 87.92% | Suburb Large | 7053.6811 | South Atlantic
33056 | 1 | Miami | 0 | FL | 2009 | 8910 | 2315824.9691 | 173760.2 | 241688200 | 8346 | 1601648.2226 | 8344 | 866616.6496 | 8275 | 746300.4701 | 110656 | 152818000 | 522 | 423511.6821 | 522 | 281677.8333 | 522 | 265979.4668 | 37356.8 | 51823600 | 42 | 290665.0643 | 42 | 221147.9799 | 42 | 215995.8932 | 25747.4 | 37046600 | 259.913 | 93.67% | 69.16% | 5.859% | 18.29% | 0.4714% | 12.55% | 99.98% | 54.11% | 99.15% | 46.6% | 100% | 66.51% | 100% | 62.8% | 100% | 76.08% | 100% | 74.31% | Suburb Large | 5283.3633 | South Atlantic
33060 | 0.014864 | Miami | 0 | FL | 2009 | 179 | 17754.6308 | 1059.79 | 1358632 | 175 | 13926.673 | 174 | 7262.4519 | 157 | 5969.4052 | 766.402 | 980233 | 4 | 3827.9578 | 4 | 2670.9296 | 4 | 2323.6964 | 293.388 | 378399 | 0 | 0 | 0 | 0 | 0 | 0 | 0 | 0 | 99.1879 | 97.77% | 78.44% | 2.235% | 21.56% | 0% | 0% | 99.43% | 52.15% | 89.71% | 42.86% | 100% | 69.77% | 100% | 60.7% | #DIV/0! | #DIV/0! | #DIV/0! | #DIV/0! | Suburb Large | 3889.9155 | South Atlantic
33068 | 0.27756 | Miami | 0 | FL | 2009 | 2354 | 466972.526 | 38830.59 | 49294910 | 2245 | 348268.2374 | 2245 | 214368.7486 | 2227 | 194508.7022 | 28125.3 | 35491600 | 104 | 85788.2686 | 104 | 57289.2872 | 104 | 54319.7573 | 7445.87 | 9520160 | 5 | 32916.02 | 5 | 28796.8748 | 5 | 28236.795 | 3259.42 | 4283150 | 198.3741 | 95.37% | 74.58% | 4.418% | 18.37% | 0.2124% | 7.049% | 100% | 61.55% | 99.2% | 55.85% | 100% | 66.78% | 100% | 63.32% | 100% | 87.49% | 100% | 85.78% | Suburb Large | 7632.462 | South Atlantic
33069 | 0.12211 | Miami | 0 | FL | 2009 | 468 | 392853.1082 | 36685.72 | 47898460 | 266 | 70858.5967 | 265 | 40822.9745 | 264 | 36375.1214 | 5273.42 | 6645060 | 163 | 163425.9538 | 163 | 130146.7242 | 163 | 126358.0073 | 15168.5 | 19813600 | 39 | 158568.5576 | 39 | 145566.3274 | 39 | 144253.2625 | 16243.8 | 21439800 | 839.4297 | 56.84% | 18.04% | 34.83% | 41.6% | 8.333% | 40.36% | 99.62% | 57.61% | 99.25% | 51.33% | 100% | 79.64% | 100% | 77.32% | 100% | 91.8% | 100% | 90.97% | Suburb Large | 3073.2715 | South Atlantic
33071 | 0.0025537 | Miami | 0 | FL | 2009 | 4 | 1845.963 | 145.5581 | 190174.8 | 3 | 1303.9343 | 3 | 962.7775 | 3 | 909.3505 | 110.837 | 144311 | 1 | 542.0287 | 1 | 351.2447 | 1 | 310.0068 | 34.7211 | 45863.8 | 0 | 0 | 0 | 0 | 0 | 0 | 0 | 0 | 461.4908 | 75% | 70.64% | 25% | 29.36% | 0% | 0% | 100% | 73.84% | 100% | 69.74% | 100% | 64.8% | 100% | 57.19% | #DIV/0! | #DIV/0! | #DIV/0! | #DIV/0! | Suburb Large | 3211.6018 | South Atlantic
33101 | 1 | Miami | Miami, FL | FL | 2009 | 2 | 7391.6791 | 659.815 | 933339 | 0 | 0 | 0 | 0 | 0 | 0 | 0 | 0 | 0 | 0 | 0 | 0 | 0 | 0 | 0 | 0 | 2 | 7391.6791 | 2 | 5935.636 | 2 | 5797.0118 | 659.815 | 933339 | 3695.8396 | 0% | 0% | 0% | 0% | 100% | 100% | #DIV/0! | #DIV/0! | #DIV/0! | #DIV/0! | #DIV/0! | #DIV/0! | #DIV/0! | #DIV/0! | 100% | 80.3% | 100% | 78.43% | Suburb Large | 7024.0155 | South Atlantic
33109 | 1 | Miami | 0 | FL | 2009 | 102 | 88557.7744 | 4542.528 | 6185350 | 47 | 10161.014 | 47 | 5003.9041 | 45 | 4118.2228 | 553.468 | 767410 | 45 | 47713.3064 | 45 | 21296.8759 | 45 | 17464.4013 | 2628.19 | 3579470 | 10 | 30683.454 | 10 | 10324.3684 | 10 | 8088.1856 | 1360.87 | 1838470 | 868.2135 | 46.08% | 11.47% | 44.12% | 53.88% | 9.804% | 34.65% | 100% | 49.25% | 95.74% | 40.53% | 100% | 44.64% | 100% | 36.6% | 100% | 33.65% | 100% | 26.36% | Suburb Large | 1958.0904 | South Atlantic
33122 | 1 | Miami | 0 | FL | 2009 | 375 | 1727297.9277 | 174191.038 | 246492640 | 65 | 11819.8148 | 65 | 8783.6567 | 63 | 8140.3458 | 967.438 | 1359740 | 125 | 160578.4818 | 125 | 133483.6398 | 125 | 130437.012 | 14950.6 | 21141900 | 185 | 1554899.631 | 185 | 1407734.5094 | 185 | 1392412.7792 | 158273 | 223991000 | 4606.1278 | 17.33% | 0.6843% | 33.33% | 9.297% | 49.33% | 90.02% | 100% | 74.31% | 96.92% | 68.87% | 100% | 83.13% | 100% | 81.23% | 100% | 90.54% | 100% | 89.55% | Suburb Large | 655.7615 | South Atlantic
33125 | 1 | Miami | Miami, FL | FL | 2009 | 8364 | 2165959.5012 | 157146.8 | 215528700 | 7942 | 1538898.3426 | 7939 | 845100.8266 | 7778 | 731810.941 | 104872 | 142296000 | 372 | 337287.6738 | 372 | 241920.6104 | 372 | 231711.4122 | 27732.6 | 38882800 | 50 | 289773.4848 | 50 | 213863.8245 | 50 | 206299.6187 | 24542.2 | 34349900 | 258.9622 | 94.95% | 71.05% | 4.448% | 15.57% | 0.5978% | 13.38% | 99.96% | 54.92% | 97.94% | 47.55% | 100% | 71.73% | 100% | 68.7% | 100% | 73.8% | 100% | 71.19% | Suburb Large | 13263.6566 | South Atlantic
33126 | 1 | Miami | 0 | FL | 2009 | 5561 | 2615744.7456 | 215196.5 | 299427200 | 4861 | 956666.9621 | 4859 | 521839.2302 | 4761 | 452208.4155 | 64701.5 | 87784100 | 565 | 548941.6531 | 565 | 402018.3224 | 565 | 386340.1087 | 47557 | 66255100 | 135 | 1110136.1304 | 135 | 917395.1502 | 135 | 891598.9393 | 102938 | 145388000 | 470.3731 | 87.41% | 36.57% | 10.16% | 20.99% | 2.428% | 42.44% | 99.96% | 54.55% | 97.94% | 47.27% | 100% | 73.24% | 100% | 70.38% | 100% | 82.64% | 100% | 80.31% | Suburb Large | 6367.4651 | South Atlantic
33127 | 1 | Miami | Miami, FL | FL | 2009 | 6654 | 1523783.526 | 124402 | 172280100 | 6195 | 828041.0338 | 6190 | 488817.4347 | 5997 | 424571.6465 | 59699.9 | 81200300 | 394 | 372288.2403 | 394 | 296577.3945 | 394 | 287696.1535 | 34148.7 | 47958800 | 65 | 323454.2519 | 65 | 270279.2542 | 65 | 264288.3725 | 30553.4 | 43121000 | 229.0026 | 93.1% | 54.34% | 5.921% | 24.43% | 0.9769% | 21.23% | 99.92% | 59.03% | 96.8% | 51.27% | 100% | 79.66% | 100% | 77.28% | 100% | 83.56% | 100% | 81.71% | Suburb Large | 9016.3084 | South Atlantic
33128 | 1 | Miami | Miami, FL | FL | 2009 | 613 | 243140.1297 | 18564.7 | 25814820 | 524 | 99739.4412 | 523 | 58984.7208 | 513 | 53804.6732 | 7188.96 | 9857540 | 70 | 65705.2241 | 70 | 46352.2335 | 70 | 43758.5268 | 5243.31 | 7358990 | 19 | 77695.4644 | 19 | 53410.6197 | 19 | 51297.1003 | 6132.43 | 8598290 | 396.6397 | 85.48% | 41.02% | 11.42% | 27.02% | 3.1% | 31.96% | 99.81% | 59.14% | 97.9% | 53.95% | 100% | 70.55% | 100% | 66.6% | 100% | 68.74% | 100% | 66.02% | Suburb Large | 18960.6093 | South Atlantic
33129 | 1 | Miami | Miami, FL | FL | 2009 | 2004 | 581935.5864 | 30090.38 | 41768630 | 1873 | 410009.8613 | 1870 | 176740.6116 | 1777 | 138554.4083 | 20259.2 | 27943100 | 116 | 96128.8081 | 116 | 57057.1598 | 116 | 52391.9867 | 6500.71 | 9117460 | 15 | 75796.917 | 15 | 31500.6206 | 15 | 28728.0243 | 3330.47 | 4708070 | 290.387 | 93.46% | 70.46% | 5.788% | 16.52% | 0.7485% | 13.02% | 99.84% | 43.11% | 94.87% | 33.79% | 100% | 59.35% | 100% | 54.5% | 100% | 41.56% | 100% | 37.9% | Suburb Large | 13129.4271 | South Atlantic
33130 | 1 | Miami | Miami, FL | FL | 2009 | 1901 | 594293.157 | 44459.69 | 61553500 | 1690 | 299802.0951 | 1689 | 190276.0409 | 1637 | 174043.3766 | 22952.9 | 31443900 | 179 | 168445.4154 | 179 | 118181.3442 | 179 | 112388.457 | 13672.1 | 19074900 | 32 | 126045.6465 | 32 | 71372.8741 | 32 | 66919.6011 | 7834.69 | 11034700 | 312.6213 | 88.9% | 50.45% | 9.416% | 28.34% | 1.683% | 21.21% | 99.94% | 63.47% | 96.86% | 58.05% | 100% | 70.16% | 100% | 66.72% | 100% | 56.62% | 100% | 53.09% | Suburb Large | 21407.8742 | South Atlantic
33131 | 1 | Miami | Miami, FL | FL | 2009 | 112 | 401098.1461 | 16749.236 | 23568971 | 29 | 5433.44 | 27 | 2364.5365 | 24 | 2161.0286 | 246.416 | 348481 | 27 | 37108.1551 | 27 | 20854.3563 | 27 | 19340.4339 | 2253.62 | 3168290 | 56 | 358556.5511 | 56 | 135269.5183 | 56 | 120848.5186 | 14249.2 | 20052200 | 3581.2334 | 25.89% | 1.355% | 24.11% | 9.252% | 50% | 89.39% | 93.1% | 43.52% | 82.76% | 39.77% | 100% | 56.2% | 100% | 52.12% | 100% | 37.73% | 100% | 33.7% | Suburb Large | 22277.0589 | South Atlantic
33132 | 1 | Miami | Miami, FL | FL | 2009 | 327 | 688879.8779 | 52138.92 | 73305150 | 158 | 33238.585 | 156 | 22309.361 | 150 | 20435.2737 | 2497.05 | 3497450 | 93 | 98668.0626 | 93 | 69254.2309 | 92 | 66148.4361 | 8036.67 | 11272700 | 76 | 556973.2303 | 76 | 370790.0416 | 76 | 351659.0801 | 41605.2 | 58535000 | 2106.6663 | 48.32% | 4.825% | 28.44% | 14.32% | 23.24% | 80.85% | 98.73% | 67.12% | 94.94% | 61.48% | 100% | 70.19% | 98.92% | 67.04% | 100% | 66.57% | 100% | 63.14% | Suburb Large | 4404.7956 | South Atlantic
33133 | 1 | Miami | Miami, FL | FL | 2009 | 7831 | 1998420.4135 | 122135.5 | 167602500 | 7389 | 1390206.9407 | 7381 | 667369.6694 | 6898 | 547034.3891 | 80461.6 | 109414000 | 389 | 329466.5863 | 389 | 188819.6967 | 388 | 170423.9788 | 22323.6 | 30979200 | 53 | 278746.8865 | 53 | 174415.3277 | 53 | 162577.8932 | 19350.3 | 27209300 | 255.1935 | 94.36% | 69.57% | 4.967% | 16.49% | 0.6768% | 13.95% | 99.89% | 48.01% | 93.35% | 39.35% | 100% | 57.31% | 99.74% | 51.73% | 100% | 62.57% | 100% | 58.32% | Suburb Large | 6129.8122 | South Atlantic
33134 | 1 | Miami | 0 | FL | 2009 | 10331 | 2942702.675 | 177302.7 | 242325000 | 9670 | 2103491.4209 | 9668 | 999562.0584 | 9403 | 794525.178 | 118359 | 160452000 | 587 | 492431.8465 | 587 | 291310.4968 | 587 | 263349.7208 | 34328.6 | 47484600 | 74 | 346779.4076 | 74 | 212653.3095 | 74 | 199098.9589 | 24615.1 | 34388400 | 284.842 | 93.6% | 71.48% | 5.682% | 16.73% | 0.7163% | 11.78% | 99.98% | 47.52% | 97.24% | 37.77% | 100% | 59.16% | 100% | 53.48% | 100% | 61.32% | 100% | 57.41% | Suburb Large | 7172.1564 | South Atlantic
33135 | 1 | Miami | Miami, FL | FL | 2009 | 5640 | 1351433.3485 | 94723.67 | 129757780 | 5322 | 1015632.2914 | 5319 | 545892.4762 | 5179 | 468486.7377 | 66448.5 | 90328300 | 303 | 256646.8662 | 303 | 183599.0975 | 303 | 174642.6252 | 21359.6 | 29794000 | 15 | 79154.191 | 15 | 58436.0349 | 15 | 56343.6141 | 6915.57 | 9635480 | 239.6158 | 94.36% | 75.15% | 5.372% | 18.99% | 0.266% | 5.857% | 99.94% | 53.75% | 97.31% | 46.13% | 100% | 71.54% | 100% | 68.05% | 100% | 73.83% | 100% | 71.18% | Suburb Large | 16940.6745 | South Atlantic
33136 | 1 | Miami | Miami, FL | FL | 2009 | 1210 | 499302.3704 | 39207.1 | 54775600 | 1003 | 169463.3908 | 1002 | 96716.5457 | 947 | 86661.265 | 11510.6 | 15913200 | 169 | 149155.239 | 169 | 103460.2344 | 169 | 98139.9772 | 12014.8 | 16819700 | 38 | 180683.7406 | 38 | 137636.8547 | 38 | 132608.7823 | 15681.7 | 22042700 | 412.6466 | 82.89% | 33.94% | 13.97% | 29.87% | 3.14% | 36.19% | 99.9% | 57.07% | 94.42% | 51.14% | 100% | 69.36% | 100% | 65.8% | 100% | 76.18% | 100% | 73.39% | Suburb Large | 8508.5173 | South Atlantic
33137 | 1 | Miami | Miami, FL | FL | 2009 | 2722 | 903874.0152 | 63499.3 | 87997700 | 2379 | 436700.3745 | 2378 | 226757.6674 | 2266 | 186246.0602 | 26750.6 | 36467000 | 298 | 281223.4007 | 298 | 192826.8214 | 298 | 180843.4681 | 22190.9 | 31024400 | 45 | 185950.24 | 45 | 130503.1928 | 45 | 124289.406 | 14557.8 | 20506300 | 332.0625 | 87.4% | 48.31% | 10.95% | 31.11% | 1.653% | 20.57% | 99.96% | 51.93% | 95.25% | 42.65% | 100% | 68.57% | 100% | 64.31% | 100% | 70.18% | 100% | 66.84% | Suburb Large | 5281.2941 | South Atlantic
33138 | 1 | Miami | Miami, FL | FL | 2009 | 6914 | 2022240.4092 | 134449.2 | 189262500 | 6412 | 1323905.6465 | 6408 | 641056.1747 | 6157 | 515299.9189 | 75826.6 | 105266000 | 435 | 379723.8681 | 435 | 261944.1241 | 435 | 246295.3016 | 30637.3 | 43652600 | 67 | 318610.8946 | 67 | 247805.4834 | 67 | 239752.6315 | 27985.3 | 40343900 | 292.4849 | 92.74% | 65.47% | 6.292% | 18.78% | 0.969% | 15.76% | 99.94% | 48.42% | 96.02% | 38.92% | 100% | 68.98% | 100% | 64.86% | 100% | 77.78% | 100% | 75.25% | Suburb Large | 4830.3538 | South Atlantic
33139 | 1 | Miami | 0 | FL | 2009 | 3105 | 1805946.2247 | 120131.9 | 168502400 | 2322 | 598933.4838 | 2320 | 336310.835 | 2229 | 297209.4332 | 37492.8 | 52217100 | 665 | 556379.6769 | 665 | 338467.8372 | 664 | 310090.796 | 37177.8 | 52219900 | 118 | 650633.064 | 118 | 414993.9077 | 118 | 388551.9075 | 45461.3 | 64065400 | 581.6252 | 74.78% | 33.16% | 21.42% | 30.81% | 3.8% | 36.03% | 99.91% | 56.15% | 95.99% | 49.62% | 100% | 60.83% | 99.85% | 55.73% | 100% | 63.78% | 100% | 59.72% | Suburb Large | 10536.6935 | South Atlantic
33140 | 1 | Miami | 0 | FL | 2009 | 3319 | 1396602.0248 | 78134.8 | 107658400 | 2832 | 716779.3354 | 2829 | 327549.5093 | 2735 | 249624.8308 | 36471.2 | 49524600 | 421 | 320426.9983 | 421 | 175428.9748 | 421 | 153091.0634 | 20021.9 | 27713800 | 66 | 359395.6911 | 66 | 199806.0561 | 66 | 182889.0307 | 21641.7 | 30420000 | 420.79 | 85.33% | 51.32% | 12.68% | 22.94% | 1.989% | 25.73% | 99.89% | 45.7% | 96.57% | 34.83% | 100% | 54.75% | 100% | 47.78% | 100% | 55.6% | 100% | 50.89% | Suburb Large | 3134.7622 | South Atlantic
33141 | 1 | Miami | 0 | FL | 2009 | 3733 | 1409241.8383 | 94930.2 | 134676200 | 3192 | 823452.4993 | 3191 | 472490.8151 | 3143 | 409453.4658 | 54736.6 | 76926500 | 503 | 420173.6399 | 503 | 276747.3856 | 503 | 259197.6824 | 31055.3 | 44581400 | 38 | 165615.6992 | 38 | 84791.2382 | 38 | 77555.2818 | 9138.3 | 13168300 | 377.5092 | 85.51% | 58.43% | 13.47% | 29.82% | 1.018% | 11.75% | 99.97% | 57.38% | 98.46% | 49.72% | 100% | 65.87% | 100% | 61.69% | 100% | 51.2% | 100% | 46.83% | Suburb Large | 8767.3175 | South Atlantic
33142 | 1 | Miami | Miami, FL | FL | 2009 | 12066 | 3453569.2994 | 308403.5 | 429543900 | 11152 | 1464600.2163 | 11148 | 923616.348 | 10811 | 814744.9816 | 113855 | 154949000 | 686 | 689814.2174 | 686 | 565165.6159 | 686 | 550602.9657 | 64432.5 | 90718900 | 228 | 1299154.8657 | 228 | 1152509.8463 | 228 | 1137847.3731 | 130116 | 183876000 | 286.2232 | 92.42% | 42.41% | 5.685% | 19.97% | 1.89% | 37.62% | 99.96% | 63.06% | 96.94% | 55.63% | 100% | 81.93% | 100% | 79.82% | 100% | 88.71% | 100% | 87.58% | Suburb Large | 6062.9332 | South Atlantic
33143 | 1 | Miami | 0 | FL | 2009 | 8054 | 3479262.5148 | 223749.9 | 306321500 | 6145 | 1693106.0723 | 6144 | 782074.3324 | 5907 | 639282.602 | 94692.8 | 128491000 | 1839 | 1304982.9602 | 1839 | 689665.3482 | 1839 | 605662.6236 | 87908.7 | 119794000 | 70 | 481173.4822 | 70 | 367083.092 | 70 | 354571.7629 | 41148.4 | 58036500 | 431.9919 | 76.3% | 48.66% | 22.83% | 37.51% | 0.8691% | 13.83% | 99.98% | 46.19% | 96.13% | 37.76% | 100% | 52.85% | 100% | 46.41% | 100% | 76.29% | 100% | 73.69% | Suburb Large | 3977.6203 | South Atlantic
33144 | 1 | Miami | Miami, FL | FL | 2009 | 6388 | 1360887.9527 | 104547.9 | 143185600 | 6150 | 1060489.9102 | 6145 | 627080.3313 | 6031 | 549307.351 | 76942 | 104551000 | 213 | 192522.1585 | 213 | 145845.0244 | 213 | 139718.3249 | 17197.6 | 23936300 | 25 | 107875.884 | 25 | 92085.769 | 25 | 90148.7713 | 10408.3 | 14698300 | 213.0382 | 96.27% | 77.93% | 3.334% | 14.15% | 0.3914% | 7.927% | 99.92% | 59.13% | 98.07% | 51.8% | 100% | 75.75% | 100% | 72.57% | 100% | 85.36% | 100% | 83.57% | Suburb Large | 9134.6222 | South Atlantic
33145 | 1 | Miami | Miami, FL | FL | 2009 | 7245 | 1598453.4095 | 104848.75 | 142270840 | 7095 | 1395286.6928 | 7094 | 726724.2283 | 6956 | 602636.5624 | 89541.9 | 120862000 | 134 | 120679.7729 | 134 | 81553.3986 | 134 | 76569.431 | 9373.55 | 13083500 | 16 | 82486.9438 | 16 | 51925.2912 | 16 | 49308.896 | 5933.3 | 8325340 | 220.6285 | 97.93% | 87.29% | 1.85% | 7.55% | 0.2208% | 5.16% | 99.99% | 52.08% | 98.04% | 43.19% | 100% | 67.58% | 100% | 63.45% | 100% | 62.95% | 100% | 59.78% | Suburb Large | 11910.3465 | South Atlantic
33146 | 1 | Miami | 0 | FL | 2009 | 3720 | 1548281.5946 | 97067.6 | 133387100 | 3175 | 871741.5544 | 3173 | 394148.9721 | 3104 | 308842.692 | 47601.5 | 64581000 | 495 | 365178.5698 | 495 | 197962.1425 | 495 | 172323.9949 | 23740.3 | 32658100 | 50 | 311361.4704 | 50 | 225250.0214 | 50 | 215604.6108 | 25725.8 | 36148000 | 416.2047 | 85.35% | 56.3% | 13.31% | 23.59% | 1.344% | 20.11% | 99.94% | 45.21% | 97.76% | 35.43% | 100% | 54.21% | 100% | 47.19% | 100% | 72.34% | 100% | 69.25% | Suburb Large | 4784.5757 | South Atlantic
33147 | 1 | Miami | 0 | FL | 2009 | 12489 | 2900168.4992 | 239626.7 | 339150800 | 11992 | 1716884.8454 | 11986 | 999832.6579 | 11684 | 869454.4742 | 123014 | 171252000 | 369 | 347777.4041 | 369 | 266775.7928 | 369 | 259575.7873 | 32267.1 | 45876800 | 128 | 835506.2497 | 128 | 743437.8633 | 128 | 735489.3072 | 84345.6 | 122022000 | 232.2178 | 96.02% | 59.2% | 2.955% | 11.99% | 1.025% | 28.81% | 99.95% | 58.24% | 97.43% | 50.64% | 100% | 76.71% | 100% | 74.64% | 100% | 88.98% | 100% | 88.03% | Suburb Large | 6350.0978 | South Atlantic
33149 | 1 | Miami | 0 | FL | 2009 | 1883 | 929375.9402 | 59852.9 | 82514300 | 1504 | 400710.5365 | 1503 | 188973.0818 | 1432 | 153239.957 | 22294.7 | 30395500 | 326 | 260908.3961 | 326 | 143311.2706 | 326 | 129194.1024 | 17498.5 | 24165700 | 53 | 267757.0076 | 53 | 169564.9684 | 53 | 158272.303 | 20059.7 | 27953100 | 493.5613 | 79.87% | 43.12% | 17.31% | 28.07% | 2.815% | 28.81% | 99.93% | 47.16% | 95.21% | 38.24% | 100% | 54.93% | 100% | 49.52% | 100% | 63.33% | 100% | 59.11% | Suburb Large | 2132.4967 | South Atlantic
33150 | 1 | Miami | 0 | FL | 2009 | 7091 | 1457285.0032 | 105663.4 | 148651200 | 6814 | 1023195.9742 | 6807 | 540602.0413 | 6542 | 458226.2321 | 65874.6 | 91451400 | 232 | 220038.6761 | 232 | 165972.491 | 232 | 160129.5215 | 19213.9 | 27541700 | 45 | 214050.3529 | 45 | 180711.3023 | 45 | 177110.5478 | 20574.9 | 29658100 | 205.5119 | 96.09% | 70.21% | 3.272% | 15.1% | 0.6346% | 14.69% | 99.9% | 52.83% | 96.01% | 44.78% | 100% | 75.43% | 100% | 72.77% | 100% | 84.42% | 100% | 82.74% | Suburb Large | 7753.4804 | South Atlantic
33154 | 1 | Miami | 0 | FL | 2009 | 2188 | 918812.6276 | 60955.2 | 85984200 | 1761 | 427318.053 | 1761 | 231571.6304 | 1733 | 193060.6395 | 27687.7 | 38484500 | 403 | 321102.6574 | 403 | 185763.1697 | 402 | 165869.4612 | 21369.9 | 30348200 | 24 | 170391.9172 | 24 | 107371.1404 | 24 | 101751.2582 | 11897.6 | 17151500 | 419.9326 | 80.48% | 46.51% | 18.42% | 34.95% | 1.097% | 18.54% | 100% | 54.19% | 98.41% | 45.18% | 100% | 57.85% | 99.75% | 51.66% | 100% | 63.01% | 100% | 59.72% | Suburb Large | 4086.9658 | South Atlantic
33155 | 1 | Miami | 0 | FL | 2009 | 12962 | 3226452.5108 | 244208.5 | 336863100 | 12310 | 2242732.6941 | 12304 | 1303552.8358 | 12147 | 1122913.9812 | 157213 | 215078000 | 572 | 500569.1553 | 572 | 350566.5564 | 572 | 332115.6323 | 41735.5 | 57904400 | 80 | 483150.6613 | 80 | 400468.0158 | 80 | 391622.6336 | 45260 | 63880700 | 248.9163 | 94.97% | 69.51% | 4.413% | 15.51% | 0.6172% | 14.97% | 99.95% | 58.12% | 98.68% | 50.07% | 100% | 70.03% | 100% | 66.35% | 100% | 82.89% | 100% | 81.06% | Suburb Large | 5362.5291 | South Atlantic
33156 | 0.41149 | Miami | 0 | FL | 2009 | 3516 | 1839261.2479 | 116775.7 | 156602500 | 1959 | 594620.9311 | 1956 | 293926.0124 | 1882 | 249731.2368 | 36446.3 | 48922700 | 1522 | 1077641.3942 | 1522 | 527531.8926 | 1521 | 450197.3071 | 68481.1 | 91294100 | 35 | 166998.9226 | 35 | 104804.8032 | 35 | 98806.199 | 11848.3 | 16385700 | 523.1118 | 55.72% | 32.33% | 43.29% | 58.59% | 0.9954% | 9.08% | 99.85% | 49.43% | 96.07% | 42% | 100% | 48.95% | 99.93% | 41.78% | 100% | 62.76% | 100% | 59.17% | Suburb Large | 2162.4902 | South Atlantic
33160 | 1 | Miami | 0 | FL | 2009 | 2138 | 1489523.4236 | 104980 | 149065900 | 1566 | 398705.887 | 1564 | 209366.1913 | 1528 | 179341.2516 | 26842.2 | 37120600 | 465 | 485028.3337 | 465 | 323571.5948 | 465 | 303959.1532 | 38345.5 | 54606100 | 107 | 605789.2029 | 107 | 364069.5511 | 107 | 339789.1348 | 39792.3 | 57339200 | 696.6901 | 73.25% | 26.77% | 21.75% | 32.56% | 5.005% | 40.67% | 99.87% | 52.51% | 97.57% | 44.98% | 100% | 66.71% | 100% | 62.67% | 100% | 60.1% | 100% | 56.09% | Suburb Large | 7204.7587 | South Atlantic
33161 | 1 | Miami | 0 | FL | 2009 | 9876 | 2523302.901 | 172878 | 242645100 | 9387 | 1878840.4152 | 9376 | 973404.7645 | 9038 | 824535.8802 | 116980 | 162802000 | 437 | 415662.2787 | 437 | 298573.3529 | 437 | 286813.4054 | 35307.6 | 50369400 | 52 | 228800.2071 | 52 | 174766.7208 | 52 | 169928.8448 | 20590.4 | 29473700 | 255.4985 | 95.05% | 74.46% | 4.425% | 16.47% | 0.5265% | 9.067% | 99.88% | 51.81% | 96.28% | 43.89% | 100% | 71.83% | 100% | 69% | 100% | 76.38% | 100% | 74.27% | Suburb Large | 8974.4492 | South Atlantic
33162 | 1 | Miami | 0 | FL | 2009 | 9720 | 2595026.556 | 196284.7 | 276442000 | 9292 | 1747233.0379 | 9289 | 959037.3481 | 9133 | 819199.4763 | 117969 | 163558000 | 360 | 363351.2537 | 360 | 268551.9422 | 360 | 258993.0125 | 31189.3 | 44684400 | 68 | 484442.2644 | 68 | 418537.2849 | 68 | 411922.9555 | 47126.4 | 68199600 | 266.978 | 95.6% | 67.33% | 3.704% | 14% | 0.6996% | 18.67% | 99.97% | 54.89% | 98.29% | 46.89% | 100% | 73.91% | 100% | 71.28% | 100% | 86.4% | 100% | 85.03% | Suburb Large | 7289.2149 | South Atlantic
33165 | 1 | Miami | 0 | FL | 2009 | 15160 | 3688720.7329 | 294915.6 | 404233400 | 14625 | 2981358.9033 | 14622 | 1871787.7874 | 14545 | 1687761.064 | 231729 | 316152000 | 481 | 381942.2525 | 481 | 260465.7063 | 481 | 246529.3816 | 32441.9 | 44778800 | 54 | 325419.5771 | 54 | 268124.8009 | 54 | 262800.2557 | 30744.7 | 43302600 | 243.3193 | 96.47% | 80.82% | 3.173% | 10.35% | 0.3562% | 8.822% | 99.98% | 62.78% | 99.45% | 56.61% | 100% | 68.2% | 100% | 64.55% | 100% | 82.39% | 100% | 80.76% | Suburb Large | 6873.9226 | South Atlantic
33166 | 1 | Miami | 0 | FL | 2009 | 6417 | 4183634.1334 | 382968 | 538695200 | 5233 | 958895.8649 | 5230 | 546986.0936 | 5144 | 472247.0237 | 65911.2 | 90192200 | 767 | 858927.9803 | 767 | 695713.819 | 767 | 678803.2506 | 78995.8 | 111351000 | 417 | 2365810.2882 | 417 | 2123631.3527 | 417 | 2103579.5275 | 238061 | 337152000 | 651.9611 | 81.55% | 22.92% | 11.95% | 20.53% | 6.498% | 56.55% | 99.94% | 57.04% | 98.3% | 49.25% | 100% | 81% | 100% | 79.03% | 100% | 89.76% | 100% | 88.92% | Suburb Large | 1998.6269 | South Atlantic
33167 | 1 | Miami | 0 | FL | 2009 | 4935 | 1712641.0453 | 143273.1 | 204357500 | 4729 | 847655.7096 | 4716 | 462557.7638 | 4593 | 395964.7651 | 55030 | 76804600 | 127 | 123276.3106 | 127 | 90555.76 | 126 | 87421.5689 | 11237.7 | 15865900 | 79 | 741709.0251 | 79 | 682934.8243 | 79 | 678854.6717 | 77005.4 | 111687000 | 347.0397 | 95.83% | 49.49% | 2.573% | 7.198% | 1.601% | 43.31% | 99.73% | 54.57% | 97.12% | 46.71% | 100% | 73.46% | 99.21% | 70.92% | 100% | 92.08% | 100% | 91.53% | Suburb Large | 5047.8647 | South Atlantic
33168 | 1 | Miami | 0 | FL | 2009 | 7307 | 1542943.3514 | 97823.59 | 136969600 | 7134 | 1324456.4322 | 7129 | 677235.9038 | 6886 | 561715.6277 | 78994.2 | 109955000 | 154 | 135956.0573 | 154 | 97417.3024 | 154 | 93432.0976 | 11365.8 | 16252100 | 19 | 82530.8618 | 19 | 65954.1014 | 19 | 64194.8889 | 7463.59 | 10762500 | 211.1596 | 97.63% | 85.84% | 2.108% | 8.811% | 0.26% | 5.349% | 99.93% | 51.13% | 96.52% | 42.41% | 100% | 71.65% | 100% | 68.72% | 100% | 79.91% | 100% | 77.78% | Suburb Large | 7098.1542 | South Atlantic
33169 | 1 | Miami | 0 | FL | 2009 | 8427 | 2713773.0742 | 219317.1 | 310431900 | 7747 | 1457318.766 | 7745 | 835610.8428 | 7672 | 726466.0492 | 103059 | 143243000 | 547 | 484252.1421 | 546 | 324130.6337 | 544 | 309112.1018 | 40061.5 | 56796900 | 133 | 772202.1661 | 133 | 677733.0808 | 133 | 668892.7922 | 76196.6 | 110392000 | 322.0331 | 91.93% | 53.7% | 6.491% | 17.84% | 1.578% | 28.45% | 99.97% | 57.34% | 99.03% | 49.85% | 99.82% | 66.93% | 99.45% | 63.83% | 100% | 87.77% | 100% | 86.62% | Suburb Large | 6192.8173 | South Atlantic
33172 | 1 | Miami | 0 | FL | 2009 | 3794 | 3216726.7083 | 296342.6 | 415726700 | 2621 | 479207.8734 | 2621 | 286963.4105 | 2335 | 254780.6277 | 36016.8 | 48571700 | 905 | 865151.3042 | 905 | 617127.1902 | 905 | 587263.7748 | 72394.8 | 101021000 | 268 | 1872367.5307 | 268 | 1673921.4789 | 268 | 1654466.9741 | 187931 | 266134000 | 847.8457 | 69.08% | 14.9% | 23.85% | 26.9% | 7.064% | 58.21% | 100% | 59.88% | 89.09% | 53.17% | 100% | 71.33% | 100% | 67.88% | 100% | 89.4% | 100% | 88.36% | Suburb Large | 4747.9444 | South Atlantic
33173 | 1 | Miami | 0 | FL | 2009 | 7230 | 2421795.3243 | 181750 | 244181100 | 6237 | 1442621.8945 | 6235 | 803574.6627 | 6177 | 702368.6168 | 103670 | 138422000 | 935 | 740784.5394 | 935 | 440297.1753 | 934 | 401019.5019 | 57116.5 | 76676300 | 58 | 238388.8904 | 58 | 185173.6813 | 58 | 178216.7844 | 20963.5 | 29082800 | 334.9648 | 86.27% | 59.57% | 12.93% | 30.59% | 0.8022% | 9.843% | 99.97% | 55.7% | 99.04% | 48.69% | 100% | 59.44% | 99.89% | 54.13% | 100% | 77.68% | 100% | 74.76% | Suburb Large | 6186.6506 | South Atlantic
33174 | 1 | Miami | 0 | FL | 2009 | 4818 | 1180277.3482 | 93859.3 | 127496600 | 4512 | 826960.4807 | 4512 | 475896.9585 | 4471 | 425118.6899 | 63424.2 | 85212400 | 282 | 229275.4519 | 282 | 151105.3443 | 282 | 142859.8592 | 18961.8 | 26112500 | 24 | 124041.4156 | 24 | 100937.5473 | 24 | 98542.8765 | 11473.3 | 16171700 | 244.9725 | 93.65% | 70.06% | 5.853% | 19.43% | 0.4981% | 10.51% | 100% | 57.55% | 99.09% | 51.41% | 100% | 65.91% | 100% | 62.31% | 100% | 81.37% | 100% | 79.44% | Suburb Large | 10234.9249 | South Atlantic
33175 | 0.2164 | Miami | 0 | FL | 2009 | 1553 | 524499.8121 | 40890.02 | 55263700 | 1386 | 310805.2689 | 1386 | 173772.7347 | 1366 | 153017.9404 | 22357 | 29880000 | 154 | 111244.5137 | 154 | 70648.0553 | 154 | 66150.2829 | 9148.4 | 12287500 | 13 | 102450.0296 | 13 | 83975.6486 | 13 | 82393.432 | 9384.62 | 13096200 | 337.7333 | 89.25% | 59.26% | 9.916% | 21.21% | 0.8371% | 19.53% | 100% | 55.91% | 98.56% | 49.23% | 100% | 63.51% | 100% | 59.46% | 100% | 81.97% | 100% | 80.42% | Suburb Large | 6606.4634 | South Atlantic
33176 | 0.21021 | Miami | 0 | FL | 2009 | 2183 | 893600.2164 | 65496.7 | 88405600 | 1731 | 445455.2754 | 1731 | 237172.5962 | 1698 | 204224.2093 | 29885 | 40031000 | 437 | 320241.5363 | 437 | 191323.4803 | 437 | 175387.8855 | 24530.4 | 33014300 | 15 | 127903.4047 | 15 | 96036.2247 | 15 | 92947.1812 | 11081.3 | 15360300 | 409.345 | 79.29% | 49.85% | 20.02% | 35.84% | 0.6871% | 14.31% | 100% | 53.24% | 98.09% | 45.85% | 100% | 59.74% | 100% | 54.77% | 100% | 75.08% | 100% | 72.67% | Suburb Large | 3829.5621 | South Atlantic
33178 | 0.36582 | Miami | 0 | FL | 2009 | 6218 | 3976479.0581 | 351531.8 | 487242900 | 4582 | 862751.3033 | 4579 | 414791.3665 | 4477 | 352846.9939 | 58753.7 | 78061900 | 1382 | 1201491.9313 | 1382 | 720887.7931 | 1382 | 656708.852 | 97182.1 | 131922000 | 254 | 1912235.8235 | 254 | 1739266.3539 | 254 | 1724601.4395 | 195596 | 277259000 | 639.5109 | 73.69% | 21.7% | 22.23% | 30.21% | 4.085% | 48.09% | 99.93% | 48.08% | 97.71% | 40.9% | 100% | 60% | 100% | 54.66% | 100% | 90.95% | 100% | 90.19% | Suburb Large | 866.0992 | South Atlantic
33179 | 1 | Miami | 0 | FL | 2009 | 5639 | 2245060.9445 | 171950.6 | 242976200 | 4764 | 1143350.3271 | 4764 | 636064.0837 | 4737 | 549295.8041 | 79488.9 | 110443000 | 784 | 637150.5395 | 784 | 402763.1152 | 784 | 371002.1033 | 48247.6 | 68468300 | 91 | 464560.0779 | 91 | 395163.0063 | 91 | 388462.0541 | 44214.1 | 64064900 | 398.131 | 84.48% | 50.93% | 13.9% | 28.38% | 1.614% | 20.69% | 100% | 55.63% | 99.43% | 48.04% | 100% | 63.21% | 100% | 58.23% | 100% | 85.06% | 100% | 83.62% | Suburb Large | 7049.8412 | South Atlantic
33180 | 1 | Miami | 0 | FL | 2009 | 2553 | 1589293.5218 | 115163.9 | 163180000 | 2019 | 474483.602 | 2019 | 254165.0819 | 1943 | 216357.1282 | 31619.6 | 43806300 | 447 | 406795.2316 | 447 | 244006.1315 | 447 | 222080.5656 | 30250.5 | 42526300 | 87 | 708014.6883 | 87 | 482443.8933 | 87 | 456005.7136 | 53293.8 | 76847400 | 622.52 | 79.08% | 29.86% | 17.51% | 25.6% | 3.408% | 44.55% | 100% | 53.57% | 96.24% | 45.6% | 100% | 59.98% | 100% | 54.59% | 100% | 68.14% | 100% | 64.41% | Suburb Large | 7844.3761 | South Atlantic
33181 | 1 | Miami | 0 | FL | 2009 | 2532 | 1124946.8111 | 90018.4 | 128613000 | 2165 | 480327.8165 | 2162 | 274948.7011 | 2076 | 241000.4692 | 33114.1 | 46461600 | 308 | 293607.9372 | 308 | 210439.3856 | 307 | 201169.5301 | 24360.7 | 35035400 | 59 | 351011.0573 | 59 | 291079.4072 | 59 | 284421.1453 | 32543.6 | 47116000 | 444.2918 | 85.51% | 42.7% | 12.16% | 26.1% | 2.33% | 31.2% | 99.86% | 57.24% | 95.89% | 50.17% | 100% | 71.67% | 99.68% | 68.52% | 100% | 82.93% | 100% | 81.03% | Suburb Large | 3614.5124 | South Atlantic
33182 | 0.15277 | Miami | 0 | FL | 2009 | 92 | 59528.2816 | 4858.82 | 6616230 | 55 | 17700.0443 | 55 | 9687.6416 | 54 | 8620.6924 | 1375.93 | 1824700 | 35 | 22639.5781 | 35 | 13549.5124 | 35 | 12274.4408 | 1808.84 | 2441670 | 2 | 19188.6592 | 2 | 14761.5178 | 2 | 14156.6485 | 1674.05 | 2349860 | 647.0465 | 59.78% | 29.73% | 38.04% | 38.03% | 2.174% | 32.23% | 100% | 54.73% | 98.18% | 48.7% | 100% | 59.85% | 100% | 54.22% | 100% | 76.93% | 100% | 73.78% | Suburb Large | 2163.0111 | South Atlantic
33183 | 0.20205 | Miami | 0 | FL | 2009 | 598 | 364280.0645 | 30527.85 | 41262200 | 435 | 125645.1063 | 435 | 66231.3318 | 428 | 57457.136 | 9318.52 | 12268600 | 145 | 105020.0217 | 145 | 65580.5823 | 145 | 60146.5776 | 8589.63 | 11497200 | 18 | 133614.9365 | 18 | 109148.8529 | 18 | 106771.5523 | 12619.7 | 17496400 | 609.164 | 72.74% | 34.49% | 24.25% | 28.83% | 3.01% | 36.68% | 100% | 52.71% | 98.39% | 45.73% | 100% | 62.45% | 100% | 57.27% | 100% | 81.69% | 100% | 79.91% | Suburb Large | 6709.6846 | South Atlantic
33184 | 0.16899 | Miami | 0 | FL | 2009 | 556 | 170606.0017 | 12517.595 | 16798318 | 522 | 135249.6735 | 522 | 69931.6281 | 521 | 60461.4318 | 9657.81 | 12867600 | 33 | 32018.7161 | 33 | 19987.3253 | 33 | 18390.8314 | 2511.7 | 3436600 | 1 | 3337.6121 | 1 | 3154.8683 | 1 | 3094.2423 | 348.085 | 494118 | 306.8453 | 93.88% | 79.28% | 5.935% | 18.77% | 0.1799% | 1.956% | 100% | 51.71% | 99.81% | 44.7% | 100% | 62.42% | 100% | 57.44% | 100% | 94.52% | 100% | 92.71% | Suburb Large | 5141.6173 | South Atlantic
33186 | 0.027384 | Miami | 0 | FL | 2009 | 450 | 127084.6561 | 9700.528 | 12699630 | 424 | 99534.6736 | 424 | 51416.0818 | 420 | 44465.931 | 7449.82 | 9630600 | 24 | 19771.4492 | 24 | 10810.4174 | 24 | 9785.6117 | 1529.14 | 2060610 | 2 | 7778.5333 | 2 | 6483.627 | 2 | 6353.9186 | 721.568 | 1008420 | 282.4103 | 94.22% | 78.32% | 5.333% | 15.56% | 0.4444% | 6.121% | 100% | 51.66% | 99.06% | 44.67% | 100% | 54.68% | 100% | 49.49% | 100% | 83.35% | 100% | 81.69% | Suburb Large | 5221.076 | South Atlantic
33301 | 1 | Miami | 0 | FL | 2009 | 3746 | 1258383.8644 | 87503.8 | 122761000 | 3358 | 698459.3039 | 3353 | 368444.5175 | 3245 | 309222.8704 | 45104.8 | 62325900 | 331 | 271166.3317 | 331 | 174662.3111 | 331 | 159716.4632 | 20785 | 29358100 | 57 | 288758.2289 | 57 | 192829.8281 | 57 | 182825.2934 | 21614 | 31077000 | 335.9274 | 89.64% | 55.5% | 8.836% | 21.55% | 1.522% | 22.95% | 99.85% | 52.75% | 96.63% | 44.27% | 100% | 64.41% | 100% | 58.9% | 100% | 66.78% | 100% | 63.31% | Suburb Large | 5460.2975 | South Atlantic
33304 | 0.99369 | Miami | 0 | FL | 2009 | 4232 | 1701506.1756 | 120245.1 | 154745200 | 3508 | 790709.7765 | 3508 | 413665.4065 | 3444 | 348422.5768 | 49445 | 62826000 | 660 | 508377.1613 | 660 | 308459.3274 | 660 | 279598.9463 | 36516.7 | 47022000 | 64 | 402419.2378 | 64 | 303687.0732 | 64 | 292458.3797 | 34283.4 | 44897200 | 402.0572 | 82.89% | 46.47% | 15.6% | 29.88% | 1.512% | 23.65% | 100% | 52.32% | 98.18% | 44.06% | 100% | 60.68% | 100% | 55% | 100% | 75.47% | 100% | 72.68% | Suburb Large | 5012.0019 | South Atlantic
33305 | 0.91218 | Miami | 0 | FL | 2009 | 3361 | 887178.529 | 62815.74 | 80168460 | 3145 | 662163.3878 | 3141 | 364345.1733 | 3099 | 309987.7781 | 44156.2 | 55889500 | 204 | 172420.4908 | 204 | 118491.322 | 204 | 111881.7338 | 13972 | 18098500 | 12 | 52594.6504 | 12 | 42627.6912 | 12 | 41188.0527 | 4687.54 | 6180460 | 263.9627 | 93.57% | 74.64% | 6.07% | 19.43% | 0.357% | 5.928% | 99.87% | 55.02% | 98.54% | 46.81% | 100% | 68.72% | 100% | 64.89% | 100% | 81.05% | 100% | 78.31% | Suburb Large | 5193.8653 | South Atlantic
33309 | 1 | Miami | 0 | FL | 2009 | 9763 | 3316740.3676 | 294429.8 | 381726000 | 8578 | 1326867.2916 | 8570 | 821066.9894 | 8429 | 731778.5005 | 98567.4 | 125349000 | 965 | 972722.3862 | 965 | 768262.1057 | 964 | 749102.3659 | 91713.4 | 119205000 | 220 | 1017150.6898 | 220 | 924965.2884 | 220 | 915706.3271 | 104149 | 137172000 | 339.7255 | 87.86% | 40.01% | 9.884% | 29.33% | 2.253% | 30.67% | 99.91% | 61.88% | 98.26% | 55.15% | 100% | 78.98% | 99.9% | 77.01% | 100% | 90.94% | 100% | 90.03% | Suburb Large | 3393.7472 | South Atlantic
33311 | 1 | Miami | 0 | FL | 2009 | 16388 | 3919554.8205 | 314044.1 | 403791200 | 15445 | 2502529.956 | 15444 | 1485101.7222 | 15283 | 1313834.4334 | 181774 | 230874000 | 805 | 765760.2461 | 805 | 579560.2475 | 804 | 561734.2622 | 68726.4 | 89370400 | 138 | 651264.6185 | 138 | 558723.2697 | 138 | 550771.329 | 63543.7 | 83546800 | 239.1722 | 94.25% | 63.85% | 4.912% | 19.54% | 0.8421% | 16.62% | 99.99% | 59.34% | 98.95% | 52.5% | 100% | 75.68% | 99.88% | 73.36% | 100% | 85.79% | 100% | 84.57% | Suburb Large | 5885.0456 | South Atlantic
33312 | 1 | Miami | 0 | FL | 2009 | 15411 | 3706249.5285 | 289361.2 | 407291700 | 14617 | 2476199.6983 | 14611 | 1430777.703 | 14277 | 1261831.4754 | 174328 | 242943000 | 675 | 564194.697 | 675 | 392933.3341 | 674 | 373438.9767 | 49306.8 | 69287500 | 119 | 665855.1331 | 119 | 583838.817 | 119 | 576396.858 | 65726.4 | 95061200 | 240.4938 | 94.85% | 66.81% | 4.38% | 15.22% | 0.7722% | 17.97% | 99.96% | 57.78% | 97.67% | 50.96% | 100% | 69.64% | 99.85% | 66.19% | 100% | 87.68% | 100% | 86.56% | Suburb Large | 4394.3714 | South Atlantic
33313 | 0.9175 | Miami | 0 | FL | 2009 | 7694 | 2547281.9542 | 210071.2 | 270626600 | 6892 | 1399930.7851 | 6892 | 854697.4923 | 6870 | 764284.0278 | 104851 | 133523000 | 713 | 692353.7586 | 713 | 509758.2541 | 713 | 489420.5376 | 60584.6 | 78493900 | 89 | 454997.4106 | 89 | 393083.9145 | 89 | 386683.9288 | 44635.6 | 58609700 | 331.0738 | 89.58% | 54.96% | 9.267% | 27.18% | 1.157% | 17.86% | 100% | 61.05% | 99.68% | 54.59% | 100% | 73.63% | 100% | 70.69% | 100% | 86.39% | 100% | 84.99% | Suburb Large | 9028.2308 | South Atlantic
33314 | 1 | Miami | 0 | FL | 2009 | 6028 | 1856017.8575 | 154767.9 | 218906400 | 5367 | 851195.2935 | 5362 | 499097.3702 | 5073 | 441069.4668 | 61898.6 | 86056100 | 581 | 527009.4551 | 581 | 396603.2775 | 581 | 382355.8502 | 47976.2 | 68204200 | 80 | 477813.1089 | 80 | 395485.099 | 80 | 385552.526 | 44893.1 | 64646100 | 307.8994 | 89.03% | 45.86% | 9.638% | 28.39% | 1.327% | 25.74% | 99.91% | 58.63% | 94.52% | 51.82% | 100% | 75.26% | 100% | 72.55% | 100% | 82.77% | 100% | 80.69% | Suburb Large | 2553.1146 | South Atlantic
33315 | 1 | Miami | 0 | FL | 2009 | 4547 | 1370273.0041 | 108752.9 | 154413900 | 4238 | 669489.2241 | 4234 | 354691.677 | 4062 | 301712.8064 | 43176.4 | 59852800 | 240 | 243182.3368 | 240 | 193480.5496 | 240 | 188641.2518 | 22370.1 | 32135500 | 69 | 457601.4432 | 69 | 387480.5378 | 69 | 378337.3389 | 43206.4 | 62425600 | 301.3576 | 93.2% | 48.86% | 5.278% | 17.75% | 1.517% | 33.39% | 99.91% | 52.98% | 95.85% | 45.07% | 100% | 79.56% | 100% | 77.57% | 100% | 84.68% | 100% | 82.68% | Suburb Large | 2065.8666 | South Atlantic
33316 | 1 | Miami | 0 | FL | 2009 | 3497 | 1632132.7083 | 133358.8 | 189308800 | 2785 | 595878.2399 | 2775 | 348615.643 | 2715 | 305935.8155 | 42353 | 59055300 | 632 | 543691.486 | 632 | 381939.2061 | 628 | 362557.5293 | 45695.4 | 65037000 | 80 | 492562.9824 | 80 | 398672.4773 | 80 | 388145.7993 | 45310.4 | 65216500 | 466.7237 | 79.64% | 36.51% | 18.07% | 33.31% | 2.288% | 30.18% | 99.64% | 58.5% | 97.49% | 51.34% | 100% | 70.25% | 99.37% | 66.68% | 100% | 80.94% | 100% | 78.8% | Suburb Large | 1870.0631 | South Atlantic
33317 | 1 | Miami | 0 | FL | 2009 | 10828 | 3032788.4447 | 242481.7 | 338837700 | 10298 | 2362939.434 | 10297 | 1412091.5696 | 10197 | 1254293.136 | 180464 | 250194000 | 475 | 398123.7083 | 475 | 293436.6695 | 474 | 281458.173 | 35296.2 | 50175600 | 55 | 271725.3024 | 55 | 233016.7188 | 55 | 228697.2692 | 26721.5 | 38468100 | 280.0876 | 95.11% | 77.91% | 4.387% | 13.13% | 0.5079% | 8.96% | 99.99% | 59.76% | 99.02% | 53.08% | 100% | 73.7% | 99.79% | 70.7% | 100% | 85.75% | 100% | 84.16% | Suburb Large | 3809.6007 | South Atlantic
33319 | 0.40038 | Miami | 0 | FL | 2009 | 4320 | 855467.097 | 67122.57 | 86594800 | 4145 | 588579.943 | 4143 | 360806.0168 | 4100 | 315895.5587 | 42588.3 | 54526800 | 153 | 172754.5567 | 153 | 133419.918 | 153 | 129983.4209 | 15610.6 | 20346400 | 22 | 94132.5972 | 22 | 78489.2042 | 22 | 77111.8788 | 8923.67 | 11721600 | 198.0248 | 95.95% | 68.8% | 3.542% | 20.19% | 0.5093% | 11% | 99.95% | 61.3% | 98.91% | 53.67% | 100% | 77.23% | 100% | 75.24% | 100% | 83.38% | 100% | 81.92% | Suburb Large | 6326.4007 | South Atlantic
33322 | 0.93852 | Miami | 0 | FL | 2009 | 8814 | 2595348.9549 | 190540.9 | 241462500 | 8273 | 1898793.3677 | 8272 | 991434.5544 | 8209 | 857725.327 | 130664 | 163784000 | 510 | 461644.6664 | 510 | 301291.4011 | 510 | 284574.6239 | 37133.6 | 47861800 | 31 | 234910.9208 | 31 | 200246.5972 | 31 | 195428.3102 | 22743.3 | 29816700 | 294.4576 | 93.86% | 73.16% | 5.786% | 17.79% | 0.3517% | 9.051% | 99.99% | 52.21% | 99.23% | 45.17% | 100% | 65.26% | 100% | 61.64% | 100% | 85.24% | 100% | 83.19% | Suburb Large | 6376.2098 | South Atlantic
33323 | 0.21915 | Miami | 0 | FL | 2009 | 3258 | 1576166.3698 | 123712.3 | 157756700 | 2746 | 663974.9305 | 2745 | 314456.3513 | 2694 | 268622.3183 | 44190.8 | 55045600 | 449 | 334272.1373 | 449 | 177726.3445 | 449 | 159276.5349 | 25107.6 | 31292700 | 63 | 577919.302 | 63 | 475640.6011 | 63 | 464386.4623 | 54413.9 | 71418400 | 483.7834 | 84.28% | 42.13% | 13.78% | 21.21% | 1.934% | 36.67% | 99.96% | 47.36% | 98.11% | 40.46% | 100% | 53.17% | 100% | 47.65% | 100% | 82.3% | 100% | 80.35% | Suburb Large | 680.5771 | South Atlantic
33324 | 0.99956 | Miami | 0 | FL | 2009 | 7994 | 3003411.4413 | 229993.3 | 292104800 | 6583 | 1463276.8659 | 6581 | 775141.1009 | 6455 | 673528.6021 | 103975 | 130445000 | 1337 | 1038964.6531 | 1337 | 602959.029 | 1337 | 546883.6005 | 79897.8 | 101091000 | 74 | 501169.9223 | 74 | 409282.3116 | 74 | 397928.4799 | 46120.5 | 60568800 | 375.7082 | 82.35% | 48.72% | 16.73% | 34.59% | 0.9257% | 16.69% | 99.97% | 52.97% | 98.06% | 46.03% | 100% | 58.03% | 100% | 52.64% | 100% | 81.67% | 100% | 79.4% | Suburb Large | 4299.5646 | South Atlantic
33325 | 0.99529 | Miami | 0 | FL | 2009 | 8885 | 2374703.4196 | 193251.3 | 268517000 | 8098 | 1476569.5994 | 8084 | 820427.6927 | 7877 | 726089.12 | 111053 | 152772000 | 728 | 514660.3432 | 728 | 307064.7899 | 727 | 281680.3265 | 43142.3 | 59205300 | 59 | 383473.477 | 59 | 344107.4222 | 59 | 339804.3843 | 39056 | 56539700 | 267.2711 | 91.14% | 62.18% | 8.194% | 21.67% | 0.664% | 16.15% | 99.83% | 55.56% | 97.27% | 49.17% | 100% | 59.66% | 99.86% | 54.73% | 100% | 89.73% | 100% | 88.61% | Suburb Large | 2544.3066 | South Atlantic
33326 | 0.099212 | Miami | 0 | FL | 2009 | 938 | 355274.5656 | 29774.65 | 37902600 | 784 | 159975.169 | 784 | 82178.8117 | 774 | 71046.6032 | 11642.9 | 14479800 | 139 | 104278.5901 | 139 | 64144.2927 | 139 | 59004.4859 | 8526.82 | 10791600 | 15 | 91020.8065 | 15 | 85184.3812 | 15 | 84376.0522 | 9604.93 | 12631200 | 378.7575 | 83.58% | 45.03% | 14.82% | 29.35% | 1.599% | 25.62% | 100% | 51.37% | 98.72% | 44.41% | 100% | 61.51% | 100% | 56.58% | 100% | 93.59% | 100% | 92.7% | Suburb Large | 1636.3439 | South Atlantic
33328 | 0.99955 | Miami | 0 | FL | 2009 | 8149 | 2203449.7236 | 173737.5 | 218592200 | 7587 | 1639173.8194 | 7586 | 893705.0339 | 7509 | 779327.0524 | 121423 | 151648000 | 531 | 382264.3087 | 531 | 251197.4879 | 531 | 235375.0249 | 33751.5 | 42690000 | 31 | 182011.5955 | 31 | 160476.1777 | 31 | 157443.1508 | 18563 | 24254200 | 270.3951 | 93.1% | 74.39% | 6.516% | 17.35% | 0.3804% | 8.26% | 99.99% | 54.52% | 98.97% | 47.54% | 100% | 65.71% | 100% | 61.57% | 100% | 88.17% | 100% | 86.5% | Suburb Large | 3041.1923 | South Atlantic
33330 | 1 | Miami | 0 | FL | 2009 | 4864 | 1671848.7533 | 139284.2 | 189906200 | 3982 | 1032342.2175 | 3979 | 582508.2549 | 3953 | 519049.1361 | 84492.2 | 114782000 | 862 | 539062.2922 | 862 | 299668.8099 | 862 | 269003.5443 | 44444.4 | 60416200 | 20 | 100444.2436 | 20 | 85581.483 | 20 | 84199.2389 | 10347.6 | 14708000 | 343.7189 | 81.87% | 61.75% | 17.72% | 32.24% | 0.4112% | 6.008% | 99.92% | 56.43% | 99.27% | 50.28% | 100% | 55.59% | 100% | 49.9% | 100% | 85.2% | 100% | 83.83% | Suburb Large | 1693.4602 | South Atlantic
33331 | 0.48686 | Miami | 0 | FL | 2009 | 3525 | 1179014.5629 | 96357.9 | 132049900 | 3164 | 790886.8728 | 3164 | 413702.7705 | 3152 | 367152.0909 | 62037.7 | 83907200 | 333 | 215062.148 | 333 | 131367.1776 | 333 | 120502.1761 | 18313.2 | 25094700 | 28 | 173065.5421 | 28 | 141368.371 | 28 | 136696.1909 | 16007 | 23048000 | 334.4722 | 89.76% | 67.08% | 9.447% | 18.24% | 0.7943% | 14.68% | 100% | 52.31% | 99.62% | 46.42% | 100% | 61.08% | 100% | 56.03% | 100% | 81.68% | 100% | 78.99% | Suburb Large | 2035.501 | South Atlantic
33334 | 0.52477 | Miami | 0 | FL | 2009 | 4966 | 1016707.7669 | 86693.1 | 111237100 | 4669 | 613966.578 | 4667 | 379637.3397 | 4618 | 336905.1626 | 46884.9 | 59082400 | 258 | 246196.4215 | 258 | 205877.1266 | 258 | 202091.0743 | 23942.6 | 31279600 | 39 | 156544.7674 | 39 | 140457.5823 | 39 | 139317.901 | 15865.6 | 20875100 | 204.7337 | 94.02% | 60.39% | 5.195% | 24.22% | 0.7853% | 15.4% | 99.96% | 61.83% | 98.91% | 54.87% | 100% | 83.62% | 100% | 82.09% | 100% | 89.72% | 100% | 89% | Suburb Large | 5584.2299 | South Atlantic
33394 | 1 | Miami | 0 | FL | 2009 | 4 | 25108.9813 | 1861.18 | 2632140 | 0 | 0 | 0 | 0 | 0 | 0 | 0 | 0 | 0 | 0 | 0 | 0 | 0 | 0 | 0 | 0 | 4 | 25108.9813 | 4 | 15430.1876 | 4 | 14587.5261 | 1861.18 | 2632140 | 6277.2453 | 0% | 0% | 0% | 0% | 100% | 100% | #DIV/0! | #DIV/0! | #DIV/0! | #DIV/0! | #DIV/0! | #DIV/0! | #DIV/0! | #DIV/0! | 100% | 61.45% | 100% | 58.1% | Suburb Large | 8880.0217 | South Atlantic
33510 | 0.5981 | Tampa | 0 | FL | 2013 | 4422 | 1241692.3389 | 81880 | 114662600 | 4213 | 929227.9471 | 4186 | 391953.1224 | 3918 | 322570.6005 | 55139.3 | 76151800 | 190 | 154811.6707 | 190 | 81116.4564 | 190 | 74308.9213 | 11464.7 | 16063900 | 19 | 157652.721 | 19 | 137064.0043 | 19 | 134272.5114 | 15276 | 22446900 | 280.7988 | 95.27% | 74.84% | 4.297% | 12.47% | 0.4297% | 12.7% | 99.36% | 42.18% | 93% | 34.71% | 100% | 52.4% | 100% | 48% | 100% | 86.94% | 100% | 85.17% | Suburb Large | 3210.029 | South Atlantic
33511 | 0.29244 | Tampa | 0 | FL | 2013 | 3218 | 1324171.0255 | 104755.7 | 145239300 | 2650 | 527259.6773 | 2648 | 250076.6752 | 2598 | 212402.9832 | 36224.5 | 49113000 | 534 | 448071.2047 | 534 | 243752.0386 | 534 | 222591.9167 | 34918.3 | 47859400 | 34 | 348840.1436 | 34 | 295706.9669 | 34 | 289087.0735 | 33612.9 | 48266900 | 411.4888 | 82.35% | 39.82% | 16.59% | 33.84% | 1.057% | 26.34% | 99.92% | 47.43% | 98.04% | 40.28% | 100% | 54.4% | 100% | 49.68% | 100% | 84.77% | 100% | 82.87% | Suburb Large | 3177.1845 | South Atlantic
33534 | 0.66938 | Tampa | 0 | FL | 2013 | 3505 | 843927.2851 | 56344.98 | 78165400 | 3368 | 531261.2645 | 3356 | 246239.4101 | 2965 | 201667.1679 | 32128.1 | 43778200 | 110 | 92363.5455 | 110 | 59814.3905 | 110 | 56884.6089 | 7332.58 | 10307500 | 27 | 220302.4751 | 27 | 143595.2742 | 27 | 139842.3663 | 16884.3 | 24079700 | 240.7781 | 96.09% | 62.95% | 3.138% | 10.94% | 0.7703% | 26.1% | 99.64% | 46.35% | 88.03% | 37.96% | 100% | 64.76% | 100% | 61.59% | 100% | 65.18% | 100% | 63.48% | Suburb Large | 958.4371 | South Atlantic
33549 | 0.074428 | Tampa | 0 | FL | 2013 | 506 | 118721.542 | 7404.376 | 10562510 | 457 | 69137.0949 | 455 | 30391.7345 | 393 | 25084.6346 | 3608.97 | 5092280 | 47 | 38616.3036 | 47 | 23363.1594 | 47 | 21450.8683 | 2872.76 | 4130990 | 2 | 10968.1435 | 2 | 7798.281 | 2 | 7449.6578 | 922.646 | 1339240 | 234.6276 | 90.32% | 58.23% | 9.289% | 32.53% | 0.3953% | 9.239% | 99.56% | 43.96% | 86% | 36.28% | 100% | 60.5% | 100% | 55.55% | 100% | 71.1% | 100% | 67.92% | Suburb Large | 1114.5376 | South Atlantic
33556 | 0.030263 | Tampa | 0 | FL | 2013 | 818 | 260877.5519 | 17265.24 | 23964010 | 748 | 205416.5697 | 746 | 91715.4629 | 732 | 75569.9205 | 13084.9 | 18033300 | 66 | 43967.798 | 66 | 23394.748 | 66 | 20820.4556 | 3170.75 | 4451880 | 4 | 11493.1843 | 4 | 8170.2763 | 4 | 8015.7513 | 1009.59 | 1478830 | 318.9212 | 91.44% | 78.74% | 8.068% | 16.85% | 0.489% | 4.406% | 99.73% | 44.65% | 97.86% | 36.79% | 100% | 53.21% | 100% | 47.35% | 100% | 71.09% | 100% | 69.74% | Suburb Large | 441.4589 | South Atlantic
33559 | 0.055105 | Tampa | 0 | FL | 2013 | 637 | 133613.5453 | 7343.23 | 10189210 | 600 | 103638.3755 | 585 | 37230.9988 | 490 | 29036.0647 | 4967.92 | 6854470 | 37 | 29975.1698 | 37 | 16029.7114 | 37 | 14462.4254 | 2375.31 | 3334740 | 0 | 0 | 0 | 0 | 0 | 0 | 0 | 0 | 209.7544 | 94.19% | 77.57% | 5.808% | 22.43% | 0% | 0% | 97.5% | 35.92% | 81.67% | 28.02% | 100% | 53.48% | 100% | 48.25% | #DIV/0! | #DIV/0! | #DIV/0! | #DIV/0! | Suburb Large | 1378.598 | South Atlantic
33563 | 0.0017768 | Tampa | 0 | FL | 2013 | 12 | 18164.0352 | 1649.8214 | 2251558 | 4 | 1252.5389 | 4 | 741.6072 | 4 | 715.1048 | 86.6514 | 115763 | 5 | 5190.7917 | 5 | 4373.3793 | 5 | 4327.8702 | 487.27 | 665425 | 3 | 11720.7046 | 3 | 9686.053 | 3 | 9460.9129 | 1075.9 | 1470370 | 1513.6696 | 33.33% | 6.896% | 41.67% | 28.58% | 25% | 64.53% | 100% | 59.21% | 100% | 57.09% | 100% | 84.25% | 100% | 83.38% | 100% | 82.64% | 100% | 80.72% | Suburb Large | 1737.7398 | South Atlantic
33572 | 0.23811 | Tampa | 0 | FL | 2013 | 1779 | 609484.4701 | 41360.4 | 57158140 | 1579 | 425061.2109 | 1579 | 211265.1967 | 1571 | 176112.9166 | 28049.6 | 38592600 | 191 | 136311.4931 | 191 | 65724.6469 | 191 | 56444.3034 | 8609.78 | 11977800 | 9 | 48111.7662 | 9 | 38488.6349 | 9 | 37653.9826 | 4701.02 | 6587740 | 342.5995 | 88.76% | 69.74% | 10.74% | 22.37% | 0.5059% | 7.894% | 100% | 49.7% | 99.49% | 41.43% | 100% | 48.22% | 100% | 41.41% | 100% | 80% | 100% | 78.26% | Suburb Large | 832.5418 | South Atlantic
33578 | 0.50128 | Tampa | 0 | FL | 2013 | 5132 | 1735731.8548 | 135307.4 | 186375200 | 4567 | 996430.5537 | 4551 | 482263.1231 | 4362 | 415510.1356 | 71093.4 | 96333400 | 515 | 407564.1132 | 515 | 223906.2304 | 515 | 204842.5051 | 32103.9 | 43759300 | 50 | 331737.1878 | 50 | 272164.6043 | 50 | 268505.7126 | 32110.1 | 46282500 | 338.2174 | 88.99% | 57.41% | 10.04% | 23.48% | 0.9743% | 19.11% | 99.65% | 48.4% | 95.51% | 41.7% | 100% | 54.94% | 100% | 50.26% | 100% | 82.04% | 100% | 80.94% | Suburb Large | 1807.4479 | South Atlantic
33584 | 0.38502 | Tampa | 0 | FL | 2013 | 2633 | 678436.7354 | 45905.24 | 65205700 | 2493 | 430411.7764 | 2452 | 175976.0848 | 2056 | 143342.6474 | 22855.3 | 31710500 | 124 | 105054.2823 | 124 | 66863.298 | 123 | 62353.6393 | 8341.04 | 11925300 | 16 | 142970.6766 | 16 | 129729.6332 | 16 | 128406.5144 | 14708.9 | 21569900 | 257.6668 | 94.68% | 63.44% | 4.709% | 15.48% | 0.6077% | 21.07% | 98.36% | 40.89% | 82.47% | 33.3% | 100% | 63.65% | 99.19% | 59.35% | 100% | 90.74% | 100% | 89.81% | Suburb Large | 1250.1499 | South Atlantic
33592 | 0.20727 | Tampa | 0 | FL | 2013 | 2316 | 499586.3653 | 31262.85 | 44431030 | 2228 | 364550.096 | 2183 | 150005.7584 | 1769 | 123009.1873 | 18925.4 | 26517200 | 77 | 65156.6262 | 77 | 43947.3709 | 77 | 42090.487 | 5433.76 | 7815130 | 11 | 69879.6431 | 11 | 59710.3681 | 11 | 59134.8275 | 6903.69 | 10098700 | 215.7109 | 96.2% | 72.97% | 3.325% | 13.04% | 0.475% | 13.99% | 97.98% | 41.15% | 79.4% | 33.74% | 100% | 67.45% | 100% | 64.6% | 100% | 85.45% | 100% | 84.62% | Suburb Large | 230.1079 | South Atlantic
33602 | 1 | Tampa | Tampa, FL | FL | 2013 | 2007 | 1089916.3994 | 68779 | 98972800 | 1596 | 272861.995 | 1582 | 111242.0429 | 1374 | 88463.0426 | 11268 | 15906400 | 324 | 314485.8211 | 324 | 191795.0794 | 324 | 177536.6679 | 20394.2 | 29076000 | 87 | 502568.5832 | 87 | 335877.4141 | 87 | 319772.3642 | 37116.8 | 53990400 | 543.0575 | 79.52% | 25.04% | 16.14% | 28.85% | 4.335% | 46.11% | 99.12% | 40.77% | 86.09% | 32.42% | 100% | 60.99% | 100% | 56.45% | 100% | 66.83% | 100% | 63.63% | Suburb Large | 3755.476 | South Atlantic
33603 | 1 | Tampa | Tampa, FL | FL | 2013 | 6319 | 1212451.7778 | 63545.5 | 90205300 | 6070 | 922650.775 | 5989 | 369689.7837 | 5043 | 292615.8712 | 38157.3 | 53368700 | 228 | 199008.2459 | 228 | 140020.7416 | 228 | 133800.6086 | 16623.3 | 24067900 | 21 | 90792.7568 | 21 | 73825.5239 | 21 | 72248.5182 | 8764.9 | 12768700 | 191.874 | 96.06% | 76.1% | 3.608% | 16.41% | 0.3323% | 7.488% | 98.67% | 40.07% | 83.08% | 31.71% | 100% | 70.36% | 100% | 67.23% | 100% | 81.31% | 100% | 79.58% | Suburb Large | 4447.5565 | South Atlantic
33604 | 1 | Tampa | Tampa, FL | FL | 2013 | 11101 | 1879965.9194 | 105865.5 | 150372000 | 10706 | 1443766.6031 | 10408 | 568703.134 | 8419 | 455925.9816 | 68767.9 | 96762600 | 373 | 312821.6061 | 373 | 211966.0465 | 371 | 201855.7263 | 26014.7 | 37427500 | 22 | 123377.7103 | 22 | 96067.7896 | 21 | 93316.4721 | 11082.9 | 16181900 | 169.351 | 96.44% | 76.8% | 3.36% | 16.64% | 0.1982% | 6.563% | 97.22% | 39.39% | 78.64% | 31.58% | 100% | 67.76% | 99.46% | 64.53% | 100% | 77.86% | 95.45% | 75.63% | Suburb Large | 4547.5699 | South Atlantic
33605 | 1 | Tampa | Tampa, FL | FL | 2008 | 6879 | 2603445.9654 | 201342.4 | 289386300 | 6113 | 951103.1753 | 6082 | 406484.6692 | 5407 | 335921.2458 | 51322.2 | 71133900 | 596 | 588419.8106 | 596 | 419599.2429 | 595 | 406670.5987 | 49726.2 | 72009400 | 170 | 1063922.9795 | 170 | 867804.2057 | 170 | 850649.3674 | 100294 | 146243000 | 378.4629 | 88.86% | 36.53% | 8.664% | 22.6% | 2.471% | 40.87% | 99.49% | 42.74% | 88.45% | 35.32% | 100% | 71.31% | 99.83% | 69.11% | 100% | 81.57% | 100% | 79.95% | Suburb Large | 2125.9737 | South Atlantic
33606 | 1 | Tampa | 0 | FL | 2013 | 4583 | 1457014.5291 | 93748.1 | 133742800 | 4112 | 822877.8242 | 4093 | 355634.7978 | 3657 | 277548.4565 | 42717.4 | 60062700 | 416 | 355317.1946 | 416 | 228093.0251 | 415 | 211827.5871 | 27614 | 39607600 | 55 | 278819.5103 | 55 | 203954.6019 | 55 | 196079.2822 | 23416.7 | 34072500 | 317.9172 | 89.72% | 56.48% | 9.077% | 24.39% | 1.2% | 19.14% | 99.54% | 43.22% | 88.93% | 33.73% | 100% | 64.19% | 99.76% | 59.62% | 100% | 73.15% | 100% | 70.32% | Suburb Large | 4548.6565 | South Atlantic
33607 | 1 | Tampa | Tampa, FL | FL | 2013 | 7447 | 2756697.4587 | 211482.3 | 303279500 | 6773 | 1109034.632 | 6744 | 535728.0816 | 6254 | 444693.52 | 68282 | 94790900 | 533 | 549294.0081 | 533 | 372429.0396 | 531 | 352918.9721 | 44382.7 | 64087600 | 141 | 1098368.8186 | 141 | 869277.36 | 141 | 847730.4416 | 98817.6 | 144401000 | 370.1756 | 90.95% | 40.23% | 7.157% | 19.93% | 1.893% | 39.84% | 99.57% | 48.31% | 92.34% | 40.1% | 100% | 67.8% | 99.62% | 64.25% | 100% | 79.14% | 100% | 77.18% | Suburb Large | 2945.5303 | South Atlantic
33609 | 1 | Tampa | Tampa, FL | FL | 2013 | 5490 | 1624416.2138 | 100937.6 | 143736700 | 4992 | 1003641.8856 | 4968 | 416493.2117 | 4403 | 328279.7018 | 50769 | 71195800 | 447 | 394999.5765 | 447 | 256440.1925 | 447 | 238489.5329 | 30387.8 | 43749800 | 51 | 225774.7517 | 51 | 170921.77 | 51 | 165392.831 | 19780.8 | 28791100 | 295.8864 | 90.93% | 61.78% | 8.142% | 24.32% | 0.929% | 13.9% | 99.52% | 41.5% | 88.2% | 32.71% | 100% | 64.92% | 100% | 60.38% | 100% | 75.7% | 100% | 73.26% | Suburb Large | 3737.1017 | South Atlantic
33610 | 1 | Tampa | 0 | FL | 2013 | 11464 | 3668384.3421 | 280779.5 | 403742000 | 10378 | 1570759.2639 | 10283 | 683815.6994 | 8800 | 559612.2753 | 82431.4 | 115840000 | 896 | 862734.6358 | 896 | 599139.1226 | 896 | 575529.708 | 74907.1 | 107359000 | 190 | 1234890.4424 | 190 | 1078333.8009 | 190 | 1064275.8067 | 123441 | 180543000 | 319.9917 | 90.53% | 42.82% | 7.816% | 23.52% | 1.657% | 33.66% | 99.08% | 43.53% | 84.79% | 35.63% | 100% | 69.45% | 100% | 66.71% | 100% | 87.32% | 100% | 86.18% | Suburb Large | 2183.3574 | South Atlantic
33611 | 1 | Tampa | Tampa, FL | FL | 2013 | 10236 | 2503858.4038 | 158288.7 | 221665900 | 9660 | 1646360.262 | 9613 | 693190.8272 | 8285 | 544085.4403 | 81567.9 | 113017000 | 515 | 421347.4023 | 515 | 260892.7521 | 515 | 243826.9285 | 34087.3 | 47327700 | 61 | 436150.7395 | 61 | 374472.8983 | 61 | 367611.8506 | 42633.5 | 61321200 | 244.613 | 94.37% | 65.75% | 5.031% | 16.83% | 0.5959% | 17.42% | 99.51% | 42.1% | 85.77% | 33.05% | 100% | 61.92% | 100% | 57.87% | 100% | 85.86% | 100% | 84.29% | Suburb Large | 4338.2324 | South Atlantic
33612 | 1 | Tampa | Tampa, FL | FL | 2013 | 11373 | 3380657.8353 | 241279.4 | 346758500 | 10429 | 1667373.3225 | 10308 | 751337.7583 | 8991 | 621228.8681 | 89444.4 | 126529000 | 812 | 739303.9102 | 812 | 496562.9921 | 811 | 471802.7792 | 61461.5 | 88075500 | 132 | 973980.6026 | 132 | 794959.0731 | 132 | 777850.2771 | 90373.5 | 132154000 | 297.253 | 91.7% | 49.32% | 7.14% | 21.87% | 1.161% | 28.81% | 98.84% | 45.06% | 86.21% | 37.26% | 100% | 67.17% | 99.88% | 63.82% | 100% | 81.62% | 100% | 79.86% | Suburb Large | 4441.2219 | South Atlantic
33613 | 0.7628 | Tampa | 0 | FL | 2013 | 5304 | 1536614.5166 | 101321.1 | 144221600 | 4751 | 913276.8054 | 4731 | 408074.88 | 4241 | 339572.9363 | 50184.8 | 70692100 | 507 | 404150.819 | 507 | 246906.7445 | 507 | 230858.4816 | 31411.7 | 44697500 | 46 | 219186.8921 | 46 | 173739.3755 | 46 | 169084.5929 | 19724.6 | 28832000 | 289.7086 | 89.57% | 59.43% | 9.559% | 26.3% | 0.8673% | 14.26% | 99.58% | 44.68% | 89.27% | 37.18% | 100% | 61.09% | 100% | 57.12% | 100% | 79.27% | 100% | 77.14% | Suburb Large | 4175.4861 | South Atlantic
33614 | 1 | Tampa | 0 | FL | 2013 | 10804 | 3288817.0094 | 238201 | 340476000 | 9657 | 1797491.2802 | 9576 | 869943.8093 | 8825 | 738344.2958 | 107714 | 152309000 | 1021 | 877969.8131 | 1021 | 568841.0295 | 1015 | 538012.0169 | 72083.7 | 102932000 | 126 | 613355.9161 | 126 | 509041.7024 | 126 | 498211.21 | 58403.3 | 85235000 | 304.4073 | 89.38% | 54.65% | 9.45% | 26.7% | 1.166% | 18.65% | 99.16% | 48.4% | 91.38% | 41.08% | 100% | 64.79% | 99.41% | 61.28% | 100% | 82.99% | 100% | 81.23% | Suburb Large | 4338.652 | South Atlantic
33615 | 1 | Tampa | 0 | FL | 2013 | 12171 | 3175998.9044 | 205197.8 | 288361300 | 11141 | 2254842.7229 | 11116 | 1032555.4908 | 10345 | 836496.6409 | 131999 | 184386000 | 994 | 716568.9323 | 994 | 391017.3628 | 994 | 354080.5897 | 53817.7 | 75732200 | 36 | 204587.2492 | 36 | 168007.5658 | 36 | 164068.7829 | 19381.1 | 28243100 | 260.9481 | 91.54% | 71% | 8.167% | 22.56% | 0.2958% | 6.442% | 99.78% | 45.79% | 92.86% | 37.1% | 100% | 54.57% | 100% | 49.41% | 100% | 82.12% | 100% | 80.2% | Suburb Large | 4117.4338 | South Atlantic
33616 | 1 | Tampa | Tampa, FL | FL | 2013 | 3952 | 879520.8135 | 56992.47 | 79351500 | 3745 | 618794.8176 | 3734 | 286179.1337 | 3408 | 234816.9854 | 34900.8 | 48566400 | 193 | 163128.5333 | 193 | 96224.5492 | 193 | 90177.5115 | 13347.7 | 18297700 | 14 | 97597.4625 | 14 | 70513.737 | 14 | 68190.2514 | 8743.97 | 12487400 | 222.5508 | 94.76% | 70.36% | 4.884% | 18.55% | 0.3543% | 11.1% | 99.71% | 46.25% | 91% | 37.95% | 100% | 58.99% | 100% | 55.28% | 100% | 72.25% | 100% | 69.87% | Suburb Large | 2904.3532 | South Atlantic
33617 | 1 | Tampa | 0 | FL | 2013 | 9309 | 2685707.1331 | 167623.6 | 237798700 | 8438 | 1708773.8676 | 8364 | 684264.1562 | 7336 | 560720.1577 | 85076.3 | 119535000 | 809 | 613670.1644 | 809 | 370000.0077 | 808 | 344588.304 | 48129.8 | 68157300 | 62 | 363263.1011 | 62 | 294003.1456 | 62 | 287863.1014 | 34417.5 | 50106400 | 288.5065 | 90.64% | 63.62% | 8.691% | 22.85% | 0.666% | 13.53% | 99.12% | 40.04% | 86.94% | 32.81% | 100% | 60.29% | 99.88% | 56.15% | 100% | 80.93% | 100% | 79.24% | Suburb Large | 3770.1162 | South Atlantic
33618 | 0.77087 | Tampa | 0 | FL | 2013 | 5731 | 2033412.7789 | 123512.6 | 174185400 | 4921 | 1242699.265 | 4894 | 491411.8018 | 4481 | 397035.8582 | 64035.4 | 89527100 | 768 | 563370.2305 | 768 | 285602.7495 | 766 | 253422.1998 | 38532.1 | 54190600 | 42 | 227343.2833 | 42 | 178944.3784 | 42 | 173987.329 | 20945.1 | 30467700 | 354.8094 | 85.87% | 61.11% | 13.4% | 27.71% | 0.7329% | 11.18% | 99.45% | 39.54% | 91.06% | 31.95% | 100% | 50.7% | 99.74% | 44.98% | 100% | 78.71% | 100% | 76.53% | Suburb Large | 2463.1433 | South Atlantic
33619 | 1 | Tampa | 0 | FL | 2013 | 11867 | 5416259.7866 | 462991.7 | 659366000 | 10509 | 1620117.8325 | 10440 | 800257.193 | 9396 | 675129.1069 | 96362.2 | 133857000 | 959 | 982388.3174 | 959 | 725618.1678 | 959 | 702038.3478 | 87663.5 | 124176000 | 399 | 2813753.6367 | 399 | 2441188.1822 | 399 | 2411777.1899 | 278966 | 401333000 | 456.4136 | 88.56% | 29.91% | 8.081% | 18.14% | 3.362% | 51.95% | 99.34% | 49.39% | 89.41% | 41.67% | 100% | 73.86% | 100% | 71.46% | 100% | 86.76% | 100% | 85.71% | Suburb Large | 1139.5728 | South Atlantic
33620 | 1 | Tampa | 0 | FL | 2013 | 320 | 260715.6518 | 20622.81 | 29654860 | 179 | 46094.7569 | 178 | 20792.1265 | 173 | 18575.3022 | 2911.63 | 4064960 | 126 | 110085.9812 | 126 | 63507.6478 | 126 | 58802.3274 | 8142.96 | 11611400 | 15 | 104534.9137 | 15 | 84000.3496 | 15 | 82244.2501 | 9568.22 | 13978500 | 814.7364 | 55.94% | 17.68% | 39.38% | 42.22% | 4.688% | 40.1% | 99.44% | 45.11% | 96.65% | 40.3% | 100% | 57.69% | 100% | 53.41% | 100% | 80.36% | 100% | 78.68% | Suburb Large | 5142.909 | South Atlantic
33621 | 1 | Tampa | Tampa, FL | FL | 2013 | 806 | 498574.4087 | 41370.33 | 58450100 | 624 | 138814.9432 | 624 | 67175.7832 | 612 | 58510.1404 | 9403.63 | 12985500 | 148 | 145714.2495 | 148 | 96349.2844 | 148 | 91868.03 | 12338.4 | 17410000 | 34 | 214045.216 | 34 | 160254.4765 | 34 | 157419.9678 | 19628.3 | 28054600 | 618.5787 | 77.42% | 27.84% | 18.36% | 29.23% | 4.218% | 42.93% | 100% | 48.39% | 98.08% | 42.15% | 100% | 66.12% | 100% | 63.05% | 100% | 74.87% | 100% | 73.55% | Suburb Large | 234.5296 | South Atlantic
33624 | 0.65939 | Tampa | 0 | FL | 2013 | 7711 | 2097960.1312 | 130277 | 182530100 | 7172 | 1587624.8567 | 7151 | 653647.3071 | 6778 | 533889.8919 | 90936.9 | 126237000 | 511 | 367144.6816 | 511 | 194099.0997 | 511 | 173995.8392 | 25785 | 36525500 | 28 | 143190.5928 | 28 | 116989.0825 | 28 | 114263.3677 | 13555.1 | 19767600 | 272.0737 | 93.01% | 75.67% | 6.627% | 17.5% | 0.3631% | 6.825% | 99.71% | 41.17% | 94.51% | 33.63% | 100% | 52.87% | 100% | 47.39% | 100% | 81.7% | 100% | 79.8% | Suburb Large | 3831.8125 | South Atlantic
33625 | 0.9109 | Tampa | 0 | FL | 2013 | 7077 | 1929856.2941 | 127643.3 | 179130300 | 6750 | 1429302.1653 | 6720 | 604869.1546 | 6302 | 490974.244 | 83573.4 | 115715000 | 298 | 243330.7948 | 298 | 143863.1966 | 298 | 134379.8166 | 19854.4 | 27967600 | 29 | 257223.334 | 29 | 215559.6211 | 29 | 210210.4693 | 24215.5 | 35447700 | 272.6941 | 95.38% | 74.06% | 4.211% | 12.61% | 0.4098% | 13.33% | 99.56% | 42.32% | 93.36% | 34.35% | 100% | 59.12% | 100% | 55.23% | 100% | 83.8% | 100% | 81.72% | Suburb Large | 2517.8225 | South Atlantic
33626 | 0.99887 | Tampa | 0 | FL | 2013 | 7940 | 2970816.7655 | 214322.5 | 297912800 | 6639 | 1831255.8142 | 6635 | 843990.6472 | 6530 | 704305.41 | 124809 | 172268000 | 1246 | 901912.6408 | 1246 | 477541.2574 | 1246 | 424899.6449 | 68574.6 | 95005900 | 55 | 237648.3104 | 55 | 185615.9896 | 55 | 179954.6464 | 20938.9 | 30638900 | 374.1583 | 83.61% | 61.64% | 15.69% | 30.36% | 0.6927% | 7.999% | 99.94% | 46.09% | 98.36% | 38.46% | 100% | 52.95% | 100% | 47.11% | 100% | 78.11% | 100% | 75.72% | Suburb Large | 1845.7483 | South Atlantic
33629 | 1 | Tampa | Tampa, FL | FL | 2013 | 8678 | 2049260.8077 | 103686.07 | 146504600 | 8232 | 1637031.3926 | 8176 | 613974.0694 | 6909 | 465218.1096 | 73494.8 | 103107000 | 421 | 303845.2599 | 421 | 174825.3293 | 419 | 157447.0205 | 21092.6 | 30212900 | 25 | 108384.1551 | 25 | 77673.3576 | 25 | 74236.6852 | 9098.67 | 13184700 | 236.1444 | 94.86% | 79.88% | 4.851% | 14.83% | 0.2881% | 5.289% | 99.32% | 37.51% | 83.93% | 28.42% | 100% | 57.54% | 99.52% | 51.82% | 100% | 71.66% | 100% | 68.49% | Suburb Large | 4456.2362 | South Atlantic
33634 | 1 | Tampa | 0 | FL | 2013 | 6123 | 2943012.5175 | 245821.1 | 355086800 | 5381 | 1054577.8203 | 5366 | 510920.5034 | 5064 | 424526.1632 | 65989.8 | 92034300 | 506 | 527927.6889 | 506 | 393699.4061 | 506 | 378327.4435 | 46335.3 | 67104500 | 236 | 1360507.0082 | 236 | 1189025.2283 | 236 | 1173658.6786 | 133496 | 195948000 | 480.6488 | 87.88% | 35.83% | 8.264% | 17.94% | 3.854% | 46.23% | 99.72% | 48.45% | 94.11% | 40.26% | 100% | 74.57% | 100% | 71.66% | 100% | 87.4% | 100% | 86.27% | Suburb Large | 2035.043 | South Atlantic
33635 | 1 | Tampa | 0 | FL | 2013 | 4972 | 1226309.3271 | 80512.95 | 113507500 | 4755 | 939504.1034 | 4746 | 421642.6589 | 4515 | 344952.2743 | 57172.7 | 80026300 | 207 | 186789.0754 | 207 | 99073.6331 | 207 | 90751.1352 | 13857.1 | 19544300 | 10 | 100016.1483 | 10 | 85892.1213 | 10 | 83458.4302 | 9483.15 | 13936900 | 246.6431 | 95.64% | 76.61% | 4.163% | 15.23% | 0.2011% | 8.156% | 99.81% | 44.88% | 94.95% | 36.72% | 100% | 53.04% | 100% | 48.58% | 100% | 85.88% | 100% | 83.44% | Suburb Large | 2247.5478 | South Atlantic
33637 | 1 | Tampa | 0 | FL | 2013 | 3678 | 1067673.4932 | 73883.8 | 104666900 | 3333 | 583415.1555 | 3314 | 241007.7572 | 2960 | 198904.1378 | 32687.5 | 45307400 | 308 | 293818.351 | 308 | 180311.2165 | 308 | 169195.175 | 23415.1 | 33277800 | 37 | 190439.9868 | 37 | 159154.8617 | 37 | 155625.468 | 17781.2 | 26081700 | 290.2864 | 90.62% | 54.64% | 8.374% | 27.52% | 1.006% | 17.84% | 99.43% | 41.31% | 88.81% | 34.09% | 100% | 61.37% | 100% | 57.58% | 100% | 83.57% | 100% | 81.72% | Suburb Large | 2113.7755 | South Atlantic
33647 | 0.08623 | Tampa | Tampa, FL | FL | 2013 | 580 | 292119.5466 | 16609.25 | 23254670 | 271 | 82673.8869 | 271 | 28701.0473 | 249 | 22076.9488 | 3907.37 | 5453120 | 307 | 197496.8482 | 307 | 81348.0267 | 307 | 67264.371 | 11638.9 | 16248200 | 2 | 11948.8115 | 2 | 9220.286 | 2 | 8837.193 | 1062.98 | 1553350 | 503.6544 | 46.72% | 28.3% | 52.93% | 67.61% | 0.3448% | 4.09% | 100% | 34.72% | 91.88% | 26.7% | 100% | 41.19% | 100% | 34.06% | 100% | 77.16% | 100% | 73.96% | Suburb Large | 1460.9746 | South Atlantic
33701 | 1 | Tampa | 0 | FL | 2013 | 3777 | 1231581.6723 | 82429.6 | 117964200 | 3374 | 484339.1024 | 3340 | 212706.8115 | 2772 | 167747.2884 | 25717.6 | 35833700 | 323 | 311989.061 | 323 | 206730.3345 | 323 | 193449.5228 | 23804.5 | 34458500 | 80 | 435253.5089 | 80 | 282802.0782 | 80 | 269873.8071 | 32907.5 | 47672000 | 326.074 | 89.33% | 39.33% | 8.552% | 25.33% | 2.118% | 35.34% | 98.99% | 43.92% | 82.16% | 34.63% | 100% | 66.26% | 100% | 62.01% | 100% | 64.97% | 100% | 62% | City Midsize | 3808.6584 | South Atlantic
33702 | 1 | Tampa | 0 | FL | 2013 | 10503 | 2560690.6995 | 171288.6 | 241785600 | 9899 | 1849727.1884 | 9880 | 932492.6029 | 9311 | 763084.9847 | 111461 | 156351000 | 562 | 452333.2639 | 562 | 275967.9178 | 562 | 254629.3008 | 35370.2 | 49870800 | 42 | 258630.2472 | 42 | 214066.9709 | 42 | 208868.9283 | 24457.4 | 35563800 | 243.8056 | 94.25% | 72.24% | 5.351% | 17.66% | 0.3999% | 10.1% | 99.81% | 50.41% | 94.06% | 41.25% | 100% | 61.01% | 100% | 56.29% | 100% | 82.77% | 100% | 80.76% | City Midsize | 2378.9045 | South Atlantic
33703 | 1 | Tampa | 0 | FL | 2013 | 9568 | 2142965.0757 | 127140.16 | 179184900 | 9239 | 1819781.7424 | 9211 | 841604.229 | 8527 | 665788.9219 | 101868 | 143070000 | 307 | 228049.9043 | 307 | 131768.5452 | 306 | 119141.5227 | 16786.1 | 23847900 | 22 | 95133.429 | 22 | 71805.6907 | 22 | 69619.2279 | 8486.06 | 12267000 | 223.9721 | 96.56% | 84.92% | 3.209% | 10.64% | 0.2299% | 4.439% | 99.7% | 46.25% | 92.29% | 36.59% | 100% | 57.78% | 99.67% | 52.24% | 100% | 75.48% | 100% | 73.18% | City Midsize | 3681.7106 | South Atlantic
33704 | 1 | Tampa | 0 | FL | 2013 | 6623 | 1325519.1031 | 69888.4 | 97972030 | 6315 | 1085377.0352 | 6258 | 438862.7606 | 5372 | 329927.3923 | 52773 | 73466600 | 299 | 202065.9061 | 299 | 113209.8405 | 299 | 99863.6066 | 13701.4 | 19544400 | 9 | 38076.1617 | 9 | 29189.6896 | 9 | 28189.3098 | 3414 | 4961030 | 200.1388 | 95.35% | 81.88% | 4.515% | 15.24% | 0.1359% | 2.873% | 99.1% | 40.43% | 85.07% | 30.4% | 100% | 56.03% | 100% | 49.42% | 100% | 76.66% | 100% | 74.03% | City Midsize | 3952.0357 | South Atlantic
33705 | 1 | Tampa | 0 | FL | 2013 | 9235 | 1921231.5549 | 112642 | 159149700 | 8895 | 1521138.6205 | 8831 | 667643.9295 | 7713 | 524347.7906 | 79389 | 111625000 | 317 | 245350.8342 | 317 | 154968.0058 | 317 | 144132.1579 | 20180.3 | 28463100 | 23 | 154742.1001 | 23 | 116019.3745 | 23 | 110889.2145 | 13072.7 | 19061600 | 208.0381 | 96.32% | 79.18% | 3.433% | 12.77% | 0.2491% | 8.054% | 99.28% | 43.89% | 86.71% | 34.47% | 100% | 63.16% | 100% | 58.75% | 100% | 74.98% | 100% | 71.66% | City Midsize | 3668.5938 | South Atlantic
33706 | 1 | Tampa | 0 | FL | 2013 | 6206 | 1897673.6872 | 123415.1 | 176612300 | 5639 | 1296793.0019 | 5635 | 653000.427 | 5454 | 527978.6101 | 78608.3 | 111782000 | 531 | 452325.3832 | 531 | 278677.0328 | 530 | 257342.2032 | 33555.7 | 48357100 | 36 | 148555.3021 | 36 | 102149.1436 | 36 | 96188.2949 | 11251.1 | 16473200 | 305.7805 | 90.86% | 68.34% | 8.556% | 23.84% | 0.5801% | 7.828% | 99.93% | 50.36% | 96.72% | 40.71% | 100% | 61.61% | 99.81% | 56.89% | 100% | 68.76% | 100% | 64.75% | City Midsize | 1854.4729 | South Atlantic
33707 | 1 | Tampa | 0 | FL | 2013 | 9144 | 2222860.6696 | 133882.5 | 190439700 | 8625 | 1612050.8457 | 8590 | 723835.0403 | 7633 | 568125.2266 | 85212.8 | 120321000 | 484 | 433745.6262 | 484 | 279832.7726 | 484 | 260512.2183 | 33682.1 | 48378900 | 35 | 177064.1977 | 35 | 129130.7855 | 35 | 123138.9146 | 14987.6 | 21739800 | 243.095 | 94.32% | 72.52% | 5.293% | 19.51% | 0.3828% | 7.966% | 99.59% | 44.9% | 88.5% | 35.24% | 100% | 64.52% | 100% | 60.06% | 100% | 72.93% | 100% | 69.54% | City Midsize | 3396.9493 | South Atlantic
33708 | 1 | Tampa | 0 | FL | 2013 | 6231 | 1791590.4638 | 116417.5 | 166230600 | 5775 | 1171819.4639 | 5770 | 576479.4372 | 5473 | 466699.3259 | 67985.3 | 96207000 | 407 | 396402.3834 | 407 | 250998.2505 | 407 | 235871.8437 | 29676.5 | 42821400 | 49 | 223368.6165 | 49 | 160972.899 | 49 | 153868.0305 | 18755.7 | 27202200 | 287.5286 | 92.68% | 65.41% | 6.532% | 22.13% | 0.7864% | 12.47% | 99.91% | 49.2% | 94.77% | 39.83% | 100% | 63.32% | 100% | 59.5% | 100% | 72.07% | 100% | 68.89% | City Midsize | 1898.0127 | South Atlantic
33709 | 1 | Tampa | 0 | FL | 2013 | 9606 | 2327817.5539 | 154493 | 221135900 | 9038 | 1541583.0058 | 9015 | 748939.3266 | 8396 | 606746.3163 | 86848.1 | 123100000 | 515 | 474431.3191 | 515 | 323087.1979 | 513 | 307490.0176 | 38667.4 | 55774700 | 53 | 311803.229 | 53 | 254231.6608 | 53 | 246894.1087 | 28977.5 | 42261200 | 242.3295 | 94.09% | 66.22% | 5.361% | 20.38% | 0.5517% | 13.39% | 99.75% | 48.58% | 92.9% | 39.36% | 100% | 68.1% | 99.61% | 64.81% | 100% | 81.54% | 100% | 79.18% | City Midsize | 4475.3952 | South Atlantic
33710 | 1 | Tampa | 0 | FL | 2013 | 13301 | 3259378.6541 | 198252 | 282889600 | 12834 | 2473892.2527 | 12816 | 1116168.4306 | 11789 | 874240.0965 | 130029 | 183789000 | 405 | 363677.9296 | 405 | 242719.1329 | 402 | 228740.3031 | 29006.3 | 41814000 | 62 | 421808.4718 | 62 | 345969.2223 | 62 | 335897.0256 | 39216.7 | 57286600 | 245.0476 | 96.49% | 75.9% | 3.045% | 11.16% | 0.4661% | 12.94% | 99.86% | 45.12% | 91.86% | 35.34% | 100% | 66.74% | 99.26% | 62.9% | 100% | 82.02% | 100% | 79.63% | City Midsize | 3784.1057 | South Atlantic
33711 | 1 | Tampa | 0 | FL | 2013 | 6288 | 1500715.3236 | 100419 | 141805000 | 5942 | 999117.8814 | 5913 | 448979.8609 | 4999 | 358740.9748 | 56306.9 | 78366900 | 311 | 264961.5594 | 311 | 167393.7387 | 311 | 155629.7566 | 21419.3 | 30377400 | 35 | 236635.8829 | 35 | 198051.6648 | 35 | 193998.7328 | 22692.8 | 33060700 | 238.6634 | 94.5% | 66.58% | 4.946% | 17.66% | 0.5566% | 15.77% | 99.51% | 44.94% | 84.13% | 35.91% | 100% | 63.18% | 100% | 58.74% | 100% | 83.69% | 100% | 81.98% | City Midsize | 3418.6201 | South Atlantic
33712 | 1 | Tampa | 0 | FL | 2013 | 8216 | 2017496.692 | 131645.1 | 186253800 | 7694 | 1343622.8232 | 7660 | 596679.8218 | 6813 | 475755.7751 | 73042.8 | 102382000 | 477 | 421130.784 | 477 | 264591.49 | 477 | 248132.8242 | 34795.6 | 49191100 | 45 | 252743.0847 | 45 | 205629.0783 | 45 | 200420.738 | 23806.7 | 34680700 | 245.557 | 93.65% | 66.6% | 5.806% | 20.87% | 0.5477% | 12.53% | 99.56% | 44.41% | 88.55% | 35.41% | 100% | 62.83% | 100% | 58.92% | 100% | 81.36% | 100% | 79.3% | City Midsize | 3325.2849 | South Atlantic
33713 | 1 | Tampa | 0 | FL | 2013 | 12876 | 2581896.8356 | 159921 | 227212000 | 12449 | 1896026.2644 | 12370 | 819879.3091 | 10632 | 626965.9851 | 96648.5 | 135353000 | 363 | 351655.1317 | 363 | 258180.7946 | 363 | 248414.0298 | 30880 | 44621200 | 64 | 334215.4395 | 64 | 283706.5826 | 64 | 277527.2108 | 32392.5 | 47237800 | 200.5201 | 96.68% | 73.44% | 2.819% | 13.62% | 0.497% | 12.94% | 99.37% | 43.24% | 85.4% | 33.07% | 100% | 73.42% | 100% | 70.64% | 100% | 84.89% | 100% | 83.04% | City Midsize | 4384.8064 | South Atlantic
33714 | 1 | Tampa | 0 | FL | 2013 | 7142 | 1480799.0611 | 96168 | 137226500 | 6764 | 966987.3617 | 6709 | 430983.9244 | 5750 | 335317.2122 | 48866.7 | 68881300 | 335 | 308833.1862 | 335 | 218476.9332 | 335 | 209240.3369 | 26928.6 | 38643800 | 43 | 204978.5132 | 43 | 177486.9798 | 43 | 174864.5019 | 20372.7 | 29701400 | 207.3367 | 94.71% | 65.3% | 4.691% | 20.86% | 0.6021% | 13.84% | 99.19% | 44.57% | 85.01% | 34.68% | 100% | 70.74% | 100% | 67.75% | 100% | 86.59% | 100% | 85.31% | City Midsize | 4782.3996 | South Atlantic
33715 | 0.52739 | Tampa | 0 | FL | 2013 | 1585 | 728897.8616 | 51590.12 | 72034060 | 1167 | 363644.2968 | 1167 | 180631.6757 | 1146 | 152778.7242 | 25491.8 | 35280300 | 408 | 330875.8502 | 408 | 169819.7235 | 408 | 151574.0727 | 23341.5 | 32763400 | 10 | 34377.7145 | 10 | 23278.0495 | 10 | 22175.3679 | 2756.82 | 3990360 | 459.8725 | 73.63% | 49.89% | 25.74% | 45.39% | 0.6309% | 4.716% | 100% | 49.67% | 98.2% | 42.01% | 100% | 51.32% | 100% | 45.81% | 100% | 67.71% | 100% | 64.51% | City Midsize | 428.6719 | South Atlantic
33716 | 1 | Tampa | 0 | FL | 2013 | 1744 | 1411907.609 | 123348.9 | 176793500 | 1036 | 196016.1943 | 1035 | 109739.309 | 1017 | 94946.9431 | 13931.2 | 19561600 | 595 | 531665.9823 | 595 | 311765.3232 | 595 | 289047.2272 | 42487.1 | 59552000 | 113 | 684225.4323 | 113 | 596328.547 | 113 | 586703.4417 | 66930.6 | 97679900 | 809.5801 | 59.4% | 13.88% | 34.12% | 37.66% | 6.479% | 48.46% | 99.9% | 55.98% | 98.17% | 48.44% | 100% | 58.64% | 100% | 54.37% | 100% | 87.15% | 100% | 85.75% | City Midsize | 1208.6356 | South Atlantic
33755 | 1 | Tampa | 0 | FL | 2013 | 8194 | 1907314.2837 | 110644 | 155784700 | 7817 | 1493591.2724 | 7785 | 641642.226 | 6871 | 505690.4208 | 76542.1 | 106840000 | 350 | 295564.3324 | 350 | 202440.1863 | 350 | 190973.7704 | 24316.7 | 34773200 | 27 | 118158.6789 | 27 | 86898.7681 | 27 | 82442.7244 | 9785.2 | 14171500 | 232.7696 | 95.4% | 78.31% | 4.271% | 15.5% | 0.3295% | 6.195% | 99.59% | 42.96% | 87.9% | 33.86% | 100% | 68.49% | 100% | 64.61% | 100% | 73.54% | 100% | 69.77% | City Midsize | 4441.6236 | South Atlantic
33756 | 1 | Tampa | 0 | FL | 2013 | 10286 | 2910352.3415 | 183935.3 | 259377400 | 9425 | 1968437.7361 | 9396 | 900477.764 | 8613 | 724483.0496 | 108932 | 152399000 | 800 | 672303.4027 | 800 | 423010.8978 | 799 | 392094.71 | 51792.2 | 73759300 | 61 | 269611.2027 | 61 | 194142.7973 | 61 | 185468.7296 | 23211.1 | 33219100 | 282.9431 | 91.63% | 67.64% | 7.778% | 23.1% | 0.593% | 9.264% | 99.69% | 45.75% | 91.38% | 36.8% | 100% | 62.92% | 99.88% | 58.32% | 100% | 72.01% | 100% | 68.79% | City Midsize | 4079.3914 | South Atlantic
33759 | 1 | Tampa | 0 | FL | 2013 | 5234 | 1743334.8562 | 117295.7 | 165865300 | 4571 | 960006.9569 | 4557 | 444161.6216 | 4247 | 364816.5924 | 55250.9 | 77079200 | 615 | 496689.231 | 615 | 273976.0875 | 612 | 248025.4695 | 34791.7 | 49209800 | 48 | 286638.6683 | 48 | 236768.4401 | 48 | 231187.1126 | 27253.1 | 39576300 | 333.0789 | 87.33% | 55.07% | 11.75% | 28.49% | 0.9171% | 16.44% | 99.69% | 46.27% | 92.91% | 38% | 100% | 55.16% | 99.51% | 49.94% | 100% | 82.6% | 100% | 80.65% | City Midsize | 2656.9168 | South Atlantic
33760 | 1 | Tampa | 0 | FL | 2013 | 4262 | 1647438.6437 | 123781.4 | 177568100 | 3681 | 701052.4013 | 3652 | 314333.7904 | 3294 | 257977.8901 | 38224.6 | 53493400 | 480 | 474961.9355 | 480 | 336680.8291 | 478 | 321977.3864 | 40079.9 | 57596600 | 101 | 471424.307 | 101 | 405887.9769 | 101 | 399579.3731 | 45476.9 | 66478100 | 386.5412 | 86.37% | 42.55% | 11.26% | 28.83% | 2.37% | 28.62% | 99.21% | 44.84% | 89.49% | 36.8% | 100% | 70.89% | 99.58% | 67.79% | 100% | 86.1% | 100% | 84.76% | City Midsize | 2752.1794 | South Atlantic
33761 | 1 | Tampa | 0 | FL | 2013 | 5897 | 2072416.0796 | 141080.9 | 198369500 | 5084 | 1250646.7554 | 5075 | 605369.7936 | 4932 | 512882.5904 | 77242.8 | 107919000 | 785 | 593423.8765 | 785 | 301520.1785 | 784 | 270292.7586 | 41574.2 | 58104400 | 28 | 228345.4477 | 28 | 192952.3375 | 28 | 189154.8976 | 22263.9 | 32346100 | 351.4357 | 86.21% | 60.35% | 13.31% | 28.63% | 0.4748% | 11.02% | 99.82% | 48.4% | 97.01% | 41.01% | 100% | 50.81% | 99.87% | 45.55% | 100% | 84.5% | 100% | 82.84% | City Midsize | 3574.7492 | South Atlantic
33762 | 1 | Tampa | 0 | FL | 2013 | 2625 | 1733406.1486 | 145388.4 | 209376900 | 1798 | 401042.0238 | 1798 | 190969.7796 | 1740 | 159066.6394 | 24861.2 | 34707700 | 687 | 653338.6136 | 687 | 465952.9665 | 687 | 445885.3585 | 55493.7 | 79969800 | 140 | 679025.5112 | 140 | 568775.4638 | 140 | 559391.8415 | 65033.5 | 94699400 | 660.3452 | 68.5% | 23.14% | 26.17% | 37.69% | 5.333% | 39.17% | 100% | 47.62% | 96.77% | 39.66% | 100% | 71.32% | 100% | 68.25% | 100% | 83.76% | 100% | 82.38% | City Midsize | 584.4009 | South Atlantic
33763 | 1 | Tampa | 0 | FL | 2013 | 4781 | 1434167.449 | 96577.9 | 136294400 | 4367 | 875793.8783 | 4365 | 407069.526 | 4141 | 330950.3981 | 51151.4 | 71255000 | 329 | 263794.3728 | 329 | 154544.9182 | 329 | 142783.9547 | 20583.9 | 28863900 | 85 | 294579.198 | 85 | 219864.4659 | 85 | 212411.2808 | 24842.6 | 36175500 | 299.9723 | 91.34% | 61.07% | 6.881% | 18.39% | 1.778% | 20.54% | 99.95% | 46.48% | 94.82% | 37.79% | 100% | 58.59% | 100% | 54.13% | 100% | 74.64% | 100% | 72.11% | City Midsize | 4635.8705 | South Atlantic
33764 | 1 | Tampa | 0 | FL | 2013 | 10112 | 2927435.4279 | 193900.1 | 274364700 | 9327 | 2015485.4973 | 9320 | 1010555.7385 | 8963 | 835412.3637 | 119752 | 168267000 | 723 | 601894.1356 | 723 | 361857.708 | 723 | 333512.2413 | 44930 | 63769700 | 62 | 310055.795 | 62 | 254427.2316 | 62 | 247760.058 | 29218.1 | 42328000 | 289.5011 | 92.24% | 68.85% | 7.15% | 20.56% | 0.6131% | 10.59% | 99.92% | 50.14% | 96.1% | 41.45% | 100% | 60.12% | 100% | 55.41% | 100% | 82.06% | 100% | 79.91% | City Midsize | 3600.0655 | South Atlantic
33765 | 1 | Tampa | 0 | FL | 2013 | 4246 | 1826531.7019 | 133280.6 | 189871900 | 3424 | 752476.1447 | 3422 | 368827.9001 | 3249 | 305320.7224 | 44732.6 | 62633700 | 740 | 684682.0253 | 740 | 430968.7637 | 739 | 402127.015 | 52637.6 | 75116400 | 82 | 389373.5319 | 82 | 311848.3513 | 82 | 305148.2354 | 35910.4 | 52121800 | 430.177 | 80.64% | 41.2% | 17.43% | 37.49% | 1.931% | 21.32% | 99.94% | 49.02% | 94.89% | 40.58% | 100% | 62.94% | 99.86% | 58.73% | 100% | 80.09% | 100% | 78.37% | City Midsize | 3369.8372 | South Atlantic
33767 | 1 | Tampa | 0 | FL | 2013 | 2130 | 816658.545 | 56777.47 | 79884420 | 1781 | 462443.7426 | 1778 | 248058.5472 | 1740 | 205712.8167 | 31692 | 44039500 | 325 | 266152.0474 | 325 | 152109.2668 | 325 | 135962.6044 | 18308.2 | 26043400 | 24 | 88062.755 | 24 | 59208.2017 | 24 | 56001.2195 | 6777.27 | 9801520 | 383.4078 | 83.62% | 56.63% | 15.26% | 32.59% | 1.127% | 10.78% | 99.83% | 53.64% | 97.7% | 44.48% | 100% | 57.15% | 100% | 51.08% | 100% | 67.23% | 100% | 63.59% | City Midsize | 828.1791 | South Atlantic
33769 | 1 | Tampa | 0 | FL | 2013 | 7 | 18747.037 | 1800.104 | 2632227.8 | 3 | 386.7836 | 3 | 223.8788 | 3 | 200 | 22.4 | 32814.8 | 2 | 3295.8182 | 2 | 2236.2269 | 2 | 2051.2743 | 239.404 | 349663 | 2 | 15064.4351 | 2 | 13754.121 | 2 | 13592.6089 | 1538.3 | 2249750 | 2678.1481 | 42.86% | 2.063% | 28.57% | 17.58% | 28.57% | 80.36% | 100% | 57.88% | 100% | 51.71% | 100% | 67.85% | 100% | 62.24% | 100% | 91.3% | 100% | 90.23% | City Midsize | 5647.8733 | South Atlantic
33770 | 1 | Tampa | 0 | FL | 2013 | 9276 | 2387839.0411 | 152684.8 | 216289300 | 8728 | 1778001.001 | 8705 | 873067.2364 | 8039 | 714306.9046 | 103008 | 145126000 | 504 | 381736.674 | 504 | 235733.82 | 504 | 216960.9303 | 29332.7 | 41676300 | 44 | 228101.3661 | 44 | 176835.4084 | 44 | 171337.1943 | 20344.1 | 29487000 | 257.4212 | 94.09% | 74.46% | 5.433% | 15.99% | 0.4743% | 9.553% | 99.74% | 49.1% | 92.11% | 40.17% | 100% | 61.75% | 100% | 56.84% | 100% | 77.52% | 100% | 75.11% | City Midsize | 4085.1939 | South Atlantic
33771 | 1 | Tampa | 0 | FL | 2013 | 11118 | 2924593.8977 | 214412.5 | 305566200 | 10207 | 1829185.6881 | 10194 | 1016221.0534 | 9740 | 875721.5822 | 117872 | 167133000 | 845 | 756724.0863 | 845 | 507043.9573 | 842 | 483658.3523 | 64148.1 | 91252600 | 66 | 338684.1233 | 66 | 285154.0607 | 66 | 280040.1063 | 32392.4 | 47180600 | 263.0504 | 91.81% | 62.54% | 7.6% | 25.87% | 0.5936% | 11.58% | 99.87% | 55.56% | 95.42% | 47.87% | 100% | 67.01% | 99.64% | 63.91% | 100% | 84.19% | 100% | 82.68% | City Midsize | 4400.8616 | South Atlantic
33772 | 1 | Tampa | 0 | FL | 2013 | 9170 | 2309167.5614 | 148634.4 | 209529000 | 8742 | 1817138.4479 | 8736 | 879856.905 | 8349 | 713744.004 | 107353 | 150583000 | 402 | 336170.449 | 402 | 207660.6155 | 402 | 192306.7691 | 26402.8 | 37397100 | 26 | 155858.6644 | 26 | 128490.613 | 26 | 125358.9815 | 14878.6 | 21548900 | 251.8176 | 95.33% | 78.69% | 4.384% | 14.56% | 0.2835% | 6.75% | 99.93% | 48.42% | 95.5% | 39.28% | 100% | 61.77% | 100% | 57.21% | 100% | 82.44% | 100% | 80.43% | City Midsize | 3489.7549 | South Atlantic
33773 | 1 | Tampa | 0 | FL | 2013 | 7354 | 2265597.6081 | 173820.4 | 248537500 | 6778 | 1258069.3415 | 6766 | 654952.901 | 6465 | 543235.0372 | 78489.2 | 110326000 | 474 | 462088.053 | 474 | 353333.8578 | 474 | 341644.8719 | 42424.1 | 60958700 | 102 | 545440.2136 | 102 | 469639.9998 | 98 | 464421.8522 | 52907.1 | 77252800 | 308.0769 | 92.17% | 55.53% | 6.445% | 20.4% | 1.387% | 24.07% | 99.82% | 52.06% | 95.38% | 43.18% | 100% | 76.46% | 100% | 73.94% | 100% | 86.1% | 96.08% | 85.15% | City Midsize | 3099.0039 | South Atlantic
33774 | 1 | Tampa | 0 | FL | 2013 | 6603 | 1842709.4529 | 122112.5 | 171337300 | 6069 | 1319116.6633 | 6055 | 643579.874 | 5687 | 527011.9663 | 80179.2 | 111760000 | 506 | 386410.9998 | 506 | 227807.1397 | 506 | 208522.617 | 29231.4 | 41262900 | 28 | 137181.7897 | 28 | 107774.8542 | 28 | 104722.4032 | 12701.9 | 18314400 | 279.0716 | 91.91% | 71.59% | 7.663% | 20.97% | 0.424% | 7.445% | 99.77% | 48.79% | 93.71% | 39.95% | 100% | 58.95% | 100% | 53.96% | 100% | 78.56% | 100% | 76.34% | City Midsize | 3599.1088 | South Atlantic
33776 | 1 | Tampa | 0 | FL | 2013 | 4838 | 1337890.0521 | 85431.41 | 119399720 | 4616 | 1120001.8561 | 4613 | 527258.2222 | 4435 | 429341.9487 | 67399.7 | 93834200 | 214 | 146648.6436 | 214 | 85576.661 | 213 | 77993.9115 | 11361 | 15868200 | 8 | 71239.5525 | 8 | 58542.6046 | 8 | 56864.5108 | 6670.71 | 9697320 | 276.5378 | 95.41% | 83.71% | 4.423% | 10.96% | 0.1654% | 5.325% | 99.94% | 47.08% | 96.08% | 38.33% | 100% | 58.35% | 99.53% | 53.18% | 100% | 82.18% | 100% | 79.82% | City Midsize | 3814.5061 | South Atlantic
33777 | 1 | Tampa | 0 | FL | 2013 | 5815 | 2010448.2585 | 140047.7 | 199234700 | 5108 | 1105472.4649 | 5097 | 518405.9476 | 4854 | 424156.1184 | 63652.5 | 89155500 | 648 | 481833.5815 | 648 | 276709.4956 | 647 | 253063.207 | 34899.8 | 49722700 | 59 | 423142.2122 | 59 | 364875.2915 | 59 | 358455.8452 | 41495.4 | 60356500 | 345.7349 | 87.84% | 54.99% | 11.14% | 23.97% | 1.015% | 21.05% | 99.78% | 46.89% | 95.03% | 38.37% | 100% | 57.43% | 99.85% | 52.52% | 100% | 86.23% | 100% | 84.71% | City Midsize | 2876.4444 | South Atlantic
33778 | 1 | Tampa | 0 | FL | 2013 | 6592 | 1428953.1043 | 95283.61 | 134825900 | 6347 | 1164069.1364 | 6338 | 611413.0774 | 6015 | 511921.4108 | 73280.6 | 103362000 | 231 | 175992.5656 | 231 | 103180.8402 | 230 | 94702.4506 | 13600.8 | 19187500 | 14 | 88891.4023 | 14 | 74524.5445 | 14 | 72694.1447 | 8402.21 | 12276400 | 216.7708 | 96.28% | 81.46% | 3.504% | 12.32% | 0.2124% | 6.221% | 99.86% | 52.52% | 94.77% | 43.98% | 100% | 58.63% | 99.57% | 53.81% | 100% | 83.84% | 100% | 81.78% | City Midsize | 3746.3193 | South Atlantic
33781 | 1 | Tampa | 0 | FL | 2013 | 9579 | 2506915.4332 | 181047.5 | 257843700 | 8821 | 1500805.6815 | 8786 | 738038.8864 | 8108 | 617451.0178 | 88820 | 125130000 | 682 | 588319.0264 | 682 | 415422.6382 | 682 | 396786.3252 | 51327.7 | 73115200 | 76 | 417790.7253 | 76 | 360598.2763 | 76 | 354522.1796 | 40899.8 | 59598500 | 261.7095 | 92.09% | 59.87% | 7.12% | 23.47% | 0.7934% | 16.67% | 99.6% | 49.18% | 91.92% | 41.14% | 100% | 70.61% | 100% | 67.44% | 100% | 86.31% | 100% | 84.86% | City Midsize | 3704.8793 | South Atlantic
33782 | 1 | Tampa | 0 | FL | 2013 | 8473 | 2152305.5445 | 148763.1 | 210318300 | 7914 | 1458011.8458 | 7897 | 726819.6941 | 7522 | 593346.6121 | 88726.8 | 124373000 | 507 | 386567.4229 | 507 | 229607.1149 | 507 | 210129.2972 | 30181.3 | 42494200 | 52 | 307726.2759 | 52 | 262165.8986 | 52 | 257566.8677 | 29855 | 43451100 | 254.0193 | 93.4% | 67.74% | 5.984% | 17.96% | 0.6137% | 14.3% | 99.79% | 49.85% | 95.05% | 40.7% | 100% | 59.4% | 100% | 54.36% | 100% | 85.19% | 100% | 83.7% | City Midsize | 3137.9632 | South Atlantic
33785 | 1 | Tampa | 0 | FL | 2013 | 2083 | 603508.3139 | 42583.13 | 59979970 | 1858 | 379351.0083 | 1852 | 195145.1192 | 1778 | 162826.4778 | 24823.2 | 34712300 | 216 | 189404.7565 | 216 | 117763.4956 | 216 | 109833.3738 | 15102.1 | 21406100 | 9 | 34752.549 | 9 | 22884.5546 | 9 | 21872.3184 | 2657.83 | 3861570 | 289.7303 | 89.2% | 62.86% | 10.37% | 31.38% | 0.4321% | 5.758% | 99.68% | 51.44% | 95.69% | 42.92% | 100% | 62.18% | 100% | 57.99% | 100% | 65.85% | 100% | 62.94% | City Midsize | 1854.7198 | South Atlantic
33786 | 1 | Tampa | 0 | FL | 2013 | 890 | 285151.6031 | 20329.42 | 28323990 | 811 | 228974.422 | 811 | 122378.9868 | 803 | 100830.3442 | 15970.2 | 22213400 | 79 | 56177.1811 | 79 | 33221.6303 | 79 | 29336.3459 | 4359.22 | 6110590 | 0 | 0 | 0 | 0 | 0 | 0 | 0 | 0 | 320.3951 | 91.12% | 80.3% | 8.876% | 19.7% | 0% | 0% | 100% | 53.45% | 99.01% | 44.04% | 100% | 59.14% | 100% | 52.22% | #DIV/0! | #DIV/0! | #DIV/0! | #DIV/0! | City Midsize | 762.5711 | South Atlantic
33896 | 0.2167 | Orlando | 0 | FL | 2009 | 2 | 983.4835 | 44.9187 | 60257.3 | 1 | 162.8658 | 1 | 97.0191 | 1 | 94.6069 | 10.5963 | 14214.7 | 1 | 820.6177 | 1 | 345.7942 | 1 | 306.4554 | 34.3224 | 46042.6 | 0 | 0 | 0 | 0 | 0 | 0 | 0 | 0 | 491.7418 | 50% | 16.56% | 50% | 83.44% | 0% | 0% | 100% | 59.57% | 100% | 58.09% | 100% | 42.14% | 100% | 37.34% | #DIV/0! | #DIV/0! | #DIV/0! | #DIV/0! | Rural Fringe | 509.6262 | South Atlantic
33903 | 0.59013 | Sarasota | 0 | FL | 2009 | 9152 | 2036119.0951 | 141748.8 | 192950700 | 8957 | 1791414.2033 | 8946 | 1004363.4277 | 8765 | 853512.1499 | 120074 | 163219000 | 179 | 133467.122 | 179 | 87556.5347 | 178 | 81614.9017 | 11283.8 | 15282300 | 16 | 111237.7698 | 16 | 88393.8586 | 16 | 85636.7763 | 10391 | 14449400 | 222.478 | 97.87% | 87.98% | 1.956% | 6.555% | 0.1748% | 5.463% | 99.88% | 56.07% | 97.86% | 47.64% | 100% | 65.6% | 99.44% | 61.15% | 100% | 79.46% | 100% | 76.99% | Suburb Large | 1099.507 | South Atlantic
33904 | 1 | Sarasota | 0 | FL | 2009 | 14952 | 4394287.8314 | 352470.19 | 469457380 | 14161 | 3689054.348 | 14159 | 2090388.6757 | 14133 | 1800210.3635 | 291522 | 387199000 | 772 | 628142.1974 | 772 | 399087.865 | 772 | 371907.7881 | 53985 | 72638000 | 19 | 77091.2859 | 19 | 57906.2252 | 19 | 55675.0201 | 6963.19 | 9620380 | 293.893 | 94.71% | 83.95% | 5.163% | 14.29% | 0.1271% | 1.754% | 99.99% | 56.66% | 99.8% | 48.8% | 100% | 63.53% | 100% | 59.21% | 100% | 75.11% | 100% | 72.22% | Suburb Large | 2293.2964 | South Atlantic
33908 | 0.48191 | Sarasota | 0 | FL | 2009 | 10894 | 3339957.2862 | 250730.7 | 326827900 | 9480 | 1933150.1417 | 9453 | 1050050.5531 | 9035 | 894354.7148 | 139512 | 181462000 | 1365 | 1105908.1031 | 1365 | 587898.3989 | 1365 | 526942.2747 | 85847.7 | 111222000 | 49 | 300899.0414 | 49 | 210905.9334 | 49 | 200810.8044 | 25371 | 34143900 | 306.5869 | 87.02% | 57.88% | 12.53% | 33.11% | 0.4498% | 9.009% | 99.72% | 54.32% | 95.31% | 46.26% | 100% | 53.16% | 100% | 47.65% | 100% | 70.09% | 100% | 66.74% | Suburb Large | 943.0813 | South Atlantic
33909 | 0.913 | Sarasota | 0 | FL | 2009 | 9913 | 2733254.9234 | 229763.6 | 304535200 | 9527 | 2206877.516 | 9525 | 1227403.645 | 9479 | 1061080.689 | 183872 | 241532000 | 350 | 309886.6412 | 350 | 197464.9988 | 350 | 184314.1344 | 25818.9 | 35000100 | 36 | 216490.7662 | 36 | 175758.9713 | 36 | 169911.6088 | 20072.7 | 28003100 | 275.7243 | 96.11% | 80.74% | 3.531% | 11.34% | 0.3632% | 7.921% | 99.98% | 55.62% | 99.5% | 48.08% | 100% | 63.72% | 100% | 59.48% | 100% | 81.19% | 100% | 78.48% | Suburb Large | 913.0979 | South Atlantic
33914 | 1 | Sarasota | 0 | FL | 2009 | 16608 | 5027185.3797 | 413542.9 | 543973100 | 16041 | 4486238.1244 | 16040 | 2469209.04 | 16019 | 2127619.4944 | 368702 | 483575000 | 542 | 356515.7359 | 542 | 194524.3855 | 540 | 174362.27 | 29095.3 | 38373200 | 25 | 184431.5194 | 25 | 139619.315 | 25 | 133537.6036 | 15745.6 | 22024900 | 302.6966 | 96.59% | 89.24% | 3.263% | 7.092% | 0.1505% | 3.669% | 99.99% | 55.04% | 99.86% | 47.43% | 100% | 54.56% | 99.63% | 48.91% | 100% | 75.7% | 100% | 72.4% | Suburb Large | 1143.1835 | South Atlantic
33917 | 0.019873 | Sarasota | 0 | FL | 2009 | 1043 | 196436.1244 | 14389.812 | 19535780 | 1024 | 176560.4259 | 1023 | 105245.1275 | 932 | 90246.4446 | 12736.7 | 17259300 | 18 | 12503.3068 | 18 | 7372.1006 | 18 | 6740.1922 | 963.73 | 1309590 | 1 | 7372.3917 | 1 | 6141.5508 | 1 | 5990.797 | 689.382 | 966890 | 188.3376 | 98.18% | 89.88% | 1.726% | 6.365% | 0.09588% | 3.753% | 99.9% | 59.61% | 91.02% | 51.11% | 100% | 58.96% | 100% | 53.91% | 100% | 83.3% | 100% | 81.26% | Suburb Large | 325.1905 | South Atlantic
33919 | 0.40062 | Sarasota | 0 | FL | 2009 | 4007 | 1482829.0998 | 109165.76 | 145838270 | 3248 | 830217.8178 | 3248 | 420827.1948 | 3196 | 356049.0922 | 58667.3 | 78023500 | 749 | 593205.8653 | 749 | 312671.176 | 749 | 281630.0816 | 45490.9 | 60851200 | 10 | 59405.4167 | 10 | 43575.7535 | 10 | 41432.5006 | 5007.56 | 6963570 | 370.0597 | 81.06% | 55.99% | 18.69% | 40.01% | 0.2496% | 4.006% | 100% | 50.69% | 98.4% | 42.89% | 100% | 52.71% | 100% | 47.48% | 100% | 73.35% | 100% | 69.75% | Suburb Large | 2466.8076 | South Atlantic
33931 | 0.3905 | Sarasota | 0 | FL | 2009 | 4083 | 569417.6571 | 38796.05 | 53050270 | 4006 | 475733.1427 | 3999 | 275392.2517 | 3491 | 223960.442 | 30621.8 | 41778900 | 75 | 79362.5025 | 75 | 56993.3211 | 75 | 53687.0059 | 6828.94 | 9425610 | 2 | 14322.0119 | 2 | 10949.7382 | 2 | 10666.8123 | 1345.31 | 1845760 | 139.4606 | 98.11% | 83.55% | 1.837% | 13.94% | 0.04898% | 2.515% | 99.83% | 57.89% | 87.14% | 47.08% | 100% | 71.81% | 100% | 67.65% | 100% | 76.45% | 100% | 74.48% | Suburb Large | 547.5985 | South Atlantic
33946 | 0.46185 | Sarasota | 0 | FL | 2009 | 1814 | 523495.2511 | 33922.51 | 45656660 | 1654 | 388952.6943 | 1651 | 175129.0968 | 1588 | 144209.9291 | 24112.1 | 32271100 | 153 | 110016.3072 | 153 | 57616.1615 | 153 | 50227.562 | 7533.56 | 10181800 | 7 | 24526.2496 | 7 | 20443.9288 | 7 | 19933.8111 | 2276.85 | 3203760 | 288.5861 | 91.18% | 74.3% | 8.434% | 21.02% | 0.3859% | 4.685% | 99.82% | 45.03% | 96.01% | 37.08% | 100% | 52.37% | 100% | 45.65% | 100% | 83.36% | 100% | 81.28% | Suburb Midsize | 119.2229 | South Atlantic
33947 | 0.99987 | Sarasota | 0 | FL | 2009 | 5730 | 1706566.8019 | 125651.54 | 167379340 | 5499 | 1523778.8958 | 5498 | 764911.0783 | 5471 | 645512.578 | 110569 | 147182000 | 225 | 145392.4329 | 225 | 80247.1995 | 225 | 73216.0103 | 11737.1 | 15654100 | 6 | 37395.4732 | 6 | 25693.903 | 6 | 24409.037 | 3345.44 | 4543240 | 297.8302 | 95.97% | 89.29% | 3.927% | 8.52% | 0.1047% | 2.191% | 99.98% | 50.2% | 99.49% | 42.36% | 100% | 55.19% | 100% | 50.36% | 100% | 68.71% | 100% | 65.27% | Suburb Midsize | 521.8744 | South Atlantic
33948 | 0.98853 | Sarasota | 0 | FL | 2009 | 7856 | 2324418.1894 | 182944.6 | 244984200 | 7542 | 1762048.883 | 7539 | 940135.7245 | 7461 | 797450.1491 | 134381 | 178113000 | 277 | 214799.1181 | 277 | 117256.3207 | 277 | 105592.072 | 16521.6 | 22116200 | 37 | 347570.1882 | 37 | 281860.214 | 37 | 271697.4127 | 32042 | 44755000 | 295.8781 | 96% | 75.81% | 3.526% | 9.241% | 0.471% | 14.95% | 99.96% | 53.35% | 98.93% | 45.26% | 100% | 54.59% | 100% | 49.16% | 100% | 81.09% | 100% | 78.17% | Suburb Midsize | 659.5616 | South Atlantic
33952 | 0.25825 | Sarasota | 0 | FL | 2009 | 2923 | 683131.7006 | 50503.726 | 67716520 | 2831 | 600818.8364 | 2829 | 325660.506 | 2796 | 273106.1057 | 43620.2 | 58352200 | 89 | 73134.2557 | 89 | 46396.4596 | 89 | 43436.8034 | 6132.55 | 8315840 | 3 | 9178.6084 | 3 | 6388.4476 | 3 | 6113.0861 | 750.976 | 1048480 | 233.7091 | 96.85% | 87.95% | 3.045% | 10.71% | 0.1026% | 1.344% | 99.93% | 54.2% | 98.76% | 45.46% | 100% | 63.44% | 100% | 59.39% | 100% | 69.6% | 100% | 66.6% | Suburb Midsize | 2010.1836 | South Atlantic
33953 | 0.68298 | Sarasota | 0 | FL | 2009 | 2510 | 619783.0877 | 43449.53 | 59934200 | 2339 | 494899.8145 | 2334 | 244866.1364 | 2134 | 200920.5099 | 33454.8 | 46037700 | 171 | 124883.2732 | 171 | 72250.461 | 171 | 67031.4137 | 9994.73 | 13896500 | 0 | 0 | 0 | 0 | 0 | 0 | 0 | 0 | 246.9255 | 93.19% | 79.85% | 6.813% | 20.15% | 0% | 0% | 99.79% | 49.48% | 91.24% | 40.6% | 100% | 57.85% | 100% | 53.68% | #DIV/0! | #DIV/0! | #DIV/0! | #DIV/0! | Suburb Midsize | 317.4536 | South Atlantic
33954 | 0.013763 | Sarasota | 0 | FL | 2009 | 13 | 20874.2547 | 1803.028 | 2525935 | 6 | 1925.2128 | 6 | 1039.7778 | 6 | 895.667 | 117.156 | 160813 | 6 | 4437.5467 | 6 | 2786.8627 | 6 | 2478.0708 | 311.822 | 431632 | 1 | 14511.4952 | 1 | 12540.807 | 1 | 12136.2334 | 1374.05 | 1933490 | 1605.7119 | 46.15% | 9.223% | 46.15% | 21.26% | 7.692% | 69.52% | 100% | 54.01% | 100% | 46.52% | 100% | 62.8% | 100% | 55.84% | 100% | 86.42% | 100% | 83.63% | Suburb Midsize | 1232.0701 | South Atlantic
33956 | 0.1142 | Sarasota | 0 | FL | 2009 | 280 | 61845.6436 | 4720.4121 | 6241895 | 278 | 60803.3484 | 278 | 32827.2497 | 274 | 28476.3366 | 4623.64 | 6115000 | 2 | 1042.2952 | 2 | 622.184 | 2 | 578.8569 | 96.7721 | 126895 | 0 | 0 | 0 | 0 | 0 | 0 | 0 | 0 | 220.8773 | 99.29% | 98.31% | 0.7143% | 1.685% | 0% | 0% | 100% | 53.99% | 98.56% | 46.83% | 100% | 59.69% | 100% | 55.54% | #DIV/0! | #DIV/0! | #DIV/0! | #DIV/0! | Suburb Large | 76.4321 | South Atlantic
33981 | 0.84994 | Sarasota | 0 | FL | 2009 | 5813 | 1445936.8843 | 109234.94 | 145164570 | 5709 | 1351125.9992 | 5708 | 700025.591 | 5666 | 594313.319 | 100847 | 133795000 | 101 | 66085.2068 | 101 | 41616.4955 | 101 | 38140.727 | 5550.39 | 7475020 | 3 | 28725.6783 | 3 | 22779.5955 | 3 | 22127.1394 | 2837.55 | 3894550 | 248.7419 | 98.21% | 93.44% | 1.737% | 4.57% | 0.05161% | 1.987% | 99.98% | 51.81% | 99.25% | 43.99% | 100% | 62.97% | 100% | 57.71% | 100% | 79.3% | 100% | 77.03% | Suburb Midsize | 204.0558 | South Atlantic
33990 | 1 | Sarasota | 0 | FL | 2009 | 11977 | 3488035.9407 | 291426.6 | 386692500 | 11586 | 2974065.9271 | 11585 | 1655614.2536 | 11574 | 1437262.0381 | 245091 | 322929000 | 363 | 306185.7881 | 363 | 212412.5092 | 363 | 201029.7586 | 27040.5 | 36850900 | 28 | 207784.2256 | 28 | 167364.6678 | 28 | 162334.8748 | 19295.1 | 26912600 | 291.2278 | 96.74% | 85.26% | 3.031% | 8.778% | 0.2338% | 5.957% | 99.99% | 55.67% | 99.9% | 48.33% | 100% | 69.37% | 100% | 65.66% | 100% | 80.55% | 100% | 78.13% | Suburb Large | 2419.9163 | South Atlantic
33991 | 1 | Sarasota | 0 | FL | 2009 | 7948 | 2293158.7363 | 189315.5 | 249860400 | 7729 | 1970494.6378 | 7728 | 1075988.7001 | 7707 | 921211.9763 | 160719 | 210676000 | 190 | 144167.8679 | 190 | 88816.8569 | 190 | 81911.11 | 12161.1 | 16361900 | 29 | 178496.2306 | 29 | 138774.1913 | 29 | 134258.4177 | 16435.4 | 22822500 | 288.5202 | 97.24% | 85.93% | 2.391% | 6.287% | 0.3649% | 7.784% | 99.99% | 54.61% | 99.72% | 46.75% | 100% | 61.61% | 100% | 56.82% | 100% | 77.75% | 100% | 75.22% | Suburb Large | 1286.8339 | South Atlantic
33993 | 0.90299 | Sarasota | 0 | FL | 2009 | 9832 | 2475175.9801 | 215625.59 | 282522390 | 9771 | 2391798.0031 | 9768 | 1359415.1773 | 9728 | 1188317.9046 | 208179 | 272534000 | 54 | 33399.6159 | 54 | 19777.8213 | 54 | 18032.147 | 2826.31 | 3757920 | 7 | 49978.3612 | 7 | 32991.843 | 7 | 31943.9275 | 4620.28 | 6230470 | 251.7469 | 99.38% | 96.63% | 0.5492% | 1.349% | 0.0712% | 2.019% | 99.97% | 56.84% | 99.56% | 49.68% | 100% | 59.22% | 100% | 53.99% | 100% | 66.01% | 100% | 63.92% | Suburb Large | 404.3723 | South Atlantic
34223 | 0.67661 | Sarasota | 0 | FL | 2009 | 5720 | 1468465.7415 | 104614.4 | 145138100 | 5375 | 1102502.0842 | 5351 | 566699.9905 | 5110 | 479827.219 | 74717.5 | 103051000 | 323 | 245078.3329 | 323 | 152224.748 | 323 | 140974.1882 | 19812.6 | 27695200 | 22 | 120885.3244 | 22 | 86249.5273 | 22 | 82198.3454 | 10084.3 | 14391900 | 256.7248 | 93.97% | 75.08% | 5.647% | 16.69% | 0.3846% | 8.232% | 99.55% | 51.4% | 95.07% | 43.52% | 100% | 62.11% | 100% | 57.52% | 100% | 71.35% | 100% | 68% | Suburb Large | 438.5312 | South Atlantic
34224 | 0.99054 | Sarasota | 0 | FL | 2009 | 9076 | 2014260.9973 | 148976.92 | 205100540 | 8883 | 1808437.8429 | 8879 | 987083.1229 | 8669 | 838010.3998 | 130919 | 179594000 | 185 | 143950.1579 | 185 | 97190.3589 | 185 | 91244.529 | 12249.1 | 17170700 | 8 | 61872.9965 | 8 | 51514.1024 | 8 | 49810.7353 | 5808.82 | 8335840 | 221.9327 | 97.87% | 89.78% | 2.038% | 7.147% | 0.08814% | 3.072% | 99.95% | 54.58% | 97.59% | 46.34% | 100% | 67.52% | 100% | 63.39% | 100% | 83.26% | 100% | 80.5% | Suburb Midsize | 811.3752 | South Atlantic
34293 | 0.15261 | Sarasota | 0 | FL | 2009 | 23 | 6951.1766 | 422.1904 | 572673.2 | 22 | 6452.5228 | 22 | 2779.8159 | 21 | 2275.1293 | 391.515 | 531824 | 1 | 498.6537 | 1 | 209.1248 | 1 | 168.8546 | 30.6754 | 40849.2 | 0 | 0 | 0 | 0 | 0 | 0 | 0 | 0 | 302.2251 | 95.65% | 92.83% | 4.348% | 7.174% | 0% | 0% | 100% | 43.08% | 95.45% | 35.26% | 100% | 41.94% | 100% | 33.86% | #DIV/0! | #DIV/0! | #DIV/0! | #DIV/0! | Suburb Large | 757.5667 | South Atlantic
34677 | 0.99961 | Tampa | 0 | FL | 2013 | 7047 | 2605424.3567 | 179687.6 | 253717700 | 5723 | 1296553.1458 | 5709 | 584320.0832 | 5456 | 482370.9775 | 79548.7 | 110302000 | 1267 | 946123.0744 | 1267 | 509427.8209 | 1262 | 457069.3119 | 64769.7 | 91813900 | 57 | 362748.1364 | 57 | 313930.8152 | 57 | 308385.1928 | 35369.2 | 51601800 | 369.7211 | 81.21% | 49.76% | 17.98% | 36.31% | 0.8089% | 13.92% | 99.76% | 45.07% | 95.33% | 37.2% | 100% | 53.84% | 99.61% | 48.31% | 100% | 86.54% | 100% | 85.01% | City Midsize | 1429.9781 | South Atlantic
34681 | 0.90736 | Tampa | 0 | FL | 2013 | 84 | 13814.3328 | 775.139 | 1060566 | 83 | 12845.4924 | 83 | 5149.5614 | 72 | 4099.9009 | 683.686 | 932126 | 1 | 968.8404 | 1 | 679.1429 | 1 | 666.5492 | 91.453 | 128440 | 0 | 0 | 0 | 0 | 0 | 0 | 0 | 0 | 164.4563 | 98.81% | 92.99% | 1.19% | 7.013% | 0% | 0% | 100% | 40.09% | 86.75% | 31.92% | 100% | 70.1% | 100% | 68.8% | #DIV/0! | #DIV/0! | #DIV/0! | #DIV/0! | City Midsize | 336.5968 | South Atlantic
34683 | 0.61454 | Tampa | 0 | FL | 2013 | 9743 | 2788925.354 | 163347.6 | 226836200 | 9073 | 2216178.5285 | 9051 | 925442.2182 | 8462 | 744106.5158 | 120638 | 166632000 | 640 | 448150.5223 | 640 | 235854.0893 | 636 | 211406.9656 | 31444.7 | 43876800 | 30 | 124596.3031 | 30 | 97193.847 | 30 | 94336.7799 | 11264.9 | 16327400 | 286.2491 | 93.12% | 79.46% | 6.569% | 16.07% | 0.3079% | 4.468% | 99.76% | 41.76% | 93.27% | 33.58% | 100% | 52.63% | 99.38% | 47.17% | 100% | 78.01% | 100% | 75.71% | City Midsize | 2364.8953 | South Atlantic
34684 | 0.71251 | Tampa | 0 | FL | 2013 | 5939 | 1941773.9303 | 113118.7 | 157175500 | 5137 | 1230275.1689 | 5130 | 475217.5053 | 4751 | 375216.9851 | 63158.7 | 87249900 | 778 | 561457.5012 | 778 | 263105.6148 | 778 | 228206.798 | 35880.7 | 49822000 | 24 | 150041.2602 | 24 | 114523.0251 | 24 | 110959.3654 | 14079.3 | 20103600 | 326.953 | 86.5% | 63.36% | 13.1% | 28.91% | 0.4041% | 7.727% | 99.86% | 38.63% | 92.49% | 30.5% | 100% | 46.86% | 100% | 40.65% | 100% | 76.33% | 100% | 73.95% | City Midsize | 3352.953 | South Atlantic
34685 | 0.24071 | Tampa | 0 | FL | 2013 | 1234 | 517992.3792 | 32870.83 | 45552120 | 925 | 277276.1943 | 922 | 120884.8757 | 880 | 98103.7306 | 16427.8 | 22716800 | 307 | 213332.9421 | 307 | 98776.9859 | 306 | 84697.0814 | 14196.4 | 19548900 | 2 | 27383.2428 | 2 | 20444.7796 | 2 | 19779.4068 | 2246.63 | 3286420 | 419.7669 | 74.96% | 53.53% | 24.88% | 41.18% | 0.1621% | 5.286% | 99.68% | 43.6% | 95.14% | 35.38% | 100% | 46.3% | 99.67% | 39.7% | 100% | 74.66% | 100% | 72.23% | City Midsize | 1167.2436 | South Atlantic
34689 | 0.001653 | Tampa | 0 | FL | 2013 | 32 | 5707.1056 | 269.353 | 377078 | 32 | 5707.1056 | 32 | 2064.3058 | 24 | 1693.9663 | 269.353 | 377078 | 0 | 0 | 0 | 0 | 0 | 0 | 0 | 0 | 0 | 0 | 0 | 0 | 0 | 0 | 0 | 0 | 178.3471 | 100% | 100% | 0% | 0% | 0% | 0% | 100% | 36.17% | 75% | 29.68% | #DIV/0! | #DIV/0! | #DIV/0! | #DIV/0! | #DIV/0! | #DIV/0! | #DIV/0! | #DIV/0! | City Midsize | 1359.0602 | South Atlantic
34695 | 1 | Tampa | 0 | FL | 2013 | 6676 | 1930081.8291 | 110807.06 | 154955500 | 6091 | 1424468.7609 | 6054 | 585195.495 | 5487 | 467663.9943 | 74428.3 | 103499000 | 559 | 388942.0539 | 559 | 200259.9486 | 557 | 177411.9208 | 26481.1 | 37206900 | 26 | 116671.0143 | 26 | 83528.0794 | 26 | 80152.9347 | 9897.66 | 14249600 | 289.1075 | 91.24% | 73.8% | 8.373% | 20.15% | 0.3895% | 6.045% | 99.39% | 41.08% | 90.08% | 32.83% | 100% | 51.49% | 99.64% | 45.61% | 100% | 71.59% | 100% | 68.7% | City Midsize | 2325.9679 | South Atlantic
34698 | 0.99712 | Tampa | 0 | FL | 2013 | 14549 | 3923826.0192 | 250277.4 | 351574800 | 13425 | 2805963.1227 | 13396 | 1323554.905 | 12457 | 1079753.0659 | 162772 | 227105000 | 1074 | 844266.297 | 1074 | 488355.7002 | 1072 | 445353.408 | 62443.2 | 88145800 | 50 | 273596.5994 | 50 | 217328.4948 | 50 | 211224.524 | 25062.2 | 36324000 | 269.6973 | 92.27% | 71.51% | 7.382% | 21.52% | 0.3437% | 6.973% | 99.78% | 47.17% | 92.79% | 38.48% | 100% | 57.84% | 99.81% | 52.75% | 100% | 79.43% | 100% | 77.2% | City Midsize | 2792.1596 | South Atlantic
34741 | 0.0045132 | Orlando | 0 | FL | 2009 | 2 | 358.5307 | 35.3774 | 47457.9 | 2 | 358.5307 | 2 | 315.8694 | 2 | 315.8694 | 35.3774 | 47457.9 | 0 | 0 | 0 | 0 | 0 | 0 | 0 | 0 | 0 | 0 | 0 | 0 | 0 | 0 | 0 | 0 | 179.2654 | 100% | 100% | 0% | 0% | 0% | 0% | 100% | 88.1% | 100% | 88.1% | #DIV/0! | #DIV/0! | #DIV/0! | #DIV/0! | #DIV/0! | #DIV/0! | #DIV/0! | #DIV/0! | Rural Fringe | 1870.1261 | South Atlantic
34746 | 0.44934 | Orlando | 0 | FL | 2009 | 4753 | 1316817.0848 | 100954.2 | 129751500 | 4310 | 717867.672 | 4300 | 347152.0502 | 3959 | 302370.6911 | 49297.5 | 62266300 | 409 | 350899.3542 | 409 | 216608.0903 | 409 | 203594.2509 | 28704.1 | 37045900 | 34 | 248050.0587 | 34 | 195522.9101 | 34 | 190978.9742 | 22952.6 | 30439300 | 277.0497 | 90.68% | 54.52% | 8.605% | 26.65% | 0.7153% | 18.84% | 99.77% | 48.36% | 91.86% | 42.12% | 100% | 61.73% | 100% | 58.02% | 100% | 78.82% | 100% | 76.99% | Rural Fringe | 533.5384 | South Atlantic
34747 | 0.60642 | Orlando | 0 | FL | 2009 | 6335 | 2801320.0343 | 202056.8 | 259987900 | 5231 | 1119330.9686 | 5229 | 480232.5215 | 4911 | 398608.4427 | 69750.6 | 87569600 | 944 | 815700.6325 | 944 | 439304.903 | 944 | 400224.4806 | 60552.2 | 77440400 | 160 | 866288.4332 | 160 | 618631.4685 | 160 | 590939.7618 | 71754 | 94977900 | 442.1973 | 82.57% | 39.96% | 14.9% | 29.12% | 2.526% | 30.92% | 99.96% | 42.9% | 93.88% | 35.61% | 100% | 53.86% | 100% | 49.07% | 100% | 71.41% | 100% | 68.22% | Rural Fringe | 285.6432 | South Atlantic
34786 | 0.24194 | Orlando | 0 | FL | 2009 | 491 | 450711.9301 | 34085.69 | 45833130 | 333 | 63787.4809 | 331 | 33319.2131 | 300 | 28433.641 | 4116.77 | 5448930 | 118 | 110545.5694 | 118 | 62251.5534 | 118 | 57802.971 | 8277.22 | 11023500 | 40 | 276378.8797 | 40 | 179834.2052 | 40 | 169843.5418 | 21691.7 | 29360700 | 917.9469 | 67.82% | 14.15% | 24.03% | 24.53% | 8.147% | 61.32% | 99.4% | 52.23% | 90.09% | 44.58% | 100% | 56.31% | 100% | 52.29% | 100% | 65.07% | 100% | 61.45% | Suburb Large | 603.9078 | South Atlantic
34787 | 0.021603 | Orlando | 0 | FL | 2009 | 8 | 1598.7744 | 82.8531 | 104795 | 8 | 1598.7744 | 8 | 593.0954 | 7 | 485.7287 | 82.8531 | 104795 | 0 | 0 | 0 | 0 | 0 | 0 | 0 | 0 | 0 | 0 | 0 | 0 | 0 | 0 | 0 | 0 | 199.8468 | 100% | 100% | 0% | 0% | 0% | 0% | 100% | 37.1% | 87.5% | 30.38% | #DIV/0! | #DIV/0! | #DIV/0! | #DIV/0! | #DIV/0! | #DIV/0! | #DIV/0! | #DIV/0! | Suburb Large | 649.4982 | South Atlantic
35068 | 0.0049008 | Birmingham | 0 | AL | 2008 | 7 | 688.8544 | 8.8289 | 11774.2 | 7 | 688.8544 | 6 | 94.9036 | 2 | 49.5276 | 8.8289 | 11774.2 | 0 | 0 | 0 | 0 | 0 | 0 | 0 | 0 | 0 | 0 | 0 | 0 | 0 | 0 | 0 | 0 | 98.4078 | 100% | 100% | 0% | 0% | 0% | 0% | 85.71% | 13.78% | 28.57% | 7.19% | #DIV/0! | #DIV/0! | #DIV/0! | #DIV/0! | #DIV/0! | #DIV/0! | #DIV/0! | #DIV/0! | Suburb Large | 510.4152 | East South Central
35073 | 0.00044161 | Birmingham | 0 | AL | 2008 | 3 | 1632.3857 | 122.077 | 165758 | 1 | 266.606 | 1 | 12 | 0 | 0 | 0 | 0 | 2 | 1365.7797 | 2 | 1087.236 | 2 | 1065.7165 | 122.077 | 165758 | 0 | 0 | 0 | 0 | 0 | 0 | 0 | 0 | 544.1286 | 33.33% | 16.33% | 66.67% | 83.67% | 0% | 0% | 100% | 4.501% | 0% | 0% | 100% | 79.61% | 100% | 78.03% | #DIV/0! | #DIV/0! | #DIV/0! | #DIV/0! | Suburb Large | 168.3272 | East South Central
35203 | 1 | Birmingham | Birmingham, AL | AL | 2008 | 599 | 1041894.9043 | 82159.7 | 111984370 | 219 | 49086.2119 | 218 | 28753.7322 | 199 | 26314.2952 | 3405.4 | 4606870 | 241 | 276955.9005 | 241 | 192253.6972 | 241 | 182715.1869 | 21833.7 | 29696000 | 139 | 715852.7918 | 139 | 511735.1298 | 139 | 493474.9528 | 56920.6 | 77681500 | 1739.3905 | 36.56% | 4.711% | 40.23% | 26.58% | 23.21% | 68.71% | 99.54% | 58.58% | 90.87% | 53.61% | 100% | 69.42% | 100% | 65.97% | 100% | 71.49% | 100% | 68.94% | City Midsize | 2071.2779 | East South Central
35204 | 1 | Birmingham | Birmingham, AL | AL | 2008 | 4963 | 1474921.4098 | 112678.8 | 149820100 | 4556 | 635464.6055 | 4482 | 260915.2471 | 3715 | 212960.1647 | 35096.2 | 45291200 | 321 | 312459.0708 | 321 | 222849.9377 | 320 | 214122.4676 | 27007.3 | 36162800 | 86 | 526997.7335 | 86 | 430370.086 | 86 | 421799.5487 | 50575.3 | 68366100 | 297.1834 | 91.8% | 43.08% | 6.468% | 21.18% | 1.733% | 35.73% | 98.38% | 41.06% | 81.54% | 33.51% | 100% | 71.32% | 99.69% | 68.53% | 100% | 81.66% | 100% | 80.04% | City Midsize | 2117.4316 | East South Central
35205 | 1 | Birmingham | Birmingham, AL | AL | 2008 | 4691 | 1474419.6319 | 92443.7 | 124144700 | 4171 | 620004.1307 | 4057 | 217239.1662 | 3097 | 170488.8886 | 27334.7 | 35928500 | 439 | 411685.0357 | 439 | 254637.5475 | 433 | 238542.176 | 30152.7 | 40513400 | 81 | 442730.4654 | 81 | 315827.4509 | 81 | 303934.9276 | 34956.3 | 47702800 | 314.3082 | 88.91% | 42.05% | 9.358% | 27.92% | 1.727% | 30.03% | 97.27% | 35.04% | 74.25% | 27.5% | 100% | 61.85% | 98.63% | 57.94% | 100% | 71.34% | 100% | 68.65% | City Midsize | 4470.8305 | East South Central
35206 | 1 | Birmingham | Birmingham, AL | AL | 2008 | 8295 | 1406761.1336 | 60029.4 | 80282600 | 8051 | 1050734.6078 | 7608 | 255172.5365 | 4573 | 180561.5377 | 29931.9 | 39478500 | 213 | 198377.6648 | 213 | 133585.7294 | 213 | 127177.4852 | 15945.1 | 21553400 | 31 | 157648.8611 | 31 | 123485.8377 | 31 | 119940.1059 | 14152.4 | 19250700 | 169.5915 | 97.06% | 74.69% | 2.568% | 14.1% | 0.3737% | 11.21% | 94.5% | 24.29% | 56.8% | 17.18% | 100% | 67.34% | 100% | 64.11% | 100% | 78.33% | 100% | 76.08% | City Midsize | 1788.3913 | East South Central
35207 | 0.53253 | Birmingham | Birmingham, AL | AL | 2008 | 3434 | 1011906.1683 | 75226.7 | 99429100 | 3178 | 386532.4796 | 3097 | 155142.4082 | 2426 | 123082.754 | 19732.3 | 25706600 | 196 | 180622.9811 | 196 | 124762.349 | 196 | 118741.6465 | 15805.7 | 20986500 | 60 | 444750.7077 | 60 | 302949.2126 | 60 | 292930.1073 | 39688.7 | 52736000 | 294.6727 | 92.55% | 38.2% | 5.708% | 17.85% | 1.747% | 43.95% | 97.45% | 40.14% | 76.34% | 31.84% | 100% | 69.07% | 100% | 65.74% | 100% | 68.12% | 100% | 65.86% | City Midsize | 833.2533 | East South Central
35208 | 0.7706 | Birmingham | Birmingham, AL | AL | 2008 | 4718 | 997296.2038 | 60031.9 | 79515600 | 4556 | 631858.5782 | 4423 | 212968.1059 | 3423 | 163201.4904 | 27608.6 | 35758700 | 123 | 116410.4791 | 123 | 77843.227 | 122 | 73920.8392 | 9559.7 | 12766800 | 39 | 249027.1464 | 39 | 192283.3864 | 39 | 188541.5504 | 22863.6 | 30990100 | 211.3811 | 96.57% | 63.36% | 2.607% | 11.67% | 0.8266% | 24.97% | 97.08% | 33.71% | 75.13% | 25.83% | 100% | 66.87% | 99.19% | 63.5% | 100% | 77.21% | 100% | 75.71% | City Midsize | 3850.9226 | East South Central
35209 | 0.5601 | Birmingham | 0 | AL | 2008 | 5055 | 1696282.5049 | 95097.6 | 127453700 | 4464 | 749153.7459 | 4132 | 178521.2963 | 2467 | 131146.6143 | 21555.6 | 28300000 | 521 | 524477.6726 | 520 | 324073.4842 | 518 | 304526.2105 | 39639.7 | 53153100 | 70 | 422651.0864 | 70 | 298095.7254 | 70 | 287754.9965 | 33902.3 | 46000600 | 335.5653 | 88.31% | 44.16% | 10.31% | 30.92% | 1.385% | 24.92% | 92.56% | 23.83% | 55.26% | 17.51% | 99.81% | 61.79% | 99.42% | 58.06% | 100% | 70.53% | 100% | 68.08% | Suburb Large | 3192.693 | East South Central
35210 | 0.47677 | Birmingham | 0 | AL | 2008 | 4777 | 1455990.5656 | 98708.1 | 132575000 | 4395 | 635138.5221 | 4130 | 183820.3525 | 2765 | 140827.5864 | 22984.6 | 30185200 | 305 | 306023.6211 | 305 | 203302.1636 | 305 | 194973.3448 | 25887.1 | 34703100 | 77 | 514828.4224 | 77 | 438150.0782 | 77 | 429400.995 | 49836.4 | 67686700 | 304.7918 | 92% | 43.62% | 6.385% | 21.02% | 1.612% | 35.36% | 93.97% | 28.94% | 62.91% | 22.17% | 100% | 66.43% | 100% | 63.71% | 100% | 85.11% | 100% | 83.41% | Suburb Large | 647.8228 | East South Central
35211 | 0.43821 | Birmingham | Birmingham, AL | AL | 2008 | 8670 | 1503461.8693 | 82590 | 108685400 | 8414 | 1118249.3244 | 8239 | 396416.1363 | 6542 | 307809.4797 | 51694.3 | 67159400 | 216 | 193076.1315 | 216 | 115340.0311 | 216 | 108956.5933 | 14603.4 | 19449100 | 40 | 192136.4133 | 40 | 141778.5592 | 40 | 137345.2347 | 16292.3 | 22076900 | 173.4097 | 97.05% | 74.38% | 2.491% | 12.84% | 0.4614% | 12.78% | 97.92% | 35.45% | 77.75% | 27.53% | 100% | 59.74% | 100% | 56.43% | 100% | 73.79% | 100% | 71.48% | City Midsize | 1681.376 | East South Central
35212 | 1 | Birmingham | Birmingham, AL | AL | 2008 | 4797 | 1319793.471 | 87895.9 | 118035900 | 4507 | 620568.6322 | 4338 | 207655.8952 | 3140 | 159188.731 | 25853.8 | 33980400 | 246 | 207891.7794 | 246 | 135818.4007 | 244 | 129163.5571 | 16315.7 | 21969300 | 44 | 491333.0594 | 44 | 380711.9556 | 44 | 375239.4438 | 45726.4 | 62086200 | 275.1289 | 93.95% | 47.02% | 5.128% | 15.75% | 0.9172% | 37.23% | 96.25% | 33.46% | 69.67% | 25.65% | 100% | 65.33% | 99.19% | 62.13% | 100% | 77.49% | 100% | 76.37% | City Midsize | 2286.8148 | East South Central
35213 | 1 | Birmingham | 0 | AL | 2008 | 5204 | 1301438.6012 | 46985 | 62478300 | 4955 | 980637.6133 | 4659 | 200591.0738 | 2905 | 138556.0932 | 24255.7 | 31878700 | 233 | 185957.2796 | 233 | 77228.9845 | 218 | 67958.814 | 10182.7 | 13534600 | 16 | 134843.7083 | 16 | 109522.8031 | 16 | 106526.8283 | 12546.6 | 17065000 | 250.0843 | 95.22% | 75.35% | 4.477% | 14.29% | 0.3075% | 10.36% | 94.03% | 20.46% | 58.63% | 14.13% | 100% | 41.53% | 93.56% | 36.55% | 100% | 81.22% | 100% | 79% | Suburb Large | 2288.6404 | East South Central
35214 | 0.18499 | Birmingham | 0 | AL | 2008 | 2914 | 522728.774 | 35914.22 | 47388540 | 2823 | 330032.2505 | 2779 | 138127.7429 | 2306 | 108803.8863 | 18093.5 | 23290500 | 69 | 70038.2927 | 69 | 49445.2353 | 69 | 47878.5043 | 6051.22 | 8082440 | 22 | 122658.2307 | 22 | 99341.0388 | 22 | 97750.3132 | 11769.5 | 16015600 | 179.3853 | 96.88% | 63.14% | 2.368% | 13.4% | 0.755% | 23.46% | 98.44% | 41.85% | 81.69% | 32.97% | 100% | 70.6% | 100% | 68.36% | 100% | 80.99% | 100% | 79.69% | Suburb Large | 690.2167 | East South Central
35215 | 0.02061 | Birmingham | 0 | AL | 2008 | 237 | 55376.6256 | 3120.424 | 4121620 | 224 | 33065.9746 | 213 | 11060.6943 | 161 | 8534.2479 | 1382.68 | 1794690 | 11 | 9164.5268 | 11 | 6473.5086 | 10 | 6248.532 | 773.446 | 1036620 | 2 | 13146.1241 | 2 | 7124.2021 | 2 | 6908.8264 | 964.298 | 1290310 | 233.6566 | 94.51% | 59.71% | 4.641% | 16.55% | 0.8439% | 23.74% | 95.09% | 33.45% | 71.88% | 25.81% | 100% | 70.64% | 90.91% | 68.18% | 100% | 54.19% | 100% | 52.55% | Suburb Large | 1794.4181 | East South Central
35216 | 0.022659 | Birmingham | 0 | AL | 2008 | 118 | 35930.2879 | 836.257 | 1120250 | 108 | 27718.9451 | 105 | 3459.9464 | 41 | 2142.5474 | 351.446 | 469185 | 10 | 8211.3428 | 10 | 3885.8637 | 10 | 3530.3789 | 484.811 | 651065 | 0 | 0 | 0 | 0 | 0 | 0 | 0 | 0 | 304.494 | 91.53% | 77.15% | 8.475% | 22.85% | 0% | 0% | 97.22% | 12.48% | 37.96% | 7.73% | 100% | 47.32% | 100% | 42.99% | #DIV/0! | #DIV/0! | #DIV/0! | #DIV/0! | Suburb Large | 2478.3479 | East South Central
35217 | 0.36796 | Birmingham | 0 | AL | 2008 | 4550 | 995796.047 | 65475.6 | 87320200 | 4342 | 552906.1345 | 4200 | 194470.7431 | 3112 | 153096.2993 | 24845.7 | 32384000 | 158 | 157559.7379 | 158 | 114693.7142 | 158 | 110514.65 | 13825.8 | 18555100 | 50 | 285330.1746 | 50 | 232693.3213 | 50 | 227544.5786 | 26804.1 | 36381100 | 218.8563 | 95.43% | 55.52% | 3.473% | 15.82% | 1.099% | 28.65% | 96.73% | 35.17% | 71.67% | 27.69% | 100% | 72.79% | 100% | 70.14% | 100% | 81.55% | 100% | 79.75% | Suburb Large | 688.6182 | East South Central
35218 | 0.24678 | Birmingham | Birmingham, AL | AL | 2008 | 778 | 147674.3215 | 8078.86 | 10635710 | 745 | 105086.8841 | 732 | 36325.2752 | 565 | 28480.9389 | 4764.93 | 6139630 | 27 | 21297.0515 | 27 | 12318.9548 | 27 | 11693.4599 | 1520.83 | 2049930 | 6 | 21290.3859 | 6 | 16216.385 | 6 | 15734.7771 | 1793.1 | 2446150 | 189.8128 | 95.76% | 71.16% | 3.47% | 14.42% | 0.7712% | 14.42% | 98.26% | 34.57% | 75.84% | 27.1% | 100% | 57.84% | 100% | 54.91% | 100% | 76.17% | 100% | 73.91% | City Midsize | 2788.4577 | East South Central
35221 | 0.056129 | Birmingham | Birmingham, AL | AL | 2008 | 212 | 44293.9656 | 2541.864 | 3373774 | 197 | 29328.5635 | 193 | 10889.7712 | 154 | 8885.7749 | 1342 | 1775460 | 14 | 10757.1334 | 14 | 6667.2919 | 14 | 6356.6175 | 870.998 | 1154930 | 1 | 4208.2688 | 1 | 2789.9641 | 1 | 2565.0982 | 328.866 | 443384 | 208.9338 | 92.92% | 66.21% | 6.604% | 24.29% | 0.4717% | 9.501% | 97.97% | 37.13% | 78.17% | 30.3% | 100% | 61.98% | 100% | 59.09% | 100% | 66.3% | 100% | 60.95% | City Midsize | 1404.1074 | East South Central
35222 | 1 | Birmingham | Birmingham, AL | AL | 2008 | 3641 | 1472794.5464 | 108578.3 | 146539400 | 3243 | 525591.0615 | 3127 | 170188.3306 | 2172 | 131836.4979 | 20123.8 | 26584000 | 293 | 298213.7958 | 293 | 224341.6308 | 292 | 216612.3417 | 26180.4 | 35439200 | 105 | 648989.6892 | 105 | 533609.7784 | 104 | 523899.9071 | 62274.1 | 84516200 | 404.5028 | 89.07% | 35.69% | 8.047% | 20.25% | 2.884% | 44.07% | 96.42% | 32.38% | 66.98% | 25.08% | 100% | 75.23% | 99.66% | 72.64% | 100% | 82.22% | 99.05% | 80.73% | City Midsize | 1643.2489 | East South Central
35223 | 0.88811 | Birmingham | 0 | AL | 2008 | 3984 | 1268432.429 | 43022.72 | 57140600 | 3529 | 862817.7663 | 3392 | 170622.8048 | 2231 | 120603.6842 | 21317.3 | 28107900 | 431 | 296560.7646 | 429 | 105021.7341 | 391 | 89267.1805 | 13071.8 | 17379100 | 24 | 109053.898 | 24 | 73431.8377 | 24 | 70395.7791 | 8633.62 | 11653600 | 318.3816 | 88.58% | 68.02% | 10.82% | 23.38% | 0.6024% | 8.598% | 96.12% | 19.78% | 63.22% | 13.98% | 99.54% | 35.41% | 90.72% | 30.1% | 100% | 67.34% | 100% | 64.55% | Suburb Large | 1266.6858 | East South Central
35228 | 0.011436 | Birmingham | 0 | AL | 2008 | 84 | 9312.4083 | 296.109 | 390470 | 84 | 9312.4083 | 80 | 2508.7927 | 51 | 1760.0822 | 296.109 | 390470 | 0 | 0 | 0 | 0 | 0 | 0 | 0 | 0 | 0 | 0 | 0 | 0 | 0 | 0 | 0 | 0 | 110.862 | 100% | 100% | 0% | 0% | 0% | 0% | 95.24% | 26.94% | 60.71% | 18.9% | #DIV/0! | #DIV/0! | #DIV/0! | #DIV/0! | #DIV/0! | #DIV/0! | #DIV/0! | #DIV/0! | Suburb Large | 2388.9637 | East South Central
35233 | 1 | Birmingham | Birmingham, AL | AL | 2008 | 491 | 743497.6941 | 61333.07 | 83660840 | 176 | 40566.9673 | 175 | 24526.641 | 167 | 22634.1882 | 2829.47 | 3834540 | 224 | 254902.0234 | 224 | 193101.022 | 224 | 185118.8639 | 21583.8 | 29420500 | 91 | 448028.7033 | 91 | 333230.2741 | 91 | 321348.4628 | 36919.8 | 50405800 | 1514.2519 | 35.85% | 5.456% | 45.62% | 34.28% | 18.53% | 60.26% | 99.43% | 60.46% | 94.89% | 55.79% | 100% | 75.75% | 100% | 72.62% | 100% | 74.38% | 100% | 71.72% | City Midsize | 3021.5139 | East South Central
35234 | 1 | Birmingham | Birmingham, AL | AL | 2008 | 2270 | 695865.0073 | 48438.7 | 64984200 | 2088 | 314892.7014 | 2042 | 115094.9133 | 1630 | 89472.034 | 14365 | 18885200 | 138 | 127388.1715 | 138 | 88926.7821 | 136 | 85188.102 | 10724.2 | 14430000 | 44 | 253584.1343 | 44 | 198315.1285 | 44 | 193853.222 | 23349.5 | 31669000 | 306.5485 | 91.98% | 45.25% | 6.079% | 18.31% | 1.938% | 36.44% | 97.8% | 36.55% | 78.07% | 28.41% | 100% | 69.81% | 98.55% | 66.87% | 100% | 78.2% | 100% | 76.45% | City Midsize | 2238.3695 | East South Central
35235 | 0.12185 | Birmingham | 0 | AL | 2008 | 1033 | 218274.5866 | 10333.5 | 13683270 | 961 | 140694.6602 | 881 | 34584.1349 | 510 | 25583.3442 | 4054.92 | 5300280 | 68 | 65391.4988 | 68 | 40313.4845 | 68 | 38270.0962 | 5221.85 | 6967980 | 4 | 12188.4277 | 4 | 8673.2504 | 4 | 8397.6043 | 1056.73 | 1415010 | 211.3016 | 93.03% | 64.46% | 6.583% | 29.96% | 0.3872% | 5.584% | 91.68% | 24.58% | 53.07% | 18.18% | 100% | 61.65% | 100% | 58.52% | 100% | 71.16% | 100% | 68.9% | Suburb Large | 1270.297 | East South Central
35243 | 0.086132 | Birmingham | 0 | AL | 2008 | 768 | 217195.5202 | 6238.45 | 8148129 | 689 | 159971.0801 | 648 | 28520.0011 | 398 | 19659.8287 | 3639.77 | 4716360 | 77 | 50010.7749 | 77 | 14440.7748 | 67 | 11459.2431 | 2016.37 | 2636540 | 2 | 7213.6652 | 2 | 5360.8574 | 2 | 5114.3449 | 582.31 | 795229 | 282.8067 | 89.71% | 73.65% | 10.03% | 23.03% | 0.2604% | 3.321% | 94.05% | 17.83% | 57.76% | 12.29% | 100% | 28.88% | 87.01% | 22.91% | 100% | 74.32% | 100% | 70.9% | Suburb Large | 1390.6176 | East South Central
35254 | 1 | Birmingham | Birmingham, AL | AL | 2008 | 4 | 894.3618 | 62.2529 | 84756.8 | 4 | 894.3618 | 4 | 614.8082 | 4 | 547.6354 | 62.2529 | 84756.8 | 0 | 0 | 0 | 0 | 0 | 0 | 0 | 0 | 0 | 0 | 0 | 0 | 0 | 0 | 0 | 0 | 223.5904 | 100% | 100% | 0% | 0% | 0% | 0% | 100% | 68.74% | 100% | 61.23% | #DIV/0! | #DIV/0! | #DIV/0! | #DIV/0! | #DIV/0! | #DIV/0! | #DIV/0! | #DIV/0! | City Midsize | 2059.8552 | East South Central
35285 | 1 | Birmingham | Birmingham, AL | AL | 2008 | 1 | 28701.4342 | 2278.05 | 3076800 | 0 | 0 | 0 | 0 | 0 | 0 | 0 | 0 | 0 | 0 | 0 | 0 | 0 | 0 | 0 | 0 | 1 | 28701.4342 | 1 | 19678.1659 | 1 | 19372.43 | 2278.05 | 3076800 | 28701.4342 | 0% | 0% | 0% | 0% | 100% | 100% | #DIV/0! | #DIV/0! | #DIV/0! | #DIV/0! | #DIV/0! | #DIV/0! | #DIV/0! | #DIV/0! | 100% | 68.56% | 100% | 67.5% | City Midsize | 2318.2381 | East South Central
35294 | 1 | Birmingham | Birmingham, AL | AL | 2008 | 5 | 24696.831 | 1745.8651 | 2382978 | 0 | 0 | 0 | 0 | 0 | 0 | 0 | 0 | 2 | 1545.6708 | 2 | 781.8437 | 2 | 692.1887 | 83.1851 | 113198 | 3 | 23151.1602 | 3 | 14869.4261 | 3 | 14314.9444 | 1662.68 | 2269780 | 4939.3662 | 0% | 0% | 40% | 6.259% | 60% | 93.74% | #DIV/0! | #DIV/0! | #DIV/0! | #DIV/0! | 100% | 50.58% | 100% | 44.78% | 100% | 64.23% | 100% | 61.83% | City Midsize | 4026.1327 | East South Central
35670 | 0.039575 | Huntsville | 0 | AL | 2009 | 94 | 15019.3556 | 822.8654 | 1055276.9 | 93 | 14502.1517 | 87 | 5702.9327 | 73 | 4530.0673 | 786.665 | 1009400 | 1 | 517.2039 | 1 | 259.1822 | 1 | 237.0612 | 36.2004 | 45876.9 | 0 | 0 | 0 | 0 | 0 | 0 | 0 | 0 | 159.7804 | 98.94% | 96.56% | 1.064% | 3.444% | 0% | 0% | 93.55% | 39.32% | 78.49% | 31.24% | 100% | 50.11% | 100% | 45.84% | #DIV/0! | #DIV/0! | #DIV/0! | #DIV/0! | Rural Distant | 82.2047 | East South Central
35741 | 0.29068 | Huntsville | 0 | AL | 2009 | 785 | 221096.0081 | 15103.421 | 19308049 | 731 | 178354.4589 | 724 | 77543.1588 | 684 | 64268.1115 | 11602.2 | 14763500 | 53 | 38933.6273 | 53 | 22679.1957 | 53 | 20845.6708 | 3127.96 | 4038730 | 1 | 3807.9219 | 1 | 3384.958 | 1 | 3325 | 373.261 | 505819 | 281.651 | 93.12% | 80.67% | 6.752% | 17.61% | 0.1274% | 1.722% | 99.04% | 43.48% | 93.57% | 36.03% | 100% | 58.25% | 100% | 53.54% | 100% | 88.89% | 100% | 87.32% | Rural Fringe | 335.6519 | East South Central
35749 | 0.51861 | Huntsville | 0 | AL | 2009 | 5960 | 1358440.8932 | 107839.02 | 136672560 | 5876 | 1254371.7751 | 5847 | 628141.1865 | 5582 | 542155.8123 | 98457.5 | 124528000 | 77 | 58068.3841 | 77 | 37489.9011 | 76 | 35457.8602 | 4968.32 | 6479960 | 7 | 46000.734 | 7 | 33175.3922 | 7 | 31570.7065 | 4413.2 | 5664600 | 227.9263 | 98.59% | 92.34% | 1.292% | 4.275% | 0.1174% | 3.386% | 99.51% | 50.08% | 95% | 43.22% | 100% | 64.56% | 98.7% | 61.06% | 100% | 72.12% | 100% | 68.63% | Rural Fringe | 527.7161 | East South Central
35754 | 0.28682 | Huntsville | 0 | AL | 2009 | 1043 | 186929.1127 | 12799.44 | 16502940 | 1000 | 139652.9673 | 971 | 63124.0736 | 782 | 50738.9334 | 8440.77 | 10712400 | 38 | 32635.5351 | 38 | 24402.1833 | 38 | 23312.7973 | 2939.58 | 3897190 | 5 | 14640.6103 | 5 | 12457.4048 | 5 | 11898.0888 | 1419.09 | 1893350 | 179.2225 | 95.88% | 74.71% | 3.643% | 17.46% | 0.4794% | 7.832% | 97.1% | 45.2% | 78.2% | 36.33% | 100% | 74.77% | 100% | 71.43% | 100% | 85.09% | 100% | 81.27% | Rural Distant | 97.5774 | East South Central
35756 | 0.27367 | Huntsville | 0 | AL | 2009 | 1747 | 499652.6908 | 43835.17 | 56154380 | 1685 | 348561.3717 | 1676 | 182348.0553 | 1630 | 159388.6163 | 29112.9 | 36456400 | 48 | 39499.3871 | 48 | 26929.8829 | 48 | 25268.0649 | 3456.27 | 4534380 | 14 | 111591.9321 | 14 | 99351.9473 | 14 | 97382.3533 | 11266 | 15163600 | 286.0061 | 96.45% | 69.76% | 2.748% | 7.905% | 0.8014% | 22.33% | 99.47% | 52.31% | 96.74% | 45.73% | 100% | 68.18% | 100% | 63.97% | 100% | 89.03% | 100% | 87.27% | Rural Distant | 129.913 | East South Central
35757 | 0.99633 | Huntsville | 0 | AL | 2009 | 5167 | 1238621.3294 | 98400.32 | 124844910 | 5028 | 1074199.6732 | 5005 | 531032.5354 | 4808 | 455415.2961 | 83464 | 105348000 | 130 | 102970.1028 | 130 | 66409.9579 | 130 | 61295.7214 | 9029.16 | 11650100 | 9 | 61451.5534 | 9 | 47376.0361 | 9 | 46004.92 | 5907.16 | 7846810 | 239.7177 | 97.31% | 86.73% | 2.516% | 8.313% | 0.1742% | 4.961% | 99.54% | 49.44% | 95.62% | 42.4% | 100% | 64.49% | 100% | 59.53% | 100% | 77.09% | 100% | 74.86% | Rural Fringe | 924.6847 | East South Central
35758 | 1 | Huntsville | 0 | AL | 2009 | 14521 | 4434229.1375 | 343297.8 | 440482500 | 13537 | 3012367.6975 | 13449 | 1380272.9557 | 12732 | 1154856.4486 | 213614 | 270027000 | 865 | 760355.8112 | 865 | 490630.1948 | 865 | 457798.1041 | 65725.7 | 85035300 | 119 | 661505.6287 | 119 | 540697.5813 | 119 | 527491.3913 | 63958.1 | 85420200 | 305.3667 | 93.22% | 67.93% | 5.957% | 17.15% | 0.8195% | 14.92% | 99.35% | 45.82% | 94.05% | 38.34% | 100% | 64.53% | 100% | 60.21% | 100% | 81.74% | 100% | 79.74% | Suburb Midsize | 1514.0429 | East South Central
35759 | 0.087816 | Huntsville | 0 | AL | 2009 | 352 | 95913.0884 | 6428.284 | 8216730 | 343 | 83773.8887 | 343 | 34165.5671 | 317 | 27422.7039 | 5241.69 | 6661650 | 7 | 5744.9928 | 7 | 3464.4859 | 7 | 3233.0204 | 554.843 | 702022 | 2 | 6394.2068 | 2 | 5670.9259 | 2 | 5535.9953 | 631.751 | 853058 | 272.4804 | 97.44% | 87.34% | 1.989% | 5.99% | 0.5682% | 6.667% | 100% | 40.78% | 92.42% | 32.73% | 100% | 60.3% | 100% | 56.28% | 100% | 88.69% | 100% | 86.58% | Rural Fringe | 237.7074 | East South Central
35763 | 0.16249 | Huntsville | 0 | AL | 2009 | 1243 | 280841.0412 | 19191 | 24288830 | 1216 | 263610.3679 | 1183 | 115521.1483 | 1081 | 97168.0173 | 17859.1 | 22562100 | 27 | 17230.6733 | 27 | 9300.1957 | 27 | 8402.1234 | 1331.9 | 1726730 | 0 | 0 | 0 | 0 | 0 | 0 | 0 | 0 | 225.9381 | 97.83% | 93.86% | 2.172% | 6.135% | 0% | 0% | 97.29% | 43.82% | 88.9% | 36.86% | 100% | 53.97% | 100% | 48.76% | #DIV/0! | #DIV/0! | #DIV/0! | #DIV/0! | Rural Fringe | 207.632 | East South Central
35773 | 0.041428 | Huntsville | 0 | AL | 2009 | 121 | 104998.5396 | 10042.477 | 13506478 | 114 | 18558.1241 | 114 | 9162.0031 | 103 | 7554.5573 | 1266.36 | 1611580 | 6 | 5374.8513 | 6 | 4131.5215 | 6 | 4000.5565 | 476.827 | 643098 | 1 | 81065.5641 | 1 | 74612.861 | 1 | 73577.5445 | 8299.29 | 11251800 | 867.7565 | 94.21% | 17.67% | 4.959% | 5.119% | 0.8264% | 77.21% | 100% | 49.37% | 90.35% | 40.71% | 100% | 76.87% | 100% | 74.43% | 100% | 92.04% | 100% | 90.76% | Rural Fringe | 202.9413 | East South Central
35775 | 0.68624 | Huntsville | 0 | AL | 2009 | 204 | 39110.6867 | 2405.917 | 3115077 | 197 | 31764.7687 | 196 | 13605.2883 | 166 | 11077.2219 | 1842.43 | 2366790 | 7 | 7345.918 | 7 | 3776.0541 | 6 | 3545.3901 | 563.487 | 748287 | 0 | 0 | 0 | 0 | 0 | 0 | 0 | 0 | 191.7191 | 96.57% | 81.22% | 3.431% | 18.78% | 0% | 0% | 99.49% | 42.83% | 84.26% | 34.87% | 100% | 51.4% | 85.71% | 48.26% | #DIV/0! | #DIV/0! | #DIV/0! | #DIV/0! | Rural Distant | 97.9423 | East South Central
35801 | 1 | Huntsville | 0 | AL | 2009 | 11120 | 3310093.0206 | 211557.2 | 276619200 | 10275 | 1992712.8267 | 10156 | 755481.664 | 8786 | 603126.2925 | 103301 | 132271000 | 741 | 626081.9946 | 741 | 396607.6418 | 741 | 367681.7598 | 48792.8 | 64473600 | 104 | 691298.1993 | 104 | 523246.3859 | 104 | 501926.0471 | 59463.4 | 79874600 | 297.6702 | 92.4% | 60.2% | 6.664% | 18.91% | 0.9353% | 20.88% | 98.84% | 37.91% | 85.51% | 30.27% | 100% | 63.35% | 100% | 58.73% | 100% | 75.69% | 100% | 72.61% | City Midsize | 1391.0375 | East South Central
35802 | 1 | Huntsville | 0 | AL | 2009 | 7586 | 2485181.6669 | 162928.4 | 209477100 | 6934 | 1645683.2034 | 6885 | 646316.9827 | 6212 | 527219.6707 | 92154.2 | 116977000 | 595 | 455239.9723 | 595 | 259525.0058 | 593 | 237076.9812 | 36083.5 | 46355700 | 57 | 384258.4913 | 57 | 289949.3262 | 57 | 278760.2475 | 34690.7 | 46144400 | 327.6011 | 91.41% | 66.22% | 7.843% | 18.32% | 0.7514% | 15.46% | 99.29% | 39.27% | 89.59% | 32.04% | 100% | 57.01% | 99.66% | 52.08% | 100% | 75.46% | 100% | 72.54% | City Midsize | 949.9017 | East South Central
35803 | 0.75558 | Huntsville | 0 | AL | 2009 | 11182 | 2925788.7375 | 202535.2 | 261768400 | 10718 | 2124342.6099 | 10620 | 893192.0523 | 9632 | 732450.9658 | 129751 | 164964000 | 406 | 358570.3329 | 406 | 223304.897 | 406 | 209418.358 | 29866.2 | 39312400 | 58 | 442875.7947 | 58 | 369098.9288 | 58 | 359396.8749 | 42918 | 57492000 | 261.6516 | 95.85% | 72.61% | 3.631% | 12.26% | 0.5187% | 15.14% | 99.09% | 42.05% | 89.87% | 34.48% | 100% | 62.28% | 100% | 58.4% | 100% | 83.34% | 100% | 81.15% | City Midsize | 424.3815 | East South Central
35805 | 1 | Huntsville | 0 | AL | 2009 | 7769 | 2489404.4158 | 198775.6 | 260316300 | 7017 | 1075301.9269 | 6948 | 498488.3245 | 6148 | 415061.1173 | 68546.1 | 87138900 | 619 | 595607.1988 | 619 | 420903.5123 | 618 | 401936.6178 | 52716.1 | 69254400 | 133 | 818495.2901 | 133 | 673405.0309 | 133 | 655191.9257 | 77513.4 | 103923000 | 320.4279 | 90.32% | 43.2% | 7.968% | 23.93% | 1.712% | 32.88% | 99.02% | 46.36% | 87.62% | 38.6% | 100% | 70.67% | 99.84% | 67.48% | 100% | 82.27% | 100% | 80.05% | City Midsize | 1740.1277 | East South Central
35806 | 1 | Huntsville | 0 | AL | 2009 | 6868 | 3032739.2306 | 245778.8 | 319653500 | 5967 | 1359952.6808 | 5895 | 631888.8039 | 5430 | 537361.8496 | 97507.2 | 123190000 | 743 | 709305.1341 | 743 | 458083.88 | 742 | 430489.1261 | 60387.3 | 78576500 | 158 | 963481.4157 | 158 | 766377.8644 | 158 | 744622.4016 | 87884.3 | 117887000 | 441.5753 | 86.88% | 44.84% | 10.82% | 23.39% | 2.301% | 31.77% | 98.79% | 46.46% | 91% | 39.51% | 100% | 64.58% | 99.87% | 60.69% | 100% | 79.54% | 100% | 77.28% | City Midsize | 574.5919 | East South Central
35808 | 1 | Huntsville | 0 | AL | 2009 | 469 | 209131.0054 | 16486.55 | 21335520 | 382 | 91014.1714 | 382 | 42622.3076 | 362 | 34583.2428 | 5764.74 | 7404270 | 78 | 73660.6114 | 78 | 46080.8644 | 78 | 43061.8148 | 6417.34 | 8222150 | 9 | 44456.2226 | 9 | 35773.3691 | 9 | 34700.7225 | 4304.47 | 5709100 | 445.9083 | 81.45% | 43.52% | 16.63% | 35.22% | 1.919% | 21.26% | 100% | 46.83% | 94.76% | 38% | 100% | 62.56% | 100% | 58.46% | 100% | 80.47% | 100% | 78.06% | City Midsize | 30.2863 | East South Central
35810 | 0.99231 | Huntsville | 0 | AL | 2009 | 12826 | 2492511.3103 | 166757.7 | 214479600 | 12512 | 1975617.6892 | 12408 | 844599.7557 | 11294 | 692343.4767 | 118850 | 150903000 | 273 | 246453.4824 | 273 | 170962.6097 | 273 | 162352.7487 | 21861.9 | 28641300 | 41 | 270440.1387 | 41 | 225630.5378 | 41 | 219589.508 | 26045.8 | 34935300 | 194.3327 | 97.55% | 79.26% | 2.128% | 9.888% | 0.3197% | 10.85% | 99.17% | 42.75% | 90.27% | 35.04% | 100% | 69.37% | 100% | 65.88% | 100% | 83.43% | 100% | 81.2% | City Midsize | 1059.6043 | East South Central
35811 | 0.52913 | Huntsville | 0 | AL | 2009 | 9018 | 2511810.9643 | 191605.9 | 249848900 | 8591 | 1533755.9143 | 8464 | 684348.579 | 7642 | 567669.7063 | 98342.3 | 125056000 | 347 | 316023.8845 | 347 | 218619.6815 | 347 | 208000.0814 | 27042.1 | 35838400 | 80 | 662031.1654 | 80 | 578126.348 | 80 | 567491.8455 | 66221.5 | 88954500 | 278.533 | 95.27% | 61.06% | 3.848% | 12.58% | 0.8871% | 26.36% | 98.52% | 44.62% | 88.95% | 37.01% | 100% | 69.18% | 100% | 65.82% | 100% | 87.33% | 100% | 85.72% | Rural Fringe | 493.3148 | East South Central
35816 | 1 | Huntsville | 0 | AL | 2009 | 4079 | 1369933.1193 | 106495.8 | 139934300 | 3535 | 630013.9127 | 3517 | 288402.4434 | 3247 | 241618.4639 | 39797 | 51060000 | 474 | 421075.8947 | 474 | 294126.8174 | 473 | 279068.3454 | 36027.8 | 47585000 | 70 | 318843.3119 | 70 | 270077.1227 | 70 | 263339.2063 | 30671 | 41289300 | 335.8502 | 86.66% | 45.99% | 11.62% | 30.74% | 1.716% | 23.27% | 99.49% | 45.78% | 91.85% | 38.35% | 100% | 69.85% | 99.79% | 66.28% | 100% | 84.71% | 100% | 82.59% | City Midsize | 2421.9026 | East South Central
35824 | 1 | Huntsville | 0 | AL | 2009 | 1945 | 1419508.1791 | 128596.1 | 170345400 | 1695 | 363880.9476 | 1684 | 174367.8547 | 1591 | 146460.5762 | 27352.2 | 34549300 | 182 | 171533.6655 | 182 | 101281.4596 | 181 | 92734.7655 | 13437.2 | 17489100 | 68 | 884093.566 | 68 | 775778.2864 | 68 | 762285.3725 | 87806.7 | 118307000 | 729.8243 | 87.15% | 25.63% | 9.357% | 12.08% | 3.496% | 62.28% | 99.35% | 47.92% | 93.86% | 40.25% | 100% | 59.04% | 99.45% | 54.06% | 100% | 87.75% | 100% | 86.22% | City Midsize | 126.5908 | East South Central
35893 | 1 | Huntsville | 0 | AL | 2009 | 3 | 834.7074 | 87.4552 | 106524 | 3 | 834.7074 | 3 | 517.6414 | 3 | 467.9086 | 87.4552 | 106524 | 0 | 0 | 0 | 0 | 0 | 0 | 0 | 0 | 0 | 0 | 0 | 0 | 0 | 0 | 0 | 0 | 278.2358 | 100% | 100% | 0% | 0% | 0% | 0% | 100% | 62.01% | 100% | 56.06% | #DIV/0! | #DIV/0! | #DIV/0! | #DIV/0! | #DIV/0! | #DIV/0! | #DIV/0! | #DIV/0! | City Midsize | 1709.2644 | East South Central
35896 | 1 | Huntsville | 0 | AL | 2009 | 16 | 15785.8397 | 1225.458 | 1645059 | 6 | 1865.0977 | 6 | 920.4814 | 6 | 730.168 | 127.837 | 161104 | 8 | 7455.7736 | 8 | 4124.1337 | 8 | 3941.8562 | 528.191 | 713293 | 2 | 6464.9684 | 2 | 5190.5568 | 2 | 5048.2607 | 569.43 | 770662 | 986.615 | 37.5% | 11.82% | 50% | 47.23% | 12.5% | 40.95% | 100% | 49.35% | 100% | 39.15% | 100% | 55.31% | 100% | 52.87% | 100% | 80.29% | 100% | 78.09% | City Midsize | 1172.0331 | East South Central
35899 | 1 | Huntsville | 0 | AL | 2009 | 4 | 12171.4739 | 880.161 | 1172240 | 1 | 121.4551 | 0 | 0 | 0 | 0 | 0 | 0 | 0 | 0 | 0 | 0 | 0 | 0 | 0 | 0 | 3 | 12050.0188 | 3 | 6885.4674 | 3 | 6469.4095 | 880.161 | 1172240 | 3042.8685 | 25% | 0.9979% | 0% | 0% | 75% | 99% | 0% | 0% | 0% | 0% | #DIV/0! | #DIV/0! | #DIV/0! | #DIV/0! | 100% | 57.14% | 100% | 53.69% | City Midsize | 2574.0878 | East South Central
36043 | 0.045311 | Montgomery | 0 | AL | 2007 | 145 | 57283.6042 | 4293.911 | 5847265 | 126 | 25842.7335 | 125 | 11354.4681 | 108 | 9254.2501 | 1539.76 | 2034710 | 15 | 9884.5348 | 15 | 5268.4096 | 15 | 4774.6338 | 707.421 | 968995 | 4 | 21556.3358 | 4 | 18269.3384 | 4 | 17935.5347 | 2046.73 | 2843560 | 395.0593 | 86.9% | 45.11% | 10.34% | 17.26% | 2.759% | 37.63% | 99.21% | 43.94% | 85.71% | 35.81% | 100% | 53.3% | 100% | 48.3% | 100% | 84.75% | 100% | 83.2% | Rural Distant | 27.5226 | East South Central
36054 | 0.12022 | Montgomery | 0 | AL | 2007 | 59 | 13009.7844 | 751.474 | 963793 | 56 | 11048.0706 | 56 | 4248.6976 | 50 | 3491.0326 | 602.112 | 771172 | 3 | 1961.7138 | 3 | 1002.0666 | 3 | 944.7205 | 149.362 | 192621 | 0 | 0 | 0 | 0 | 0 | 0 | 0 | 0 | 220.5048 | 94.92% | 84.92% | 5.085% | 15.08% | 0% | 0% | 100% | 38.46% | 89.29% | 31.6% | 100% | 51.08% | 100% | 48.16% | #DIV/0! | #DIV/0! | #DIV/0! | #DIV/0! | Town Fringe | 451.4899 | East South Central
36064 | 0.0084027 | Montgomery | 0 | AL | 2007 | 89 | 9647.013 | 400.102 | 525360.2 | 88 | 8970.6435 | 81 | 3197.0835 | 43 | 2253.4203 | 340.348 | 444515 | 1 | 676.3696 | 1 | 548.2137 | 1 | 525.5242 | 59.754 | 80845.2 | 0 | 0 | 0 | 0 | 0 | 0 | 0 | 0 | 108.3934 | 98.88% | 92.99% | 1.124% | 7.011% | 0% | 0% | 92.05% | 35.64% | 48.86% | 25.12% | 100% | 81.05% | 100% | 77.7% | #DIV/0! | #DIV/0! | #DIV/0! | #DIV/0! | City Midsize | 88.0226 | East South Central
36066 | 0.13037 | Montgomery | 0 | AL | 2007 | 293 | 45512.6029 | 2932.692 | 3737711 | 287 | 40856.3481 | 285 | 18692.9658 | 267 | 14901.9442 | 2514.41 | 3195820 | 6 | 4656.2547 | 6 | 3271.9004 | 6 | 3082.7906 | 418.282 | 541891 | 0 | 0 | 0 | 0 | 0 | 0 | 0 | 0 | 155.3331 | 97.95% | 89.77% | 2.048% | 10.23% | 0% | 0% | 99.3% | 45.75% | 93.03% | 36.47% | 100% | 70.27% | 100% | 66.21% | #DIV/0! | #DIV/0! | #DIV/0! | #DIV/0! | Rural Fringe | 895.3968 | East South Central
36067 | 0.014847 | Montgomery | 0 | AL | 2007 | 322 | 65194.5986 | 4340.759 | 5793810 | 307 | 35287.9297 | 291 | 13255.6029 | 186 | 9854.9918 | 1508.95 | 1992660 | 12 | 11162.1721 | 12 | 7874.9603 | 12 | 7481.5433 | 981.899 | 1300110 | 3 | 18744.4967 | 3 | 16516.0329 | 3 | 16403.7584 | 1849.91 | 2501040 | 202.4677 | 95.34% | 54.13% | 3.727% | 17.12% | 0.9317% | 28.75% | 94.79% | 37.56% | 60.59% | 27.93% | 100% | 70.55% | 100% | 67.03% | 100% | 88.11% | 100% | 87.51% | Rural Fringe | 120.1306 | East South Central
36092 | 1.8414e-05 | Montgomery | 0 | AL | 2007 | 1 | 115.3507 | 9.216 | 11772.6 | 1 | 115.3507 | 1 | 80.0151 | 1 | 68.7459 | 9.216 | 11772.6 | 0 | 0 | 0 | 0 | 0 | 0 | 0 | 0 | 0 | 0 | 0 | 0 | 0 | 0 | 0 | 0 | 115.3507 | 100% | 100% | 0% | 0% | 0% | 0% | 100% | 69.37% | 100% | 59.6% | #DIV/0! | #DIV/0! | #DIV/0! | #DIV/0! | #DIV/0! | #DIV/0! | #DIV/0! | #DIV/0! | Town Fringe | 134.3557 | East South Central
36104 | 1 | Montgomery | 0 | AL | 2007 | 4655 | 1937010.0061 | 152347.5 | 199702200 | 3984 | 675779.6719 | 3942 | 297675.5601 | 3488 | 249972.5937 | 41157.1 | 52365800 | 544 | 517104.3909 | 544 | 354345.1832 | 544 | 338417.1698 | 43770.9 | 57646200 | 127 | 744125.9434 | 127 | 566414.6674 | 127 | 550085.4172 | 67419.5 | 89690200 | 416.1139 | 85.59% | 34.89% | 11.69% | 26.7% | 2.728% | 38.42% | 98.95% | 44.05% | 87.55% | 36.99% | 100% | 68.52% | 100% | 65.44% | 100% | 76.12% | 100% | 73.92% | City Midsize | 770.0979 | East South Central
36105 | 0.15922 | Montgomery | 0 | AL | 2007 | 4883 | 1203580.1204 | 82822.4 | 112466200 | 4709 | 675317.4588 | 4543 | 243475.4382 | 3600 | 189493.7545 | 31392 | 41283100 | 143 | 133305.0171 | 143 | 92849.7926 | 143 | 88847.9449 | 11681.9 | 15806600 | 31 | 394957.6445 | 31 | 353332.7584 | 31 | 349296.5647 | 39748.5 | 55376500 | 246.4837 | 96.44% | 56.11% | 2.929% | 11.08% | 0.6349% | 32.82% | 96.47% | 36.05% | 76.45% | 28.06% | 100% | 69.65% | 100% | 66.65% | 100% | 89.46% | 100% | 88.44% | City Midsize | 191.3424 | East South Central
36106 | 1 | Montgomery | 0 | AL | 2007 | 6113 | 1673125.494 | 110812.1 | 141684500 | 5731 | 1173401.3347 | 5624 | 478712.8359 | 4927 | 388645.0279 | 68425.3 | 86390200 | 347 | 287617.1874 | 347 | 173137.7845 | 346 | 159165.8327 | 23371.2 | 30116000 | 35 | 212106.972 | 35 | 156861.4463 | 35 | 151296.5938 | 19015.6 | 25178300 | 273.6996 | 93.75% | 70.13% | 5.676% | 17.19% | 0.5726% | 12.68% | 98.13% | 40.8% | 85.97% | 33.12% | 100% | 60.2% | 99.71% | 55.34% | 100% | 73.95% | 100% | 71.33% | City Midsize | 2706.0429 | East South Central
36107 | 1 | Montgomery | 0 | AL | 2007 | 4139 | 809669.1944 | 48878.55 | 63105800 | 3991 | 570461.5665 | 3884 | 209489.9727 | 3206 | 164488.0326 | 28124.1 | 35613500 | 125 | 112898.1908 | 125 | 75081.3643 | 124 | 70609.7446 | 9317.25 | 12202900 | 23 | 126309.4371 | 23 | 98423.5142 | 23 | 95313.2933 | 11437.2 | 15289400 | 195.6195 | 96.42% | 70.46% | 3.02% | 13.94% | 0.5557% | 15.6% | 97.32% | 36.72% | 80.33% | 28.83% | 100% | 66.5% | 99.2% | 62.54% | 100% | 77.92% | 100% | 75.46% | City Midsize | 3362.5452 | East South Central
36108 | 0.67544 | Montgomery | 0 | AL | 2007 | 9859 | 2729444.8553 | 215416.3 | 292201000 | 9275 | 1312743.965 | 9136 | 611413.5289 | 7966 | 504036.9245 | 82511.7 | 108900000 | 478 | 457728.007 | 478 | 329094.8853 | 478 | 314261.7301 | 39679.9 | 54281000 | 106 | 958972.8833 | 106 | 803049.9333 | 106 | 788327.4745 | 93224.7 | 129020000 | 276.848 | 94.08% | 48.1% | 4.848% | 16.77% | 1.075% | 35.13% | 98.5% | 46.58% | 85.89% | 38.4% | 100% | 71.9% | 100% | 68.66% | 100% | 83.74% | 100% | 82.21% | City Midsize | 281.1874 | East South Central
36109 | 1 | Montgomery | 0 | AL | 2007 | 11174 | 2751965.9326 | 174288.6 | 225871500 | 10820 | 1991215.8593 | 10559 | 762339.7199 | 8956 | 611896.3859 | 104412 | 132570000 | 280 | 261686.7081 | 280 | 176028.4576 | 280 | 165975.1609 | 21607.7 | 28536600 | 74 | 499063.3652 | 74 | 419683.4218 | 74 | 410688.3495 | 48268.9 | 64764900 | 246.283 | 96.83% | 72.36% | 2.506% | 9.509% | 0.6623% | 18.13% | 97.59% | 38.29% | 82.77% | 30.73% | 100% | 67.27% | 100% | 63.43% | 100% | 84.09% | 100% | 82.29% | City Midsize | 2123.913 | East South Central
36110 | 0.34583 | Montgomery | 0 | AL | 2007 | 5348 | 1137038.7224 | 86824.4 | 112633500 | 5129 | 636445.4587 | 5036 | 268802.9209 | 4296 | 214196.0271 | 35309.9 | 45204400 | 188 | 186867.3235 | 188 | 138633.1146 | 188 | 132639.4273 | 17245.7 | 22612900 | 31 | 313725.9403 | 31 | 276385.7408 | 31 | 271593.9395 | 34268.8 | 44816200 | 212.6101 | 95.91% | 55.97% | 3.515% | 16.43% | 0.5797% | 27.59% | 98.19% | 42.24% | 83.76% | 33.66% | 100% | 74.19% | 100% | 70.98% | 100% | 88.1% | 100% | 86.57% | City Midsize | 399.1788 | East South Central
36111 | 1 | Montgomery | 0 | AL | 2007 | 4686 | 1411601.1116 | 92979.8 | 120630900 | 4433 | 965992.2634 | 4390 | 393337.8516 | 3990 | 323229.6469 | 54192.7 | 69046100 | 221 | 176801.1761 | 221 | 106767.8815 | 221 | 98405.7663 | 13575.4 | 17720200 | 32 | 268807.6721 | 32 | 219587.1655 | 32 | 214173.0694 | 25211.7 | 33864600 | 301.238 | 94.6% | 68.43% | 4.716% | 12.52% | 0.6829% | 19.04% | 99.03% | 40.72% | 90.01% | 33.46% | 100% | 60.39% | 100% | 55.66% | 100% | 81.69% | 100% | 79.68% | City Midsize | 2680.8006 | East South Central
36112 | 1 | Montgomery | 0 | AL | 2007 | 150 | 186477.0872 | 15386.366 | 20020327 | 56 | 10180.5285 | 55 | 5101.5329 | 51 | 4489.7835 | 740.966 | 940357 | 72 | 84304.8542 | 72 | 46724.0067 | 72 | 44008.803 | 6747.95 | 8718570 | 22 | 91991.7045 | 22 | 58721.312 | 22 | 57032.0456 | 7897.45 | 10361400 | 1243.1806 | 37.33% | 5.459% | 48% | 45.21% | 14.67% | 49.33% | 98.21% | 50.11% | 91.07% | 44.1% | 100% | 55.42% | 100% | 52.2% | 100% | 63.83% | 100% | 62% | #N/A | 484.9248 | East South Central
36113 | 1 | Montgomery | 0 | AL | 2007 | 529 | 238531.7106 | 18734.84 | 24280210 | 423 | 61703.1004 | 420 | 27018.2117 | 324 | 21253.3621 | 3514.99 | 4448490 | 88 | 79570.1282 | 88 | 43439.0475 | 88 | 39726.419 | 6243.74 | 8076520 | 18 | 97258.482 | 18 | 70676.6987 | 18 | 68113.8725 | 8976.11 | 11755200 | 450.9106 | 79.96% | 25.87% | 16.64% | 33.36% | 3.403% | 40.77% | 99.29% | 43.79% | 76.6% | 34.44% | 100% | 54.59% | 100% | 49.93% | 100% | 72.67% | 100% | 70.03% | #N/A | 549.7333 | East South Central
36114 | 1 | Montgomery | 0 | AL | 2007 | 122 | 154243.4534 | 13951.5 | 18594170 | 83 | 14852.1396 | 83 | 7303.1319 | 77 | 6125.7424 | 1023.83 | 1310410 | 23 | 26551.4114 | 23 | 16645.3158 | 23 | 15744.9262 | 2151.47 | 2828460 | 16 | 112839.9024 | 16 | 93646.4277 | 16 | 91568.8068 | 10776.2 | 14455300 | 1264.2906 | 68.03% | 9.629% | 18.85% | 17.21% | 13.11% | 73.16% | 100% | 49.17% | 92.77% | 41.24% | 100% | 62.69% | 100% | 59.3% | 100% | 82.99% | 100% | 81.15% | City Midsize | 1064.1952 | East South Central
36115 | 1 | Montgomery | 0 | AL | 2007 | 173 | 128291.3052 | 10747.83 | 14224200 | 151 | 40253.3934 | 151 | 17671.1796 | 151 | 13112.845 | 2284.99 | 2906160 | 16 | 22104.4643 | 16 | 14695.5588 | 16 | 14041.9684 | 1983.33 | 2578120 | 6 | 65933.4476 | 6 | 56746.4542 | 6 | 55730.0591 | 6479.51 | 8739920 | 741.5682 | 87.28% | 31.38% | 9.249% | 17.23% | 3.468% | 51.39% | 100% | 43.9% | 100% | 32.58% | 100% | 66.48% | 100% | 63.53% | 100% | 86.07% | 100% | 84.52% | City Midsize | 1060.3614 | East South Central
36116 | 0.55647 | Montgomery | 0 | AL | 2007 | 12125 | 2966269.797 | 218929.2 | 281904300 | 11357 | 1990928.5799 | 11223 | 925951.9092 | 10394 | 771314.909 | 133792 | 169645000 | 707 | 570923.3285 | 707 | 359720.5281 | 706 | 335559.4912 | 47057.5 | 61358200 | 61 | 404417.8886 | 61 | 324714.733 | 61 | 314300.5486 | 38079.7 | 50901100 | 244.6408 | 93.67% | 67.12% | 5.831% | 19.25% | 0.5031% | 13.63% | 98.82% | 46.51% | 91.52% | 38.74% | 100% | 63.01% | 99.86% | 58.77% | 100% | 80.29% | 100% | 77.72% | City Midsize | 892.9696 | East South Central
36117 | 0.36044 | Montgomery | 0 | AL | 2007 | 9767 | 3220580.8103 | 253736.6 | 328777400 | 8663 | 1697390.3739 | 8639 | 801933.1384 | 8287 | 666015.6272 | 120129 | 151828000 | 1001 | 830962.6962 | 1001 | 528155.4134 | 1001 | 492839.5116 | 68589.5 | 89525500 | 103 | 692227.7402 | 103 | 572691.5501 | 103 | 558762.6252 | 65018.1 | 87423900 | 329.741 | 88.7% | 52.7% | 10.25% | 25.8% | 1.055% | 21.49% | 99.72% | 47.25% | 95.66% | 39.24% | 100% | 63.56% | 100% | 59.31% | 100% | 82.73% | 100% | 80.72% | City Midsize | 860.684 | East South Central
36130 | 1 | Montgomery | 0 | AL | 2007 | 1 | 11943.6346 | 895.363 | 1203820 | 0 | 0 | 0 | 0 | 0 | 0 | 0 | 0 | 0 | 0 | 0 | 0 | 0 | 0 | 0 | 0 | 1 | 11943.6346 | 1 | 8068.6314 | 1 | 7687.8998 | 895.363 | 1203820 | 11943.6346 | 0% | 0% | 0% | 0% | 100% | 100% | #DIV/0! | #DIV/0! | #DIV/0! | #DIV/0! | #DIV/0! | #DIV/0! | #DIV/0! | #DIV/0! | 100% | 67.56% | 100% | 64.37% | City Midsize | 2348.082 | East South Central
36602 | 0.65954 | Mobile | 0 | AL | 2010 | 711 | 788771.4764 | 68556.73 | 96731720 | 466 | 85686.2348 | 465 | 61270.4354 | 419 | 53494.8202 | 7172.23 | 9957720 | 175 | 185105.0001 | 175 | 129915.9828 | 174 | 121873.2223 | 15109.1 | 21204800 | 70 | 517980.2415 | 70 | 400300.2864 | 70 | 390564.9278 | 46275.4 | 65569200 | 1109.3832 | 65.54% | 10.86% | 24.61% | 23.47% | 9.845% | 65.67% | 99.79% | 71.51% | 89.91% | 62.43% | 100% | 70.19% | 99.43% | 65.84% | 100% | 77.28% | 100% | 75.4% | City Midsize | 462.0157 | East South Central
36603 | 0.91399 | Mobile | 0 | AL | 2010 | 3112 | 788127.0316 | 55076.4 | 75855800 | 2883 | 415988.6675 | 2860 | 173864.2441 | 2317 | 131896.0515 | 21306.7 | 28700300 | 190 | 186639.7059 | 190 | 138658.1881 | 190 | 132516.9836 | 16757 | 23391600 | 39 | 185498.6582 | 39 | 136736.6417 | 39 | 132097.5574 | 17012.7 | 23763900 | 253.2542 | 92.64% | 52.78% | 6.105% | 23.68% | 1.253% | 23.54% | 99.2% | 41.8% | 80.37% | 31.71% | 100% | 74.29% | 100% | 71% | 100% | 73.71% | 100% | 71.21% | City Midsize | 1211.2245 | East South Central
36604 | 0.86252 | Mobile | 0 | AL | 2010 | 3519 | 772017.5925 | 48637.38 | 66112900 | 3356 | 540067.2702 | 3318 | 208497.9364 | 2892 | 164517.8104 | 28302.6 | 37815400 | 139 | 133215.8622 | 138 | 90157.6931 | 138 | 85243.8394 | 10941.9 | 15238500 | 24 | 98734.4602 | 24 | 75018.2305 | 24 | 72980.9063 | 9392.88 | 13059000 | 219.3855 | 95.37% | 69.96% | 3.95% | 17.26% | 0.682% | 12.79% | 98.87% | 38.61% | 86.17% | 30.46% | 99.28% | 67.68% | 99.28% | 63.99% | 100% | 75.98% | 100% | 73.92% | City Midsize | 4144.9905 | East South Central
36605 | 0.08942 | Mobile | 0 | AL | 2010 | 2017 | 409956.0246 | 30249.63 | 41118560 | 1948 | 246703.8668 | 1916 | 102758.4693 | 1552 | 82949.7138 | 13648.8 | 18114800 | 53 | 56305.3234 | 53 | 42976.8496 | 53 | 41851.6311 | 5326.53 | 7411960 | 16 | 106946.8344 | 16 | 90578.4614 | 16 | 88415.5932 | 11274.3 | 15591800 | 203.2504 | 96.58% | 60.18% | 2.628% | 13.73% | 0.7933% | 26.09% | 98.36% | 41.65% | 79.67% | 33.62% | 100% | 76.33% | 100% | 74.33% | 100% | 84.69% | 100% | 82.67% | City Midsize | 1274.0839 | East South Central
36610 | 0.51376 | Mobile | 0 | AL | 2010 | 2542 | 924796.0918 | 74908.8 | 104865400 | 2303 | 323691.8083 | 2264 | 133101.6547 | 1846 | 110631.0351 | 17012.4 | 22789300 | 198 | 211706.4048 | 198 | 162443.5085 | 198 | 157751.4843 | 19082.8 | 26891100 | 41 | 389397.8787 | 41 | 344464.6348 | 41 | 339890.8776 | 38813.6 | 55185000 | 363.8065 | 90.6% | 35% | 7.789% | 22.89% | 1.613% | 42.11% | 98.31% | 41.12% | 80.16% | 34.18% | 100% | 76.73% | 100% | 74.51% | 100% | 88.46% | 100% | 87.29% | City Midsize | 966.3953 | East South Central
36615 | 0.28211 | Mobile | 0 | AL | 2010 | 83 | 239676.0986 | 23465.538 | 33245561 | 42 | 6447.1105 | 42 | 3780.137 | 37 | 3305.757 | 421.998 | 585091 | 27 | 32232.291 | 27 | 26888.3594 | 27 | 26251.4765 | 3003.44 | 4270470 | 14 | 200996.697 | 14 | 174233.7749 | 14 | 170831.728 | 20040.1 | 28390000 | 2887.6638 | 50.6% | 2.69% | 32.53% | 13.45% | 16.87% | 83.86% | 100% | 58.63% | 88.1% | 51.28% | 100% | 83.42% | 100% | 81.44% | 100% | 86.68% | 100% | 84.99% | City Midsize | 566.0842 | East South Central
36617 | 0.12378 | Mobile | 0 | AL | 2010 | 352 | 69636.4289 | 3935.205 | 5393978 | 335 | 51819.9669 | 329 | 19424.0619 | 273 | 14948.5807 | 2522.2 | 3433180 | 16 | 14695.9874 | 16 | 8171.7892 | 16 | 7642.6559 | 1114.73 | 1535000 | 1 | 3120.4746 | 1 | 2684.859 | 1 | 2663.169 | 298.275 | 425798 | 197.8308 | 95.17% | 74.42% | 4.545% | 21.1% | 0.2841% | 4.481% | 98.21% | 37.48% | 81.49% | 28.85% | 100% | 55.61% | 100% | 52.01% | 100% | 86.04% | 100% | 85.34% | City Midsize | 3058.1992 | East South Central
36867 | 0.088647 | Columbus | 0 | GA | 2009 | 496 | 102387.395 | 6638.28 | 8576210 | 476 | 81340.3106 | 473 | 34977.487 | 431 | 29039.5494 | 4934.97 | 6295750 | 20 | 21047.0844 | 20 | 13779.475 | 20 | 13008.2487 | 1703.31 | 2280460 | 0 | 0 | 0 | 0 | 0 | 0 | 0 | 0 | 206.4262 | 95.97% | 79.44% | 4.032% | 20.56% | 0% | 0% | 99.37% | 43% | 90.55% | 35.7% | 100% | 65.47% | 100% | 61.81% | #DIV/0! | #DIV/0! | #DIV/0! | #DIV/0! | Suburb Midsize | 1480.8441 | East South Central
36869 | 0.036499 | Columbus | 0 | GA | 2009 | 181 | 162093.2812 | 15083.15 | 19980910 | 153 | 28502.7004 | 153 | 16227.8937 | 149 | 14519.1509 | 2191.92 | 2788570 | 18 | 13014.0677 | 18 | 8991.8696 | 18 | 8506.8039 | 1056.43 | 1401940 | 10 | 120576.513 | 10 | 100980.1444 | 10 | 99472.2005 | 11834.8 | 15790400 | 895.543 | 84.53% | 17.58% | 9.945% | 8.029% | 5.525% | 74.39% | 100% | 56.93% | 97.39% | 50.94% | 100% | 69.09% | 100% | 65.37% | 100% | 83.75% | 100% | 82.5% | Rural Distant | 257.8568 | East South Central
39042 | 0.05113 | Jackson | 0 | MS | 2007 | 2967 | 825917.7132 | 49546.63 | 66231400 | 2807 | 575849.9291 | 2751 | 200036.5284 | 2193 | 161197.902 | 27602.1 | 36106900 | 138 | 109727.1437 | 138 | 67705.7732 | 137 | 62874.2721 | 8408.03 | 11393700 | 22 | 140340.6404 | 22 | 119458.8263 | 22 | 117432.0061 | 13536.5 | 18730800 | 278.368 | 94.61% | 69.72% | 4.651% | 13.29% | 0.7415% | 16.99% | 98% | 34.74% | 78.13% | 27.99% | 100% | 61.7% | 99.28% | 57.3% | 100% | 85.12% | 100% | 83.68% | Rural Fringe | 157.9947 | East South Central
39047 | 0.0048313 | Jackson | 0 | MS | 2007 | 322 | 59012.5318 | 4198.875 | 5601180 | 317 | 43219.1942 | 315 | 18985.5112 | 301 | 15088.954 | 2673.78 | 3483490 | 3 | 3613.3596 | 3 | 2432.4414 | 3 | 2350.5118 | 309.855 | 425330 | 2 | 12179.9779 | 2 | 10781.9617 | 2 | 10743.9034 | 1215.24 | 1692360 | 183.2687 | 98.45% | 73.24% | 0.9317% | 6.123% | 0.6211% | 20.64% | 99.37% | 43.93% | 94.95% | 34.91% | 100% | 67.32% | 100% | 65.05% | 100% | 88.52% | 100% | 88.21% | Rural Fringe | 191.6522 | East South Central
39056 | 0.24635 | Jackson | 0 | MS | 2007 | 7406 | 1902939.4869 | 107219.7 | 142602900 | 7113 | 1473361.4769 | 6947 | 503541.1174 | 5621 | 408748.2121 | 69197.6 | 90883800 | 253 | 212928.2146 | 253 | 139228.8469 | 248 | 132492.6114 | 17558.2 | 23775600 | 40 | 216649.7954 | 40 | 170984.4413 | 40 | 166733.2605 | 20463.9 | 27943500 | 256.9457 | 96.04% | 77.43% | 3.416% | 11.19% | 0.5401% | 11.39% | 97.67% | 34.18% | 79.02% | 27.74% | 100% | 65.39% | 98.02% | 62.22% | 100% | 78.92% | 100% | 76.96% | Suburb Large | 413.2841 | East South Central
39073 | 0.32661 | Jackson | 0 | MS | 2007 | 5551 | 1105216.1383 | 54959.92 | 73143010 | 5384 | 919048.909 | 5136 | 305459.0838 | 3653 | 244487.0179 | 40187.2 | 53017500 | 159 | 122843.6282 | 159 | 75633.8864 | 155 | 71439.7671 | 9544.39 | 12887600 | 8 | 63323.6011 | 8 | 46319.8865 | 8 | 44295.7851 | 5228.33 | 7237910 | 199.1022 | 96.99% | 83.16% | 2.864% | 11.11% | 0.1441% | 5.73% | 95.39% | 33.24% | 67.85% | 26.6% | 100% | 61.57% | 97.48% | 58.16% | 100% | 73.15% | 100% | 69.95% | Rural Fringe | 135.7411 | East South Central
39154 | 0.068823 | Jackson | 0 | MS | 2007 | 1045 | 257322.6932 | 15407.18 | 20378170 | 996 | 211887.0073 | 975 | 80705.5494 | 796 | 65947.823 | 11503.1 | 15060500 | 48 | 30327.4324 | 48 | 17470.1704 | 46 | 16190.6048 | 2271.84 | 3045360 | 1 | 15108.2534 | 1 | 14577.894 | 1 | 14573.5933 | 1632.24 | 2272310 | 246.2418 | 95.31% | 82.34% | 4.593% | 11.79% | 0.09569% | 5.871% | 97.89% | 38.09% | 79.92% | 31.12% | 100% | 57.61% | 95.83% | 53.39% | 100% | 96.49% | 100% | 96.46% | Rural Distant | 95.9807 | East South Central
39170 | 0.13588 | Jackson | 0 | MS | 2007 | 1355 | 315254.6391 | 15386.33 | 20378150 | 1304 | 267581.7964 | 1249 | 85616.9802 | 928 | 68378.6383 | 11685.5 | 15385500 | 49 | 30929.0702 | 49 | 14136.039 | 48 | 12573.972 | 1964.57 | 2608030 | 2 | 16743.7725 | 2 | 14872.9393 | 2 | 14699.0188 | 1736.26 | 2384620 | 232.6603 | 96.24% | 84.88% | 3.616% | 9.811% | 0.1476% | 5.311% | 95.78% | 32% | 71.17% | 25.55% | 100% | 45.7% | 97.96% | 40.65% | 100% | 88.83% | 100% | 87.79% | Rural Distant | 102.4994 | East South Central
39201 | 1 | Jackson | 0 | MS | 2007 | 625 | 716828.8351 | 60668.05 | 82990200 | 312 | 55417.4981 | 311 | 33620.2389 | 268 | 31049.0478 | 3941.75 | 5346300 | 237 | 268011.0753 | 237 | 197673.0187 | 237 | 191100.1693 | 23667.9 | 32227500 | 76 | 393400.2616 | 76 | 281055.9278 | 76 | 272805.3235 | 33058.4 | 45416400 | 1146.9261 | 49.92% | 7.731% | 37.92% | 37.39% | 12.16% | 54.88% | 99.68% | 60.67% | 85.9% | 56.03% | 100% | 73.76% | 100% | 71.3% | 100% | 71.44% | 100% | 69.35% | City Midsize | 429.0599 | East South Central
39202 | 0.99998 | Jackson | 0 | MS | 2007 | 3189 | 941808.4462 | 61050.9 | 81875800 | 2894 | 448444.9563 | 2764 | 145023.2864 | 1892 | 116030.4226 | 18290.6 | 23972400 | 243 | 238910.9892 | 242 | 165329.1471 | 241 | 158494.0617 | 20212 | 27469100 | 52 | 254452.5007 | 52 | 182640.8209 | 52 | 176162.21 | 22548.3 | 30434300 | 295.3303 | 90.75% | 47.62% | 7.62% | 25.37% | 1.631% | 27.02% | 95.51% | 32.34% | 65.38% | 25.87% | 99.59% | 69.2% | 99.18% | 66.34% | 100% | 71.78% | 100% | 69.23% | City Midsize | 2024.3641 | East South Central
39203 | 1 | Jackson | 0 | MS | 2007 | 2681 | 657623.2051 | 41748.8 | 56234200 | 2491 | 346254.6809 | 2412 | 116757.6488 | 1755 | 94720.3346 | 15051.6 | 19656300 | 156 | 159420.4791 | 156 | 111099.7734 | 156 | 107609.9236 | 13483.6 | 18396600 | 34 | 151948.0451 | 34 | 113344.6788 | 34 | 110386.4389 | 13213.6 | 18181300 | 245.2903 | 92.91% | 52.65% | 5.819% | 24.24% | 1.268% | 23.11% | 96.83% | 33.72% | 70.45% | 27.36% | 100% | 69.69% | 100% | 67.5% | 100% | 74.59% | 100% | 72.65% | City Midsize | 2628.2264 | East South Central
39204 | 0.99904 | Jackson | 0 | MS | 2007 | 6650 | 1878132.0872 | 115473.8 | 156271900 | 6162 | 1022045.7691 | 5812 | 296894.4647 | 3722 | 237259.4381 | 36504.5 | 48083100 | 410 | 369821.3902 | 409 | 267742.865 | 407 | 259246.3131 | 33443.3 | 45295200 | 78 | 486264.9278 | 78 | 397482.4755 | 78 | 389109.7015 | 45526 | 62893600 | 282.4259 | 92.66% | 54.42% | 6.165% | 19.69% | 1.173% | 25.89% | 94.32% | 29.05% | 60.4% | 23.21% | 99.76% | 72.4% | 99.27% | 70.1% | 100% | 81.74% | 100% | 80.02% | City Midsize | 1834.1454 | East South Central
39206 | 0.24366 | Jackson | 0 | MS | 2007 | 2517 | 596311.1817 | 25879.62 | 35120500 | 2389 | 397504.412 | 2144 | 83289.6901 | 1015 | 61120.4303 | 9097.49 | 12129600 | 108 | 95332.6512 | 108 | 61012.5684 | 102 | 58369.2922 | 7424.58 | 10102100 | 20 | 103474.1185 | 20 | 81569.1002 | 20 | 79350.2987 | 9357.55 | 12888800 | 236.9135 | 94.91% | 66.66% | 4.291% | 15.99% | 0.7946% | 17.35% | 89.74% | 20.95% | 42.49% | 15.38% | 100% | 64% | 94.44% | 61.23% | 100% | 78.83% | 100% | 76.69% | City Midsize | 2757.9865 | East South Central
39208 | 0.99999 | Jackson | 0 | MS | 2007 | 11531 | 2997939.2999 | 203864.7 | 274319300 | 10756 | 1732924.989 | 10390 | 645506.4615 | 7706 | 519814.5866 | 85375 | 112022000 | 666 | 622902.2594 | 666 | 459028.1131 | 665 | 444520.7411 | 55818 | 76005700 | 109 | 642112.0514 | 109 | 544272.0862 | 109 | 534575.9312 | 62671.7 | 86291600 | 259.9895 | 93.28% | 57.8% | 5.776% | 20.78% | 0.9453% | 21.42% | 96.6% | 37.25% | 71.64% | 30% | 100% | 73.69% | 99.85% | 71.36% | 100% | 84.76% | 100% | 83.25% | Suburb Large | 830.8038 | East South Central
39209 | 0.40577 | Jackson | 0 | MS | 2007 | 11149 | 2765406.5421 | 173640 | 235610500 | 10527 | 1566569.951 | 9951 | 493654.1178 | 6691 | 394407.3843 | 61201.1 | 80787500 | 529 | 454293.4452 | 528 | 316842.1631 | 526 | 306674.0259 | 39077.6 | 53195000 | 93 | 744543.1458 | 93 | 648791.5427 | 93 | 639887.3613 | 73361.3 | 101628000 | 248.0408 | 94.42% | 56.65% | 4.745% | 16.43% | 0.8342% | 26.92% | 94.53% | 31.51% | 63.56% | 25.18% | 99.81% | 69.74% | 99.43% | 67.51% | 100% | 87.14% | 100% | 85.94% | Suburb Large | 586.3083 | East South Central
39210 | 1 | Jackson | 0 | MS | 2007 | 1 | 404.9081 | 33.4757 | 46602.9 | 1 | 404.9081 | 1 | 312.5259 | 1 | 298.8902 | 33.4757 | 46602.9 | 0 | 0 | 0 | 0 | 0 | 0 | 0 | 0 | 0 | 0 | 0 | 0 | 0 | 0 | 0 | 0 | 404.9081 | 100% | 100% | 0% | 0% | 0% | 0% | 100% | 77.18% | 100% | 73.82% | #DIV/0! | #DIV/0! | #DIV/0! | #DIV/0! | #DIV/0! | #DIV/0! | #DIV/0! | #DIV/0! | City Midsize | 3482.8245 | East South Central
39211 | 0.31141 | Jackson | 0 | MS | 2007 | 2548 | 846944.9946 | 25357.47 | 34161740 | 2254 | 590134.8782 | 2084 | 100978.2678 | 1201 | 69919.2077 | 11479.7 | 15314400 | 279 | 183818.3903 | 279 | 63514.6711 | 249 | 53020.8619 | 7878.34 | 10568400 | 15 | 72991.7261 | 15 | 53381.7376 | 15 | 51022.185 | 5999.43 | 8278940 | 332.396 | 88.46% | 69.68% | 10.95% | 21.7% | 0.5887% | 8.618% | 92.46% | 17.11% | 53.28% | 11.85% | 100% | 34.55% | 89.25% | 28.84% | 100% | 73.13% | 100% | 69.9% | City Midsize | 1842.0616 | East South Central
39212 | 1 | Jackson | 0 | MS | 2007 | 11959 | 2470878.5743 | 107608 | 142810200 | 11639 | 2093883.6039 | 11056 | 580881.4842 | 7469 | 454370.6694 | 75957.9 | 99757700 | 289 | 223834.7266 | 289 | 141333.667 | 284 | 134499.1847 | 17927.6 | 24223200 | 31 | 153160.2438 | 31 | 117477.9402 | 31 | 113329.1605 | 13722.5 | 18829300 | 206.6125 | 97.32% | 84.74% | 2.417% | 9.059% | 0.2592% | 6.199% | 94.99% | 27.74% | 64.17% | 21.7% | 100% | 63.14% | 98.27% | 60.09% | 100% | 76.7% | 100% | 73.99% | City Midsize | 1176.9977 | East South Central
39213 | 0.19684 | Jackson | 0 | MS | 2007 | 7092 | 1442240.1925 | 95054.6 | 128128600 | 6860 | 866626.4355 | 6623 | 308715.0181 | 5001 | 250484.8526 | 40048.8 | 52669900 | 185 | 172801.7233 | 185 | 124507.5927 | 185 | 120467.668 | 15249 | 20710200 | 47 | 402812.0336 | 47 | 346805.7426 | 47 | 340808.0104 | 39756.8 | 54748500 | 203.3616 | 96.73% | 60.09% | 2.609% | 11.98% | 0.6627% | 27.93% | 96.55% | 35.62% | 72.9% | 28.9% | 100% | 72.05% | 100% | 69.71% | 100% | 86.1% | 100% | 84.61% | City Midsize | 648.509 | East South Central
39216 | 1 | Jackson | 0 | MS | 2007 | 1844 | 787668.0062 | 46699.77 | 63868400 | 1583 | 294006.7475 | 1452 | 74777.881 | 815 | 58751.852 | 8629.07 | 11548200 | 224 | 192917.6656 | 222 | 115402.7458 | 209 | 109415.0934 | 13920.3 | 19004900 | 37 | 300743.5931 | 37 | 207351.549 | 37 | 199633.3524 | 24150.4 | 33315300 | 427.1518 | 85.85% | 37.33% | 12.15% | 24.49% | 2.007% | 38.18% | 91.72% | 25.43% | 51.48% | 19.98% | 99.11% | 59.82% | 93.3% | 56.72% | 100% | 68.95% | 100% | 66.38% | City Midsize | 1496.6571 | East South Central
39218 | 1 | Jackson | 0 | MS | 2007 | 3389 | 961587.6365 | 70124.2 | 95424800 | 3133 | 487352.9828 | 3030 | 186706.4405 | 2239 | 151917.2796 | 24383.9 | 32183300 | 207 | 194234.6592 | 207 | 152316.9238 | 206 | 149136.9571 | 18028.7 | 24760100 | 49 | 279999.9945 | 49 | 246627.4433 | 49 | 243458.3108 | 27711.6 | 38481400 | 283.7379 | 92.45% | 50.68% | 6.108% | 20.2% | 1.446% | 29.12% | 96.71% | 38.31% | 71.47% | 31.17% | 100% | 78.42% | 99.52% | 76.78% | 100% | 88.08% | 100% | 86.95% | Rural Fringe | 281.3237 | East South Central
39232 | 0.80358 | Jackson | 0 | MS | 2007 | 2780 | 1454857.7227 | 118491.6 | 159866400 | 2111 | 431834.1983 | 2066 | 184086.4444 | 1821 | 152505.223 | 25306.4 | 33266400 | 585 | 490554.5062 | 585 | 326370.5761 | 580 | 310820.1913 | 41303.6 | 55863800 | 84 | 532469.0182 | 84 | 435417.6135 | 84 | 425757.6677 | 51881.6 | 70736200 | 523.3301 | 75.94% | 29.68% | 21.04% | 33.72% | 3.022% | 36.6% | 97.87% | 42.63% | 86.26% | 35.32% | 100% | 66.53% | 99.15% | 63.36% | 100% | 81.77% | 100% | 79.96% | Rural Fringe | 468.9509 | East South Central
39272 | 0.92926 | Jackson | 0 | MS | 2007 | 5290 | 1395002.6767 | 94355.3 | 126195400 | 5034 | 955469.9232 | 4947 | 379505.1095 | 4287 | 309647.8522 | 54142.5 | 70969300 | 228 | 186505.2156 | 228 | 126106.1038 | 227 | 119551.136 | 15546.7 | 21087600 | 28 | 253027.538 | 28 | 216580.3589 | 28 | 213590.7604 | 24666.1 | 34138500 | 263.7056 | 95.16% | 68.49% | 4.31% | 13.37% | 0.5293% | 18.14% | 98.27% | 39.72% | 85.16% | 32.41% | 100% | 67.62% | 99.56% | 64.1% | 100% | 85.6% | 100% | 84.41% | City Midsize | 399.4465 | East South Central
40025 | 0.98733 | Louisville | 0 | KY | 2012 | 37 | 11263.0725 | 371.427 | 408058 | 31 | 7805.3276 | 30 | 1812.8523 | 24 | 1180.131 | 220.545 | 242825 | 6 | 3457.7449 | 6 | 1139.5032 | 6 | 881.9318 | 150.882 | 165233 | 0 | 0 | 0 | 0 | 0 | 0 | 0 | 0 | 304.4074 | 83.78% | 69.3% | 16.22% | 30.7% | 0% | 0% | 96.77% | 23.23% | 77.42% | 15.12% | 100% | 32.96% | 100% | 25.51% | #DIV/0! | #DIV/0! | #DIV/0! | #DIV/0! | City Large | 491.5211 | East South Central
40041 | 1 | Louisville | 0 | KY | 2012 | 5 | 1983.1116 | 83.6693 | 91676.41 | 2 | 232.2438 | 1 | 33.1337 | 1 | 23.8133 | 4.9543 | 5706.81 | 3 | 1750.8677 | 3 | 539.399 | 3 | 382.856 | 78.715 | 85969.6 | 0 | 0 | 0 | 0 | 0 | 0 | 0 | 0 | 396.6223 | 40% | 11.71% | 60% | 88.29% | 0% | 0% | 50% | 14.27% | 50% | 10.25% | 100% | 30.81% | 100% | 21.87% | #DIV/0! | #DIV/0! | #DIV/0! | #DIV/0! | City Large | 2526.8668 | East South Central
40118 | 0.18047 | Louisville | 0 | KY | 2012 | 1687 | 406701.3667 | 31521.23 | 40502000 | 1647 | 181874.0202 | 1588 | 70727.5539 | 1193 | 51481.6396 | 8656.88 | 10751400 | 30 | 33540.8078 | 30 | 19397.4093 | 30 | 18303.5469 | 2659.95 | 3395800 | 10 | 191286.5387 | 10 | 180052.7147 | 10 | 179249.148 | 20204.4 | 26354800 | 241.0796 | 97.63% | 44.72% | 1.778% | 8.247% | 0.5928% | 47.03% | 96.42% | 38.89% | 72.43% | 28.31% | 100% | 57.83% | 100% | 54.57% | 100% | 94.13% | 100% | 93.71% | City Large | 654.0581 | East South Central
40202 | 1 | Louisville | 0 | KY | 2012 | 620 | 1165607.6669 | 78446.1 | 88169580 | 301 | 57300.0869 | 299 | 26755.5256 | 265 | 22403.6706 | 3391.7 | 3699480 | 210 | 239643.316 | 210 | 144844.827 | 210 | 134400.7213 | 17168.4 | 19094600 | 109 | 868664.264 | 109 | 517881.7664 | 109 | 487238.3994 | 57886 | 65375500 | 1880.0124 | 48.55% | 4.916% | 33.87% | 20.56% | 17.58% | 74.52% | 99.34% | 46.69% | 88.04% | 39.1% | 100% | 60.44% | 100% | 56.08% | 100% | 59.62% | 100% | 56.09% | City Large | 2761.3486 | East South Central
40204 | 1 | Louisville | 0 | KY | 2012 | 6022 | 1036589.1549 | 53778 | 59916500 | 5770 | 639182.9511 | 5688 | 205702.5164 | 4134 | 138459.9247 | 23652.3 | 26058800 | 212 | 195222.2953 | 212 | 113628.4466 | 212 | 104164.4921 | 13752.5 | 15411700 | 40 | 202183.9085 | 40 | 139235.9802 | 40 | 132503.3023 | 16373.2 | 18446000 | 172.1337 | 95.82% | 61.66% | 3.52% | 18.83% | 0.6642% | 19.5% | 98.58% | 32.18% | 71.65% | 21.66% | 100% | 58.2% | 100% | 53.36% | 100% | 68.87% | 100% | 65.54% | City Large | 4675.4535 | East South Central
40205 | 1 | Louisville | 0 | KY | 2012 | 9673 | 1730908.2043 | 81612.2 | 90744600 | 9378 | 1289182.4932 | 9163 | 384163.1935 | 6921 | 271684.9812 | 48658.9 | 53669800 | 247 | 221307.0766 | 247 | 127628.0191 | 247 | 116406.376 | 15359.8 | 17210100 | 48 | 220418.6345 | 48 | 152937.6675 | 48 | 144309.1955 | 17593.5 | 19864700 | 178.9422 | 96.95% | 74.48% | 2.553% | 12.79% | 0.4962% | 12.73% | 97.71% | 29.8% | 73.8% | 21.07% | 100% | 57.67% | 100% | 52.6% | 100% | 69.39% | 100% | 65.47% | City Large | 3876.9065 | East South Central
40206 | 1 | Louisville | 0 | KY | 2012 | 6993 | 1546495.6867 | 82500.2 | 91606300 | 6515 | 872816.601 | 6329 | 274893.8294 | 4629 | 192112.5624 | 33217.8 | 36454300 | 419 | 365185.3211 | 419 | 194791.7347 | 416 | 175635.9934 | 24308.5 | 27089900 | 59 | 308493.7646 | 59 | 209266.7999 | 59 | 198217.0041 | 24973.9 | 28062100 | 221.1491 | 93.16% | 56.44% | 5.992% | 23.61% | 0.8437% | 19.95% | 97.15% | 31.5% | 71.05% | 22.01% | 100% | 53.34% | 99.28% | 48.1% | 100% | 67.84% | 100% | 64.25% | City Large | 2890.6635 | East South Central
40207 | 1 | Louisville | 0 | KY | 2012 | 12417 | 2948551.9278 | 149594.7 | 166398300 | 11764 | 1907378.5299 | 11335 | 558156.8774 | 8520 | 405982.323 | 72157.8 | 79218500 | 576 | 493935.5783 | 576 | 256269.694 | 572 | 228885.7741 | 32441.7 | 36150500 | 77 | 547237.8196 | 77 | 394861.9673 | 77 | 376248.1404 | 44995.2 | 51029300 | 237.4609 | 94.74% | 64.69% | 4.639% | 16.75% | 0.6201% | 18.56% | 96.35% | 29.26% | 72.42% | 21.28% | 100% | 51.88% | 99.31% | 46.34% | 100% | 72.16% | 100% | 68.75% | City Large | 2252.4517 | East South Central
40209 | 1 | Louisville | 0 | KY | 2012 | 742 | 1494133.5627 | 137058.97 | 176912930 | 531 | 67895.9506 | 501 | 32886.8747 | 400 | 26905.4217 | 3939.97 | 4946830 | 123 | 134338.7412 | 123 | 95304.3218 | 123 | 90051.3731 | 11220 | 14438100 | 88 | 1291898.871 | 88 | 1065527.2003 | 88 | 1035671.7818 | 121899 | 157528000 | 2013.6571 | 71.56% | 4.544% | 16.58% | 8.991% | 11.86% | 86.46% | 94.35% | 48.44% | 75.33% | 39.63% | 100% | 70.94% | 100% | 67.03% | 100% | 82.48% | 100% | 80.17% | City Large | 1196.6349 | East South Central
40210 | 1 | Louisville | 0 | KY | 2012 | 6312 | 1733704.1057 | 137276.7 | 174582700 | 5996 | 590574.6677 | 5883 | 235016.8357 | 4549 | 166458.5674 | 29516.1 | 35692100 | 208 | 212177.0017 | 208 | 147780.5926 | 208 | 140691.0731 | 17854 | 22756600 | 108 | 930952.4362 | 108 | 780823.2942 | 108 | 763271.5426 | 89906.6 | 116134000 | 274.668 | 94.99% | 34.06% | 3.295% | 12.24% | 1.711% | 53.7% | 98.12% | 39.79% | 75.87% | 28.19% | 100% | 69.65% | 100% | 66.31% | 100% | 83.87% | 100% | 81.99% | City Large | 3721.4684 | East South Central
40211 | 1 | Louisville | 0 | KY | 2012 | 10455 | 1881023.3762 | 123209.6 | 154499700 | 10093 | 1070592.8944 | 9887 | 414336.9336 | 7834 | 304985.5344 | 53450 | 65572900 | 289 | 275503.5642 | 289 | 182069.0873 | 288 | 171854.1783 | 22441.3 | 28504100 | 73 | 534926.9177 | 73 | 386336.8187 | 73 | 371603.899 | 47318.3 | 60422700 | 179.9162 | 96.54% | 56.92% | 2.764% | 14.65% | 0.6982% | 28.44% | 97.96% | 38.7% | 77.62% | 28.49% | 100% | 66.09% | 99.65% | 62.38% | 100% | 72.22% | 100% | 69.47% | City Large | 3248.3287 | East South Central
40213 | 1 | Louisville | 0 | KY | 2012 | 8067 | 2369440.2921 | 174694 | 224795400 | 7484 | 870387.0512 | 7185 | 310574.0287 | 5572 | 235534.9783 | 39164 | 49255600 | 481 | 469981.323 | 481 | 312626.5122 | 480 | 294234.7988 | 37466.9 | 48086800 | 102 | 1029071.9179 | 102 | 869837.1253 | 102 | 851848.7039 | 98063.1 | 127453000 | 293.7201 | 92.77% | 36.73% | 5.963% | 19.84% | 1.264% | 43.43% | 96% | 35.68% | 74.45% | 27.06% | 100% | 66.52% | 99.79% | 62.61% | 100% | 84.53% | 100% | 82.78% | City Large | 1705.9727 | East South Central
40214 | 1 | Louisville | 0 | KY | 2012 | 16769 | 3459653.2082 | 221315.5 | 281491700 | 16150 | 2101023.5927 | 15620 | 745641.9823 | 12420 | 551809.5111 | 96976 | 120830000 | 533 | 453485.6777 | 533 | 263692.6741 | 533 | 244187.7086 | 34580.2 | 43909700 | 86 | 905143.9377 | 86 | 799351.867 | 86 | 786192.6597 | 89759.3 | 116752000 | 206.3124 | 96.31% | 60.73% | 3.178% | 13.11% | 0.5129% | 26.16% | 96.72% | 35.49% | 76.9% | 26.26% | 100% | 58.15% | 100% | 53.85% | 100% | 88.31% | 100% | 86.86% | City Large | 2965.8566 | East South Central
40216 | 0.7448 | Louisville | 0 | KY | 2012 | 18174 | 3210693.2853 | 196450.4 | 248538700 | 17597 | 2149432.4495 | 16974 | 816679.2084 | 13649 | 609333.2435 | 104498 | 130081000 | 488 | 463739.1196 | 488 | 296081.1044 | 486 | 276949.0746 | 36300.9 | 46271100 | 89 | 597521.7162 | 89 | 494736.5323 | 89 | 480264.0964 | 55651.5 | 72186600 | 176.6641 | 96.83% | 66.95% | 2.685% | 14.44% | 0.4897% | 18.61% | 96.46% | 38% | 77.56% | 28.35% | 100% | 63.85% | 99.59% | 59.72% | 100% | 82.8% | 100% | 80.38% | City Large | 2540.0409 | East South Central
40217 | 1 | Louisville | 0 | KY | 2012 | 6268 | 839718.9005 | 44094.8 | 56200700 | 6128 | 603242.0085 | 6005 | 205984.6227 | 4691 | 142854.7753 | 25482.7 | 32209800 | 119 | 107415.5217 | 119 | 67305.5699 | 118 | 63184.2496 | 8178 | 10511200 | 21 | 129061.3702 | 21 | 92844.4842 | 21 | 88393.5663 | 10434.1 | 13479700 | 133.9692 | 97.77% | 71.84% | 1.899% | 12.79% | 0.335% | 15.37% | 97.99% | 34.15% | 76.55% | 23.68% | 100% | 62.66% | 99.16% | 58.82% | 100% | 71.94% | 100% | 68.49% | City Large | 3649.7032 | East South Central
40218 | 0.99927 | Louisville | 0 | KY | 2012 | 10520 | 3349795.7866 | 252337.8 | 283148700 | 9767 | 1266930.4054 | 9422 | 462978.2942 | 7609 | 360257.866 | 60772.5 | 66373300 | 617 | 604705.1988 | 617 | 381436.1168 | 616 | 358752.8385 | 47917.3 | 53455400 | 136 | 1478160.1824 | 136 | 1274611.6491 | 136 | 1252052.6946 | 143648 | 163320000 | 318.4217 | 92.84% | 37.82% | 5.865% | 18.05% | 1.293% | 44.13% | 96.47% | 36.54% | 77.91% | 28.44% | 100% | 63.08% | 99.84% | 59.33% | 100% | 86.23% | 100% | 84.7% | City Large | 3247.145 | East South Central
40219 | 0.99284 | Louisville | 0 | KY | 2012 | 14856 | 3203101.2583 | 218483.6 | 277134900 | 14163 | 1761062.0471 | 13693 | 660636.9473 | 11059 | 492650.9352 | 84458.7 | 104982000 | 595 | 507604.767 | 595 | 306984.1096 | 594 | 285061.8438 | 40573.7 | 51075900 | 98 | 934434.4443 | 98 | 822215.4403 | 98 | 808779.6564 | 93451.2 | 121077000 | 215.6099 | 95.34% | 54.98% | 4.005% | 15.85% | 0.6597% | 29.17% | 96.68% | 37.51% | 78.08% | 27.97% | 100% | 60.48% | 99.83% | 56.16% | 100% | 87.99% | 100% | 86.55% | City Large | 2233.484 | East South Central
40220 | 0.65041 | Louisville | 0 | KY | 2012 | 9230 | 1562718.1295 | 79584 | 87805500 | 9007 | 1262889.9177 | 8758 | 427130.0305 | 7108 | 321366.7312 | 56027.6 | 61618900 | 201 | 167061.525 | 201 | 90352.9269 | 201 | 82656.4273 | 12086.3 | 13305100 | 22 | 132766.6868 | 22 | 95005.4186 | 22 | 90836.8572 | 11470.1 | 12881500 | 169.3086 | 97.58% | 80.81% | 2.178% | 10.69% | 0.2384% | 8.496% | 97.24% | 33.82% | 78.92% | 25.45% | 100% | 54.08% | 100% | 49.48% | 100% | 71.56% | 100% | 68.42% | City Large | 4138.6844 | East South Central
40222 | 0.54971 | Louisville | 0 | KY | 2012 | 4419 | 1096263.5463 | 54299.8 | 60317900 | 4132 | 748467.4445 | 3980 | 225014.765 | 3175 | 167542.3918 | 29307.8 | 32414200 | 259 | 207450.7355 | 259 | 100278.6698 | 257 | 88744.6044 | 13375.3 | 14836300 | 28 | 140345.3663 | 28 | 97217.5685 | 28 | 92902.2763 | 11616.7 | 13067400 | 248.0796 | 93.51% | 68.27% | 5.861% | 18.92% | 0.6336% | 12.8% | 96.32% | 30.06% | 76.84% | 22.38% | 100% | 48.34% | 99.23% | 42.78% | 100% | 69.27% | 100% | 66.2% | City Large | 2025.708 | East South Central
40228 | 0.84035 | Louisville | 0 | KY | 2012 | 6017 | 1233235.7737 | 83964.6 | 92187600 | 5771 | 834184.0588 | 5676 | 332468.5716 | 5073 | 263036.7863 | 46974.7 | 50683900 | 220 | 194190.9219 | 220 | 131894.831 | 220 | 124904.4694 | 17074.1 | 18855200 | 26 | 204860.793 | 26 | 176583.734 | 26 | 172996.7069 | 19915.8 | 22648500 | 204.9586 | 95.91% | 67.64% | 3.656% | 15.75% | 0.4321% | 16.61% | 98.35% | 39.86% | 87.91% | 31.53% | 100% | 67.92% | 100% | 64.32% | 100% | 86.2% | 100% | 84.45% | City Large | 2318.4263 | East South Central
40229 | 0.10096 | Louisville | 0 | KY | 2012 | 2016 | 275299.2764 | 15955.1 | 19911150 | 1995 | 227095.4927 | 1943 | 87758.5099 | 1632 | 65736.2929 | 11592.6 | 14300000 | 18 | 15037.4807 | 18 | 9401.2284 | 18 | 8781.9932 | 1152.84 | 1484330 | 3 | 33166.3029 | 3 | 27276.2984 | 3 | 26527.4617 | 3209.66 | 4126820 | 136.5572 | 98.96% | 82.49% | 0.8929% | 5.462% | 0.1488% | 12.05% | 97.39% | 38.64% | 81.8% | 28.95% | 100% | 62.52% | 100% | 58.4% | 100% | 82.24% | 100% | 79.98% | City Large | 1906.579 | East South Central
40241 | 0.14053 | Louisville | 0 | KY | 2012 | 1277 | 332043.538 | 16506.61 | 17932884 | 1193 | 266741.7341 | 1165 | 85016.3061 | 1020 | 62432.913 | 12091.2 | 13158200 | 83 | 62875.1347 | 83 | 27569.6633 | 83 | 23705.5332 | 4270.31 | 4623550 | 1 | 2426.6692 | 1 | 1116.5693 | 1 | 870.3898 | 145.1 | 151134 | 260.0184 | 93.42% | 80.33% | 6.5% | 18.94% | 0.07831% | 0.7308% | 97.65% | 31.87% | 85.5% | 23.41% | 100% | 43.85% | 100% | 37.7% | 100% | 46.01% | 100% | 35.87% | City Large | 2364.3497 | East South Central
40242 | 0.10343 | Louisville | 0 | KY | 2012 | 366 | 78124.4725 | 3225.11 | 3541180 | 366 | 78124.4725 | 364 | 23678.9759 | 329 | 17611.5851 | 3225.11 | 3541180 | 0 | 0 | 0 | 0 | 0 | 0 | 0 | 0 | 0 | 0 | 0 | 0 | 0 | 0 | 0 | 0 | 213.4548 | 100% | 100% | 0% | 0% | 0% | 0% | 99.45% | 30.31% | 89.89% | 22.54% | #DIV/0! | #DIV/0! | #DIV/0! | #DIV/0! | #DIV/0! | #DIV/0! | #DIV/0! | #DIV/0! | City Large | 3211.3743 | East South Central
40258 | 0.2175 | Louisville | 0 | KY | 2012 | 4388 | 745228.2459 | 47732.55 | 59882840 | 4270 | 521456.3513 | 4166 | 213293.4873 | 3579 | 163035.5775 | 28200.3 | 34754400 | 100 | 89448.5905 | 100 | 52818.0672 | 100 | 47939.5502 | 6878.65 | 8687640 | 18 | 134323.304 | 18 | 112690.9038 | 18 | 109246.4787 | 12653.6 | 16440800 | 169.8332 | 97.31% | 69.97% | 2.279% | 12% | 0.4102% | 18.02% | 97.56% | 40.9% | 83.82% | 31.27% | 100% | 59.05% | 100% | 53.59% | 100% | 83.9% | 100% | 81.33% | City Large | 2113.2165 | East South Central
40272 | 0.10755 | Louisville | 0 | KY | 2012 | 2560 | 480270.3023 | 24557.99 | 30836780 | 2476 | 385437.4199 | 2417 | 132828.5125 | 1986 | 97522.995 | 17368 | 21748300 | 77 | 65690.3646 | 77 | 32874.2809 | 77 | 29766.1792 | 4639.12 | 5854920 | 7 | 29142.5179 | 7 | 19574.5178 | 7 | 18618.4752 | 2550.87 | 3233560 | 187.6056 | 96.72% | 80.25% | 3.008% | 13.68% | 0.2734% | 6.068% | 97.62% | 34.46% | 80.21% | 25.3% | 100% | 50.04% | 100% | 45.31% | 100% | 67.17% | 100% | 63.89% | City Large | 992.8235 | East South Central
40291 | 0.094973 | Louisville | 0 | KY | 2012 | 1497 | 252131.772 | 13669.964 | 14855267 | 1465 | 215928.8136 | 1419 | 79501.883 | 1215 | 62223.5465 | 10995.9 | 11872400 | 30 | 29951.6391 | 30 | 15542.7261 | 30 | 13810.9448 | 2063.98 | 2291800 | 2 | 6251.3193 | 2 | 5319.9601 | 2 | 5196.7195 | 610.084 | 691067 | 168.4247 | 97.86% | 85.64% | 2.004% | 11.88% | 0.1336% | 2.479% | 96.86% | 36.82% | 82.94% | 28.82% | 100% | 51.89% | 100% | 46.11% | 100% | 85.1% | 100% | 83.13% | City Large | 1386.9905 | East South Central
40292 | 1 | Louisville | 0 | KY | 2012 | 2 | 14165.5039 | 1252.159 | 1632639 | 0 | 0 | 0 | 0 | 0 | 0 | 0 | 0 | 1 | 1886.9843 | 1 | 1132.7491 | 1 | 1073.0318 | 120.179 | 156859 | 1 | 12278.5196 | 1 | 10101.317 | 1 | 9895.6469 | 1131.98 | 1475780 | 7082.7519 | 0% | 0% | 50% | 13.32% | 50% | 86.68% | #DIV/0! | #DIV/0! | #DIV/0! | #DIV/0! | 100% | 60.03% | 100% | 56.86% | 100% | 82.27% | 100% | 80.59% | City Large | 3609.2745 | East South Central
40299 | 0.003158 | Louisville | 0 | KY | 2012 | 142 | 23103.5734 | 1451.27 | 1519930 | 142 | 23103.5734 | 141 | 9798.9461 | 128 | 7775.3105 | 1451.27 | 1519930 | 0 | 0 | 0 | 0 | 0 | 0 | 0 | 0 | 0 | 0 | 0 | 0 | 0 | 0 | 0 | 0 | 162.7012 | 100% | 100% | 0% | 0% | 0% | 0% | 99.3% | 42.41% | 90.14% | 33.65% | #DIV/0! | #DIV/0! | #DIV/0! | #DIV/0! | #DIV/0! | #DIV/0! | #DIV/0! | #DIV/0! | City Large | 830.7237 | East South Central
40347 | 0.054374 | Frankfort | 0 | KY | 2012 | 176 | 40815.5091 | 2544.166 | 3054740 | 160 | 28568.8097 | 158 | 11640.0375 | 138 | 8835.5348 | 1589.41 | 1912240 | 16 | 12246.6994 | 16 | 6267.2759 | 16 | 5526.4088 | 954.756 | 1142500 | 0 | 0 | 0 | 0 | 0 | 0 | 0 | 0 | 231.9063 | 90.91% | 69.99% | 9.091% | 30.01% | 0% | 0% | 98.75% | 40.74% | 86.25% | 30.93% | 100% | 51.18% | 100% | 45.13% | #DIV/0! | #DIV/0! | #DIV/0! | #DIV/0! | Town Fringe | 93.1963 | East South Central
40356 | 0.02299 | Lexington | 0 | KY | 2012 | 728 | 230323.655 | 16021.902 | 18713908 | 662 | 182206.0657 | 662 | 80578.1393 | 638 | 64517.6059 | 12169.4 | 14135800 | 65 | 40713.4336 | 65 | 21710.0093 | 65 | 18756.1782 | 3143.04 | 3694010 | 1 | 7404.1557 | 1 | 6472.0833 | 1 | 6279.8388 | 709.462 | 884098 | 316.3786 | 90.93% | 79.11% | 8.929% | 17.68% | 0.1374% | 3.215% | 100% | 44.22% | 96.37% | 35.41% | 100% | 53.32% | 100% | 46.07% | 100% | 87.41% | 100% | 84.82% | Rural Fringe | 287.5427 | East South Central
40383 | 0.056026 | Frankfort | 0 | KY | 2012 | 389 | 124511.2486 | 8285.022 | 9917560 | 312 | 57817.5932 | 308 | 22124.3628 | 243 | 17342.2839 | 3044.88 | 3631900 | 76 | 59068.6369 | 76 | 27904.5369 | 76 | 25539.1662 | 4458.13 | 5311910 | 1 | 7625.0186 | 1 | 6999.7537 | 1 | 6958.5882 | 782.012 | 973750 | 320.0803 | 80.21% | 46.44% | 19.54% | 47.44% | 0.2571% | 6.124% | 98.72% | 38.27% | 77.88% | 29.99% | 100% | 47.24% | 100% | 43.24% | 100% | 91.8% | 100% | 91.26% | Town Fringe | 144.8215 | East South Central
40502 | 1 | Lexington | 0 | KY | 2012 | 9969 | 2311551.8723 | 130324.6 | 155945800 | 9545 | 1801558.5159 | 9454 | 678080.6201 | 8302 | 521210.7742 | 91541 | 108790000 | 381 | 282173.6146 | 381 | 147004.1513 | 381 | 129682.27 | 18970.4 | 22909800 | 43 | 227819.7418 | 43 | 166311.4294 | 43 | 158640.5259 | 19813.2 | 24246000 | 231.874 | 95.75% | 77.94% | 3.822% | 12.21% | 0.4313% | 9.856% | 99.05% | 37.64% | 86.98% | 28.93% | 100% | 52.1% | 100% | 45.96% | 100% | 73% | 100% | 69.63% | City Large | 3673.4022 | East South Central
40503 | 1 | Lexington | 0 | KY | 2012 | 11480 | 2640018.0017 | 164254.7 | 198654500 | 10964 | 1690436.6306 | 10858 | 655246.708 | 9407 | 480611.2177 | 83697.7 | 99418900 | 447 | 416625.7871 | 447 | 272498.9519 | 447 | 251611.8669 | 32977.3 | 40214300 | 69 | 532955.5839 | 69 | 426290.498 | 69 | 409637.1775 | 47579.7 | 59021300 | 229.9667 | 95.51% | 64.03% | 3.894% | 15.78% | 0.601% | 20.19% | 99.03% | 38.76% | 85.8% | 28.43% | 100% | 65.41% | 100% | 60.39% | 100% | 79.99% | 100% | 76.86% | City Large | 3079.6239 | East South Central
40504 | 1 | Lexington | 0 | KY | 2012 | 7236 | 1793784.268 | 119820.6 | 146967400 | 6799 | 1055774.1049 | 6733 | 439190.4164 | 6036 | 343112.0145 | 58254.9 | 70428600 | 371 | 341014.5178 | 371 | 216311.6414 | 371 | 202885.2493 | 27450.6 | 33776100 | 66 | 396995.6452 | 66 | 292381.3449 | 66 | 279460.9785 | 34115.1 | 42762700 | 247.8972 | 93.96% | 58.86% | 5.127% | 19.01% | 0.9121% | 22.13% | 99.03% | 41.6% | 88.78% | 32.5% | 100% | 63.43% | 100% | 59.49% | 100% | 73.65% | 100% | 70.39% | City Large | 4370.6843 | East South Central
40505 | 0.95569 | Lexington | 0 | KY | 2012 | 11380 | 2409805.0954 | 165708.1 | 205602600 | 10843 | 1427240.7075 | 10757 | 577992.1069 | 9567 | 457162.1935 | 77880.7 | 95305100 | 445 | 434487.9097 | 445 | 299370.7919 | 444 | 283303.5528 | 35805.2 | 44671300 | 92 | 548076.4782 | 92 | 463200.9879 | 92 | 451538.5421 | 52022.2 | 65626200 | 211.7579 | 95.28% | 59.23% | 3.91% | 18.03% | 0.8084% | 22.74% | 99.21% | 40.5% | 88.23% | 32.03% | 100% | 68.9% | 99.78% | 65.2% | 100% | 84.51% | 100% | 82.39% | City Large | 2820.0972 | East South Central
40506 | 1 | Lexington | 0 | KY | 2012 | 69 | 258947.2225 | 17340.554 | 21717856 | 22 | 5111.3671 | 21 | 2082.265 | 19 | 1646.1289 | 238.544 | 297736 | 29 | 38988.4222 | 29 | 22441.2659 | 29 | 20361.2612 | 2569.01 | 3222520 | 18 | 214847.4331 | 18 | 126596.7969 | 18 | 117137.9688 | 14533 | 18197600 | 3752.8583 | 31.88% | 1.974% | 42.03% | 15.06% | 26.09% | 82.97% | 95.45% | 40.74% | 86.36% | 32.21% | 100% | 57.56% | 100% | 52.22% | 100% | 58.92% | 100% | 54.52% | City Large | 8375.3573 | East South Central
40507 | 1 | Lexington | 0 | KY | 2012 | 467 | 326408.5342 | 21110.58 | 26520860 | 333 | 60134.6254 | 332 | 23024.0888 | 288 | 17997.4601 | 2770.83 | 3443260 | 114 | 121665.2866 | 114 | 68360.9018 | 114 | 63157.4463 | 8017.85 | 10067500 | 20 | 144608.6221 | 20 | 91455.9597 | 20 | 86369.3965 | 10321.9 | 13010100 | 698.9476 | 71.31% | 18.42% | 24.41% | 37.27% | 4.283% | 44.3% | 99.7% | 38.29% | 86.49% | 29.93% | 100% | 56.19% | 100% | 51.91% | 100% | 63.24% | 100% | 59.73% | City Large | 5867.1702 | East South Central
40508 | 1 | Lexington | 0 | KY | 2012 | 6357 | 1424518.674 | 88977.6 | 110452000 | 5970 | 747504.238 | 5900 | 264424.1842 | 4673 | 194301.1613 | 33199.2 | 40767200 | 315 | 291768.0439 | 315 | 175897.1999 | 313 | 164324.7901 | 21917.6 | 27159500 | 72 | 385246.3921 | 72 | 296807.6807 | 72 | 286269.0723 | 33860.8 | 42525300 | 224.0866 | 93.91% | 52.47% | 4.955% | 20.48% | 1.133% | 27.04% | 98.83% | 35.37% | 78.27% | 25.99% | 100% | 60.29% | 99.37% | 56.32% | 100% | 77.04% | 100% | 74.31% | City Large | 5102.2329 | East South Central
40509 | 0.30774 | Lexington | 0 | KY | 2012 | 10733 | 3127050.3715 | 227663.6 | 275380100 | 9963 | 1711740.3819 | 9952 | 703230.8287 | 9673 | 558272.4188 | 103648 | 122723000 | 648 | 543311.2218 | 648 | 313704.0352 | 648 | 286519.5924 | 40847.8 | 49426100 | 122 | 871998.7678 | 122 | 737995.2715 | 122 | 721097.6476 | 83167.8 | 103231000 | 291.3491 | 92.83% | 54.74% | 6.037% | 17.37% | 1.137% | 27.89% | 99.89% | 41.08% | 97.09% | 32.61% | 100% | 57.74% | 100% | 52.74% | 100% | 84.63% | 100% | 82.69% | City Large | 719.0263 | East South Central
40510 | 0.63621 | Lexington | 0 | KY | 2012 | 657 | 483124.1502 | 39846.13 | 49250460 | 384 | 77131.3014 | 377 | 36048.787 | 330 | 30411.9681 | 4921.83 | 5978860 | 249 | 255508.5903 | 249 | 155259.0779 | 248 | 145308.3261 | 21392.6 | 26190700 | 24 | 150484.2586 | 24 | 121381.7898 | 24 | 117155.1601 | 13531.7 | 17080900 | 735.3488 | 58.45% | 15.97% | 37.9% | 52.89% | 3.653% | 31.15% | 98.18% | 46.74% | 85.94% | 39.43% | 100% | 60.76% | 99.6% | 56.87% | 100% | 80.66% | 100% | 77.85% | City Large | 251.3987 | East South Central
40511 | 0.13144 | Lexington | 0 | KY | 2012 | 7977 | 2791151.6831 | 228021.7 | 283679100 | 7324 | 1037132.0383 | 7278 | 457650.6733 | 6714 | 360212.9271 | 63461.8 | 76400200 | 511 | 494083.798 | 511 | 342140.6334 | 511 | 322769.7438 | 40798.9 | 50969900 | 142 | 1259935.8468 | 142 | 1101181.9299 | 142 | 1080582.6002 | 123761 | 156309000 | 349.8999 | 91.81% | 37.16% | 6.406% | 17.7% | 1.78% | 45.14% | 99.37% | 44.13% | 91.67% | 34.73% | 100% | 69.25% | 100% | 65.33% | 100% | 87.4% | 100% | 85.76% | City Large | 341.4728 | East South Central
40513 | 0.62291 | Lexington | 0 | KY | 2012 | 3717 | 990599.5973 | 63168.82 | 74926010 | 3475 | 733196.6931 | 3472 | 294333.9994 | 3365 | 222765.1164 | 42332.6 | 49938700 | 232 | 186309.1831 | 232 | 98877.7731 | 231 | 87760.1625 | 14237.4 | 16858400 | 10 | 71093.7211 | 10 | 56726.715 | 10 | 55059.5026 | 6598.82 | 8128910 | 266.5051 | 93.49% | 74.02% | 6.242% | 18.81% | 0.269% | 7.177% | 99.91% | 40.14% | 96.83% | 30.38% | 100% | 53.07% | 99.57% | 47.1% | 100% | 79.79% | 100% | 77.45% | City Large | 679.4443 | East South Central
40514 | 0.96824 | Lexington | 0 | KY | 2012 | 5206 | 914231.1515 | 55489.66 | 65510340 | 5134 | 843034.7266 | 5129 | 348637.6777 | 4973 | 268295.7917 | 49735.6 | 58564300 | 68 | 50156.559 | 68 | 25006.7294 | 68 | 22081.7403 | 3737.3 | 4475790 | 4 | 21039.8659 | 4 | 17203.9343 | 4 | 16652.5005 | 2016.76 | 2470250 | 175.6111 | 98.62% | 92.21% | 1.306% | 5.486% | 0.07683% | 2.301% | 99.9% | 41.36% | 96.86% | 31.82% | 100% | 49.86% | 100% | 44.03% | 100% | 81.77% | 100% | 79.15% | City Large | 4622.2399 | East South Central
40515 | 0.094996 | Lexington | 0 | KY | 2012 | 4435 | 750654.5773 | 44909.27 | 52913010 | 4307 | 626871.7841 | 4300 | 263147.5637 | 4031 | 203426.4063 | 36151 | 42489400 | 123 | 103370.8515 | 123 | 47578.7634 | 123 | 41107.974 | 7068.05 | 8373690 | 5 | 20411.9417 | 5 | 13205.6992 | 5 | 12128.8509 | 1690.22 | 2049920 | 169.257 | 97.11% | 83.51% | 2.773% | 13.77% | 0.1127% | 2.719% | 99.84% | 41.98% | 93.59% | 32.45% | 100% | 46.03% | 100% | 39.77% | 100% | 64.7% | 100% | 59.42% | City Large | 589.5069 | East South Central
40516 | 0.22185 | Lexington | 0 | KY | 2012 | 681 | 128205.8534 | 8208.788 | 9952350 | 641 | 97411.8143 | 635 | 38854.674 | 596 | 31954.9152 | 5872.87 | 7083010 | 39 | 28315.7597 | 39 | 12920.2202 | 39 | 12283.612 | 2090.92 | 2578360 | 1 | 2478.2795 | 1 | 1667.3706 | 1 | 1571.2701 | 244.998 | 290980 | 188.2612 | 94.13% | 75.98% | 5.727% | 22.09% | 0.1468% | 1.933% | 99.06% | 39.89% | 92.98% | 32.8% | 100% | 45.63% | 100% | 43.38% | 100% | 67.28% | 100% | 63.4% | City Large | 77.7138 | East South Central
40517 | 0.9939 | Lexington | 0 | KY | 2012 | 9416 | 1885557.2121 | 116073.3 | 138736600 | 8923 | 1332411.8305 | 8892 | 536998.1487 | 8239 | 421494.2709 | 73752.1 | 87468900 | 466 | 363767.8827 | 466 | 175374.5109 | 466 | 154037.0921 | 24688.1 | 29477400 | 27 | 189377.4989 | 27 | 154779.7359 | 27 | 148988.2662 | 17633.1 | 21790300 | 200.2503 | 94.76% | 70.66% | 4.949% | 19.29% | 0.2867% | 10.04% | 99.65% | 40.3% | 92.33% | 31.63% | 100% | 48.21% | 100% | 42.34% | 100% | 81.73% | 100% | 78.67% | City Large | 5730.2401 | East South Central
40526 | 1 | Lexington | 0 | KY | 2012 | 2 | 539.0743 | 37.296 | 47230.4 | 1 | 72.3538 | 1 | 9.5937 | 0 | 0 | 0 | 0 | 1 | 466.7205 | 1 | 350.4353 | 1 | 332.9988 | 37.296 | 47230.4 | 0 | 0 | 0 | 0 | 0 | 0 | 0 | 0 | 269.5371 | 50% | 13.42% | 50% | 86.58% | 0% | 0% | 100% | 13.26% | 0% | 0% | 100% | 75.08% | 100% | 71.35% | #DIV/0! | #DIV/0! | #DIV/0! | #DIV/0! | City Large | 11560.2888 | East South Central
40601 | 0.32563 | Frankfort | 0 | KY | 2012 | 18804 | 4817020.6793 | 330205.1 | 403848000 | 17747 | 2933835.2574 | 17449 | 1192130.5032 | 15307 | 954771.8571 | 166140 | 199588000 | 895 | 770030.2265 | 895 | 482437.201 | 891 | 450664.1858 | 62278.1 | 76240000 | 162 | 1113155.1954 | 162 | 897896.8383 | 162 | 869883.0892 | 101787 | 128020000 | 256.17 | 94.38% | 60.91% | 4.76% | 15.99% | 0.8615% | 23.11% | 98.32% | 40.63% | 86.25% | 32.54% | 100% | 62.65% | 99.55% | 58.53% | 100% | 80.66% | 100% | 78.15% | Town Distant | 218.8727 | East South Central
41001 | 0.0038147 | Cincinnati | 0 | OH | 2010 | 19 | 3329.5435 | 184.8953 | 210348.9 | 18 | 2800.1579 | 18 | 1120.5991 | 18 | 869.2836 | 157.692 | 178786 | 1 | 529.3856 | 1 | 186.8015 | 1 | 165.8066 | 27.2033 | 31562.9 | 0 | 0 | 0 | 0 | 0 | 0 | 0 | 0 | 175.2391 | 94.74% | 84.1% | 5.263% | 15.9% | 0% | 0% | 100% | 40.02% | 100% | 31.04% | 100% | 35.29% | 100% | 31.32% | #DIV/0! | #DIV/0! | #DIV/0! | #DIV/0! | Rural Fringe | 246.075 | East South Central
41005 | 0.063805 | Cincinnati | 0 | OH | 2010 | 1774 | 463519.1124 | 33966.67 | 40723820 | 1589 | 250060.3043 | 1586 | 110539.0792 | 1527 | 90379.4996 | 15934.6 | 18844400 | 175 | 155188.5699 | 175 | 95743.1627 | 175 | 88497.9479 | 12752.3 | 15388700 | 10 | 58270.2382 | 10 | 41225.872 | 10 | 39838.3989 | 5279.77 | 6490720 | 261.2847 | 89.57% | 53.95% | 9.865% | 33.48% | 0.5637% | 12.57% | 99.81% | 44.2% | 96.1% | 36.14% | 100% | 61.69% | 100% | 57.03% | 100% | 70.75% | 100% | 68.37% | Suburb Large | 457.3321 | East South Central
41011 | 0.99997 | Cincinnati | 0 | OH | 2010 | 7982 | 1619021.3022 | 92540.8 | 104896100 | 7602 | 1018276.702 | 7513 | 366552.1451 | 5999 | 273917.3122 | 47077 | 52489700 | 327 | 303895.8602 | 327 | 175849.6793 | 327 | 160937.8407 | 21079.2 | 24142000 | 53 | 296848.7399 | 53 | 215908.8624 | 53 | 206069.8064 | 24384.6 | 28264400 | 202.834 | 95.24% | 62.89% | 4.097% | 18.77% | 0.664% | 18.34% | 98.83% | 36% | 78.91% | 26.9% | 100% | 57.87% | 100% | 52.96% | 100% | 72.73% | 100% | 69.42% | Suburb Large | 3528.5988 | East South Central
41014 | 1 | Cincinnati | 0 | OH | 2010 | 2932 | 395294.8847 | 21063.12 | 23912710 | 2883 | 281667.8209 | 2859 | 99840.2377 | 2146 | 68533.1369 | 11813.2 | 13180000 | 38 | 35840.5429 | 38 | 22441.3156 | 38 | 21118.259 | 2695.3 | 3094440 | 11 | 77786.5209 | 11 | 59419.1878 | 11 | 57031.2308 | 6554.62 | 7638270 | 134.8209 | 98.33% | 71.26% | 1.296% | 9.067% | 0.3752% | 19.68% | 99.17% | 35.45% | 74.44% | 24.33% | 100% | 62.61% | 100% | 58.92% | 100% | 76.39% | 100% | 73.32% | Suburb Large | 6102.0824 | East South Central
41015 | 0.27316 | Cincinnati | 0 | OH | 2010 | 5619 | 929122.7856 | 56407.53 | 63979200 | 5489 | 615163.9343 | 5421 | 223053.3488 | 4297 | 162057.5771 | 29140.8 | 32551900 | 104 | 94741.0986 | 104 | 57903.2567 | 104 | 53371.3773 | 7395.33 | 8372300 | 26 | 219217.7527 | 26 | 175929.6555 | 26 | 169497.2088 | 19871.4 | 23055000 | 165.3538 | 97.69% | 66.21% | 1.851% | 10.2% | 0.4627% | 23.59% | 98.76% | 36.26% | 78.28% | 26.34% | 100% | 61.12% | 100% | 56.33% | 100% | 80.25% | 100% | 77.32% | Suburb Large | 825.9384 | East South Central
41016 | 1 | Cincinnati | 0 | OH | 2010 | 2344 | 327087.1032 | 16342.58 | 19826070 | 2264 | 234961.4258 | 2249 | 80188.0924 | 1667 | 52572.5851 | 9271.87 | 11238300 | 73 | 63018.8183 | 73 | 32548.6742 | 73 | 28926.9462 | 4480.06 | 5371910 | 7 | 29106.8591 | 7 | 21864.2985 | 7 | 20898.492 | 2590.65 | 3215860 | 139.5423 | 96.59% | 71.83% | 3.114% | 19.27% | 0.2986% | 8.899% | 99.34% | 34.13% | 73.63% | 22.37% | 100% | 51.65% | 100% | 45.9% | 100% | 75.12% | 100% | 71.8% | Suburb Large | 1605.786 | East South Central
41017 | 0.74659 | Cincinnati | 0 | OH | 2010 | 9668 | 2714902.7756 | 169487.4 | 207264900 | 8946 | 1616933.8512 | 8879 | 584225.5065 | 7978 | 452610.1735 | 81119.4 | 98082600 | 644 | 525599.4366 | 644 | 279917.1392 | 644 | 250865.6974 | 36948.7 | 45020200 | 78 | 572369.4878 | 78 | 452693.3957 | 78 | 437889.2391 | 51419.3 | 64162100 | 280.8133 | 92.53% | 59.56% | 6.661% | 19.36% | 0.8068% | 21.08% | 99.25% | 36.13% | 89.18% | 27.99% | 100% | 53.26% | 100% | 47.73% | 100% | 79.09% | 100% | 76.5% | Suburb Large | 1915.764 | East South Central
41018 | 0.50174 | Cincinnati | 0 | OH | 2010 | 4384 | 870068.6328 | 54550.4 | 67378700 | 4175 | 537187.8287 | 4138 | 199432.4617 | 3577 | 153309.8818 | 26299.8 | 32212800 | 179 | 153354.7217 | 179 | 98688.8486 | 179 | 92147.5234 | 12118.5 | 14987800 | 30 | 179526.0824 | 30 | 142844.2143 | 30 | 138112.7628 | 16132.1 | 20178100 | 198.4646 | 95.23% | 61.74% | 4.083% | 17.63% | 0.6843% | 20.63% | 99.11% | 37.13% | 85.68% | 28.54% | 100% | 64.35% | 100% | 60.09% | 100% | 79.57% | 100% | 76.93% | Suburb Large | 2676.1357 | East South Central
41042 | 0.34543 | Cincinnati | 0 | OH | 2010 | 2222 | 991172.1851 | 79567.4 | 98580600 | 1912 | 266563.1773 | 1895 | 114352.3281 | 1677 | 87877.6107 | 14319.2 | 17308000 | 249 | 227219.4201 | 249 | 141958.2265 | 249 | 131149.9482 | 17680.2 | 21769700 | 61 | 497389.5877 | 61 | 421858.0397 | 61 | 412747.3278 | 47568 | 59502900 | 446.0721 | 86.05% | 26.89% | 11.21% | 22.92% | 2.745% | 50.18% | 99.11% | 42.9% | 87.71% | 32.97% | 100% | 62.48% | 100% | 57.72% | 100% | 84.81% | 100% | 82.98% | Suburb Large | 1717.5584 | East South Central
41048 | 0.53297 | Cincinnati | 0 | OH | 2010 | 2339 | 2261166.7682 | 212474.6 | 265577900 | 2016 | 295184.5903 | 1994 | 118175.908 | 1835 | 94674.2663 | 16382.1 | 19775500 | 182 | 185675.2115 | 182 | 126421.0629 | 181 | 120236.794 | 15385.5 | 19032400 | 141 | 1780306.9664 | 141 | 1616902.6283 | 141 | 1599451.4213 | 180707 | 226770000 | 966.7237 | 86.19% | 13.05% | 7.781% | 8.211% | 6.028% | 78.73% | 98.91% | 40.03% | 91.02% | 32.07% | 100% | 68.09% | 99.45% | 64.76% | 100% | 90.82% | 100% | 89.84% | Suburb Large | 290.9467 | East South Central
41059 | 0.45628 | Cincinnati | 0 | OH | 2010 | 898 | 243289.5175 | 17362.598 | 19877387 | 881 | 125112.9434 | 858 | 44864.9156 | 709 | 33495.3383 | 5879.62 | 6543400 | 13 | 9886.9323 | 13 | 5965.7546 | 13 | 5546.3449 | 697.478 | 802587 | 4 | 108289.6418 | 4 | 91355.6653 | 4 | 90364.3577 | 10785.5 | 12531400 | 270.9237 | 98.11% | 51.43% | 1.448% | 4.064% | 0.4454% | 44.51% | 97.39% | 35.86% | 80.48% | 26.77% | 100% | 60.34% | 100% | 56.1% | 100% | 84.36% | 100% | 83.45% | Rural Fringe | 337.3086 | East South Central
41071 | 1 | Cincinnati | 0 | OH | 2010 | 5972 | 1140095.6459 | 68164.1 | 77580400 | 5658 | 602909.126 | 5625 | 204661.8859 | 4200 | 144351.4155 | 24592.8 | 27913900 | 262 | 261887.9132 | 262 | 150741.3598 | 261 | 139058.5711 | 18817.3 | 21509300 | 52 | 275298.6067 | 52 | 203826.373 | 52 | 196557.8747 | 24754 | 28157200 | 190.9068 | 94.74% | 52.88% | 4.387% | 22.97% | 0.8707% | 24.15% | 99.42% | 33.95% | 74.23% | 23.94% | 100% | 57.56% | 99.62% | 53.1% | 100% | 74.04% | 100% | 71.4% | Suburb Large | 4048.2261 | East South Central
41073 | 1 | Cincinnati | 0 | OH | 2010 | 2490 | 302964.4582 | 14075.49 | 16168870 | 2436 | 226868.9736 | 2412 | 71366.8369 | 1654 | 47099.8659 | 8290.82 | 9469130 | 48 | 45517.3654 | 48 | 25433.9339 | 48 | 23502.3614 | 3078.8 | 3560040 | 6 | 30578.1192 | 6 | 22873.2147 | 6 | 22223.799 | 2705.87 | 3139700 | 121.6725 | 97.83% | 74.88% | 1.928% | 15.02% | 0.241% | 10.09% | 99.01% | 31.46% | 67.9% | 20.76% | 100% | 55.88% | 100% | 51.63% | 100% | 74.8% | 100% | 72.68% | Suburb Large | 5221.1246 | East South Central
41074 | 1 | Cincinnati | 0 | OH | 2010 | 2098 | 267501.4834 | 13541.27 | 15364480 | 2049 | 197100.3057 | 2013 | 66503.3615 | 1386 | 44354.0912 | 7727.87 | 8644480 | 43 | 43917.2462 | 43 | 27715.7386 | 43 | 25806.2068 | 3381.13 | 3885660 | 6 | 26483.9315 | 6 | 21893.5659 | 6 | 21465.3148 | 2432.27 | 2834340 | 127.5031 | 97.66% | 73.68% | 2.05% | 16.42% | 0.286% | 9.9% | 98.24% | 33.74% | 67.64% | 22.5% | 100% | 63.11% | 100% | 58.76% | 100% | 82.67% | 100% | 81.05% | Suburb Large | 2500.3185 | East South Central
41075 | 0.99998 | Cincinnati | 0 | OH | 2010 | 5874 | 1026588.1988 | 49640.24 | 55825710 | 5691 | 820101.336 | 5619 | 272937.7851 | 4596 | 198231.3097 | 35597.4 | 39815600 | 168 | 139372.144 | 168 | 69889.9115 | 167 | 61026.3232 | 9272.38 | 10496400 | 15 | 67114.7187 | 15 | 42225.1806 | 15 | 39080.8908 | 4770.46 | 5513710 | 174.7682 | 96.88% | 79.89% | 2.86% | 13.58% | 0.2554% | 6.538% | 98.73% | 33.28% | 80.76% | 24.17% | 100% | 50.15% | 99.4% | 43.79% | 100% | 62.91% | 100% | 58.23% | Suburb Large | 2259.0941 | East South Central
41076 | 0.80022 | Cincinnati | 0 | OH | 2010 | 4761 | 1270117.0907 | 86409.5 | 97706300 | 4369 | 708409.4988 | 4333 | 281820.4085 | 3936 | 220946.5118 | 39150.5 | 43660400 | 350 | 282040.3601 | 349 | 163129.2718 | 349 | 147619.7765 | 21459.7 | 24127500 | 42 | 279667.2317 | 42 | 226602.356 | 42 | 220011.2593 | 25799.3 | 29918400 | 266.7753 | 91.77% | 55.78% | 7.351% | 22.21% | 0.8822% | 22.02% | 99.18% | 39.78% | 90.09% | 31.19% | 99.71% | 57.84% | 99.71% | 52.34% | 100% | 81.03% | 100% | 78.67% | Rural Fringe | 849.0939 | East South Central
41085 | 1 | Cincinnati | 0 | OH | 2010 | 324 | 41197.5043 | 2043.638 | 2274407 | 321 | 35499.6365 | 315 | 12682.2362 | 231 | 8545.4114 | 1520.67 | 1681460 | 2 | 1589.6119 | 2 | 1088.7762 | 2 | 1010.3419 | 156.829 | 165894 | 1 | 4108.2559 | 1 | 3362.5726 | 1 | 3210.1018 | 366.139 | 427053 | 127.1528 | 99.07% | 86.17% | 0.6173% | 3.859% | 0.3086% | 9.972% | 98.13% | 35.72% | 71.96% | 24.07% | 100% | 68.49% | 100% | 63.56% | 100% | 81.85% | 100% | 78.14% | Suburb Large | 419.8988 | East South Central
41099 | 1 | Cincinnati | 0 | OH | 2010 | 1 | 2243.0815 | 162.617 | 180566 | 0 | 0 | 0 | 0 | 0 | 0 | 0 | 0 | 1 | 2243.0815 | 1 | 994.3217 | 1 | 892.0889 | 162.617 | 180566 | 0 | 0 | 0 | 0 | 0 | 0 | 0 | 0 | 2243.0815 | 0% | 0% | 100% | 100% | 0% | 0% | #DIV/0! | #DIV/0! | #DIV/0! | #DIV/0! | 100% | 44.33% | 100% | 39.77% | #DIV/0! | #DIV/0! | #DIV/0! | #DIV/0! | Rural Fringe | 1209.8293 | East South Central
43016 | 0.1728 | Columbus | 0 | OH | 2012 | 1829 | 754695.5595 | 61901.5 | 68601300 | 1454 | 256764.9524 | 1452 | 118711.9212 | 1433 | 100191.7808 | 18003.1 | 19361600 | 340 | 249703.8831 | 340 | 141171.7574 | 340 | 127220.4185 | 20725.4 | 22692100 | 35 | 248226.7241 | 35 | 201040.4459 | 35 | 195437.8066 | 23173 | 26547600 | 412.6274 | 79.5% | 34.02% | 18.59% | 33.09% | 1.914% | 32.89% | 99.86% | 46.23% | 98.56% | 39.02% | 100% | 56.54% | 100% | 50.95% | 100% | 80.99% | 100% | 78.73% | Suburb Large | 1777.0053 | East North Central
43017 | 0.51736 | Columbus | 0 | OH | 2012 | 5468 | 1864885.2176 | 147570.5 | 163469200 | 4872 | 874557.1233 | 4866 | 383192.9007 | 4674 | 318885.441 | 58251.1 | 63074800 | 505 | 410216.9224 | 505 | 244813.5921 | 505 | 225892.5565 | 34808.4 | 38267200 | 91 | 580111.1718 | 91 | 466132.6121 | 91 | 452888.7716 | 54511 | 62127200 | 341.0544 | 89.1% | 46.9% | 9.236% | 22% | 1.664% | 31.11% | 99.88% | 43.82% | 95.94% | 36.46% | 100% | 59.68% | 100% | 55.07% | 100% | 80.35% | 100% | 78.07% | Suburb Large | 2297.914 | East North Central
43026 | 0.17362 | Columbus | 0 | OH | 2012 | 3763 | 1333461.5657 | 106131.3 | 119398300 | 3391 | 574519.1375 | 3377 | 241161.4569 | 3232 | 196573.675 | 34969.1 | 38279200 | 308 | 288432.8739 | 308 | 193500.572 | 308 | 181764.4217 | 24730.3 | 27683400 | 64 | 470509.5543 | 64 | 408127.3416 | 64 | 401988.3139 | 46431.9 | 53435700 | 354.3613 | 90.11% | 43.08% | 8.185% | 21.63% | 1.701% | 35.28% | 99.59% | 41.98% | 95.31% | 34.22% | 100% | 67.09% | 100% | 63.02% | 100% | 86.74% | 100% | 85.44% | Suburb Large | 1465.2079 | East North Central
43065 | 0.0027227 | Columbus | 0 | OH | 2012 | 123 | 24422.5148 | 1816.463 | 1986277 | 121 | 18902.4246 | 121 | 8921.4106 | 118 | 7629.7716 | 1340.86 | 1437610 | 1 | 1654.2112 | 1 | 1394.2072 | 1 | 1361.3313 | 152.469 | 176494 | 1 | 3865.879 | 1 | 2895.3721 | 1 | 2793.3468 | 323.134 | 372173 | 198.557 | 98.37% | 77.4% | 0.813% | 6.773% | 0.813% | 15.83% | 100% | 47.2% | 97.52% | 40.36% | 100% | 84.28% | 100% | 82.29% | 100% | 74.9% | 100% | 72.26% | Rural Fringe | 1162.7399 | East North Central
43068 | 0.025897 | Columbus | 0 | OH | 2012 | 283 | 147416.5144 | 12901.17 | 15350210 | 234 | 36505.4371 | 234 | 17511.1933 | 228 | 15079.6193 | 2428.61 | 2805680 | 37 | 32450.7657 | 37 | 23461.3444 | 37 | 22045.4034 | 2712.5 | 3239920 | 12 | 78460.3117 | 12 | 68396.2832 | 12 | 67238.0438 | 7760.06 | 9304610 | 520.9064 | 82.69% | 24.76% | 13.07% | 22.01% | 4.24% | 53.22% | 100% | 47.97% | 97.44% | 41.31% | 100% | 72.3% | 100% | 67.93% | 100% | 87.17% | 100% | 85.7% | Suburb Large | 2449.7006 | East North Central
43081 | 0.40736 | Columbus | 0 | OH | 2012 | 8732 | 2067752.4074 | 142951.6 | 158192600 | 8133 | 1290081.397 | 8064 | 520239.9493 | 7362 | 427287.231 | 74627.1 | 81494300 | 537 | 412587.695 | 537 | 234615.7199 | 536 | 216969.8855 | 33956.4 | 37421200 | 62 | 365083.3154 | 62 | 294356.7083 | 62 | 286467.8997 | 34368.1 | 39277100 | 236.8017 | 93.14% | 62.39% | 6.15% | 19.95% | 0.71% | 17.66% | 99.15% | 40.33% | 90.52% | 33.12% | 100% | 56.86% | 99.81% | 52.59% | 100% | 80.63% | 100% | 78.47% | Suburb Large | 2278.2125 | East North Central
43085 | 0.87972 | Columbus | 0 | OH | 2012 | 6933 | 1734840.3528 | 116626.9 | 129815900 | 6578 | 1109077.6364 | 6509 | 414625.8744 | 5724 | 333074.3085 | 58577.5 | 64202400 | 286 | 266234.396 | 286 | 175027.5116 | 286 | 164906.5318 | 22772.5 | 25337200 | 69 | 359528.3204 | 69 | 300603.5434 | 69 | 295142.8477 | 35276.9 | 40276300 | 250.2294 | 94.88% | 63.93% | 4.125% | 15.35% | 0.9952% | 20.72% | 98.95% | 37.38% | 87.02% | 30.03% | 100% | 65.74% | 100% | 61.94% | 100% | 83.61% | 100% | 82.09% | Suburb Large | 3009.8398 | East North Central
43109 | 1 | Columbus | 0 | OH | 2012 | 11 | 2333.1681 | 188.9573 | 214248 | 10 | 1251.9398 | 10 | 637.135 | 8 | 579.255 | 89.5019 | 101555 | 1 | 1081.2283 | 1 | 601.5303 | 1 | 575.5303 | 99.4554 | 112693 | 0 | 0 | 0 | 0 | 0 | 0 | 0 | 0 | 212.1062 | 90.91% | 53.66% | 9.091% | 46.34% | 0% | 0% | 100% | 50.89% | 80% | 46.27% | 100% | 55.63% | 100% | 53.23% | #DIV/0! | #DIV/0! | #DIV/0! | #DIV/0! | Suburb Large | 3513.9727 | East North Central
43110 | 0.16005 | Columbus | 0 | OH | 2012 | 2921 | 650711.7874 | 52542.03 | 59432440 | 2566 | 373218.649 | 2557 | 174485.6894 | 2490 | 150904.9814 | 27252.8 | 30746100 | 349 | 233143.8474 | 349 | 131249.1976 | 349 | 121388.1896 | 21149.1 | 23766600 | 6 | 44349.2909 | 6 | 33384.0089 | 6 | 32765.7691 | 4140.13 | 4919740 | 222.7702 | 87.85% | 57.36% | 11.95% | 35.83% | 0.2054% | 6.816% | 99.65% | 46.75% | 97.04% | 40.43% | 100% | 56.3% | 100% | 52.07% | 100% | 75.28% | 100% | 73.88% | Suburb Large | 712.3897 | East North Central
43123 | 0.32154 | Columbus | 0 | OH | 2012 | 16769 | 4346969.41 | 361112.7 | 420842100 | 15930 | 2307606.1954 | 15884 | 1068681.5205 | 15070 | 897399.6879 | 158133 | 179076000 | 731 | 602641.5035 | 731 | 392037.1531 | 730 | 367927.1422 | 53966.7 | 62177100 | 108 | 1436721.711 | 108 | 1321140.1095 | 108 | 1311418.1599 | 149013 | 179589000 | 259.2265 | 95% | 53.09% | 4.359% | 13.86% | 0.644% | 33.05% | 99.71% | 46.31% | 94.6% | 38.89% | 100% | 65.05% | 99.86% | 61.05% | 100% | 91.96% | 100% | 91.28% | Suburb Large | 878.9502 | East North Central
43125 | 0.17101 | Columbus | 0 | OH | 2012 | 1814 | 727315.4199 | 63065.7 | 73765100 | 1525 | 237595.4476 | 1520 | 109471.4992 | 1467 | 91877.1124 | 16204 | 18438200 | 252 | 202526.3236 | 252 | 128799.9234 | 252 | 120970.6127 | 18708.9 | 21474400 | 37 | 287193.6487 | 37 | 246106.5117 | 37 | 242621.5882 | 28152.8 | 33852500 | 400.9457 | 84.07% | 32.67% | 13.89% | 27.85% | 2.04% | 39.49% | 99.67% | 46.07% | 96.2% | 38.67% | 100% | 63.6% | 100% | 59.73% | 100% | 85.69% | 100% | 84.48% | Suburb Large | 433.538 | East North Central
43137 | 0.0013054 | Columbus | 0 | OH | 2012 | 2 | 446.4359 | 33.6296 | 41255.6 | 2 | 446.4359 | 2 | 166.6241 | 1 | 161.6241 | 33.6296 | 41255.6 | 0 | 0 | 0 | 0 | 0 | 0 | 0 | 0 | 0 | 0 | 0 | 0 | 0 | 0 | 0 | 0 | 223.2179 | 100% | 100% | 0% | 0% | 0% | 0% | 100% | 37.32% | 50% | 36.2% | #DIV/0! | #DIV/0! | #DIV/0! | #DIV/0! | #DIV/0! | #DIV/0! | #DIV/0! | #DIV/0! | Town Fringe | 296.6233 | East North Central
43201 | 1 | Columbus | 0 | OH | 2012 | 6966 | 1493370.8165 | 111475.3 | 129057300 | 6595 | 812189.986 | 6568 | 377207.0747 | 5535 | 310458.7036 | 43212 | 48500100 | 309 | 291926.3742 | 309 | 199892.6659 | 308 | 190658.8342 | 24439.2 | 28651200 | 62 | 389254.4563 | 62 | 305423.721 | 62 | 297038.2317 | 43824.1 | 51906000 | 214.38 | 94.67% | 54.39% | 4.436% | 19.55% | 0.89% | 26.07% | 99.59% | 46.44% | 83.93% | 38.22% | 100% | 68.47% | 99.68% | 65.31% | 100% | 78.46% | 100% | 76.31% | City Large | 10821.1274 | East North Central
43202 | 1 | Columbus | 0 | OH | 2012 | 5989 | 925442.083 | 60754.8 | 67143600 | 5772 | 616271.4188 | 5705 | 239908.0767 | 4692 | 193141.166 | 33785.9 | 36499800 | 192 | 155241.3763 | 192 | 96567.3978 | 192 | 91357.9918 | 12192.3 | 13739800 | 25 | 153929.2879 | 25 | 127758.3608 | 25 | 125326.9361 | 14776.6 | 16904000 | 154.5236 | 96.38% | 66.59% | 3.206% | 16.77% | 0.4174% | 16.63% | 98.84% | 38.93% | 81.29% | 31.34% | 100% | 62.2% | 100% | 58.85% | 100% | 83% | 100% | 81.42% | City Large | 7645.2051 | East North Central
43203 | 1 | Columbus | 0 | OH | 2012 | 2727 | 426027.2996 | 26364.44 | 30213540 | 2597 | 278156.751 | 2587 | 122746.5779 | 2143 | 96384.3133 | 13763.9 | 15590100 | 119 | 101140.5581 | 119 | 66152.3996 | 119 | 62408.0231 | 9453.05 | 10856000 | 11 | 46729.9905 | 11 | 33240.8933 | 11 | 31744.9276 | 3147.49 | 3767440 | 156.2256 | 95.23% | 65.29% | 4.364% | 23.74% | 0.4034% | 10.97% | 99.61% | 44.13% | 82.52% | 34.65% | 100% | 65.41% | 100% | 61.7% | 100% | 71.13% | 100% | 67.93% | City Large | 5167.6871 | East North Central
43204 | 1 | Columbus | 0 | OH | 2012 | 15901 | 2769283.3213 | 207590.7 | 230243600 | 15298 | 1683826.3173 | 15245 | 760889.3092 | 13332 | 615062.3992 | 107092 | 115773000 | 515 | 432090.3799 | 515 | 275539.982 | 515 | 257043.4642 | 35790.8 | 39954400 | 88 | 653366.624 | 88 | 571543.4593 | 88 | 562657.7151 | 64707.9 | 74516200 | 174.1578 | 96.21% | 60.8% | 3.239% | 15.6% | 0.5534% | 23.59% | 99.65% | 45.19% | 87.15% | 36.53% | 100% | 63.77% | 100% | 59.49% | 100% | 87.48% | 100% | 86.12% | City Large | 4129.892 | East North Central
43205 | 1 | Columbus | 0 | OH | 2012 | 4809 | 822715.0983 | 52275.3 | 60020700 | 4627 | 529485.8766 | 4597 | 214964.6706 | 3794 | 167836.2663 | 29097.6 | 32788000 | 153 | 138746.2351 | 153 | 92747.214 | 153 | 88310.9387 | 11799.3 | 13752200 | 29 | 154482.9866 | 29 | 96423.5987 | 29 | 90390.8606 | 11378.4 | 13480500 | 171.0782 | 96.22% | 64.36% | 3.182% | 16.86% | 0.603% | 18.78% | 99.35% | 40.6% | 82% | 31.7% | 100% | 66.85% | 100% | 63.65% | 100% | 62.42% | 100% | 58.51% | City Large | 4916.481 | East North Central
43206 | 1 | Columbus | 0 | OH | 2012 | 10552 | 1300394.4929 | 86305.7 | 98987500 | 10375 | 974872.4778 | 10334 | 418347.5388 | 8551 | 323329.7944 | 56875.7 | 63947200 | 155 | 138072.5419 | 155 | 94846.522 | 155 | 89720.7234 | 11479.4 | 13548500 | 22 | 187449.4732 | 22 | 157655.4945 | 22 | 154426.8673 | 17950.6 | 21491800 | 123.2368 | 98.32% | 74.97% | 1.469% | 10.62% | 0.2085% | 14.41% | 99.6% | 42.91% | 82.42% | 33.17% | 100% | 68.69% | 100% | 64.98% | 100% | 84.11% | 100% | 82.38% | City Large | 6166.4704 | East North Central
43207 | 0.92158 | Columbus | 0 | OH | 2012 | 19758 | 4961754.8788 | 437721.3 | 513135000 | 19028 | 2130413.117 | 18854 | 1044142.2872 | 17314 | 887023.285 | 150953 | 170139000 | 534 | 505480.8448 | 534 | 369587.3005 | 534 | 358492.1788 | 46818.3 | 54803000 | 196 | 2325860.917 | 196 | 2095633.4444 | 196 | 2078564.463 | 239950 | 288193000 | 251.1264 | 96.31% | 42.94% | 2.703% | 10.19% | 0.992% | 46.88% | 99.09% | 49.01% | 90.99% | 41.64% | 100% | 73.12% | 100% | 70.92% | 100% | 90.1% | 100% | 89.37% | City Large | 1629.429 | East North Central
43209 | 1 | Columbus | 0 | OH | 2006 | 9077 | 1841361.9603 | 125329.3 | 144249900 | 8672 | 1236298.9216 | 8550 | 454042.3593 | 7087 | 347403.5652 | 74228.5 | 83828400 | 348 | 291092.0367 | 348 | 162531.9156 | 347 | 149079.687 | 22249.2 | 25971900 | 57 | 313971.002 | 57 | 241443.5758 | 57 | 235150.5529 | 28851.6 | 34449600 | 202.8602 | 95.54% | 67.14% | 3.834% | 15.81% | 0.628% | 17.05% | 98.59% | 36.73% | 81.72% | 28.1% | 100% | 55.84% | 99.71% | 51.21% | 100% | 76.9% | 100% | 74.9% | City Large | 4456.6121 | East North Central
43210 | 1 | Columbus | 0 | OH | 2012 | 239 | 636174.9373 | 49522.673 | 55771959 | 63 | 11724.6533 | 63 | 5894.5572 | 56 | 5191.3226 | 788.463 | 867059 | 103 | 118543.4499 | 103 | 70552.5021 | 103 | 66376.4797 | 9074.21 | 10146400 | 73 | 505906.8341 | 73 | 327241.5042 | 72 | 311603.3224 | 39660 | 44758500 | 2661.8198 | 26.36% | 1.843% | 43.1% | 18.63% | 30.54% | 79.52% | 100% | 50.27% | 88.89% | 44.28% | 100% | 59.52% | 100% | 55.99% | 100% | 64.68% | 98.63% | 61.59% | City Large | 5685.5487 | East North Central
43211 | 1 | Columbus | 0 | OH | 2012 | 10345 | 1358485.1774 | 102201.7 | 116734800 | 10121 | 881386.5342 | 10023 | 383786.2602 | 8524 | 318161.6443 | 56294.1 | 62553800 | 179 | 174384.6762 | 179 | 126969.1935 | 179 | 122045.1378 | 15729.3 | 18544400 | 45 | 302713.967 | 45 | 247844.3036 | 45 | 243409.5528 | 30178.3 | 35636600 | 131.318 | 97.83% | 64.88% | 1.73% | 12.84% | 0.435% | 22.28% | 99.03% | 43.54% | 84.22% | 36.1% | 100% | 72.81% | 100% | 69.99% | 100% | 81.87% | 100% | 80.41% | City Large | 4529.4125 | East North Central
43212 | 1 | Columbus | 0 | OH | 2012 | 6476 | 1593703.5908 | 124547.7 | 139667700 | 6030 | 731568.7837 | 5978 | 312028.4699 | 5189 | 255347.8084 | 35177.2 | 38243900 | 346 | 341868.9738 | 346 | 246798.7378 | 345 | 236146.6796 | 28506.4 | 31977600 | 100 | 520265.8333 | 100 | 424378.0655 | 100 | 415059.6574 | 60864.1 | 69446200 | 246.0938 | 93.11% | 45.9% | 5.343% | 21.45% | 1.544% | 32.65% | 99.14% | 42.65% | 86.05% | 34.9% | 100% | 72.19% | 99.71% | 69.08% | 100% | 81.57% | 100% | 79.78% | City Large | 4241.279 | East North Central
43213 | 0.8701 | Columbus | 0 | OH | 2012 | 8842 | 2500155.767 | 197638 | 230535800 | 8180 | 1128767.1819 | 8083 | 476735.0922 | 7110 | 398330.6512 | 68459 | 77364600 | 552 | 471667.138 | 552 | 316501.5025 | 551 | 299114.1969 | 41360.9 | 47972200 | 110 | 899721.4471 | 110 | 760670.5676 | 110 | 748045.0925 | 87818.1 | 105199000 | 282.7591 | 92.51% | 45.15% | 6.243% | 18.87% | 1.244% | 35.99% | 98.81% | 42.24% | 86.92% | 35.29% | 100% | 67.1% | 99.82% | 63.42% | 100% | 84.55% | 100% | 83.14% | Suburb Large | 3340.0911 | East North Central
43214 | 1 | Columbus | 0 | OH | 2012 | 11038 | 1936873.0748 | 125766.6 | 139552500 | 10677 | 1276060.2322 | 10451 | 478438.2153 | 8556 | 382522.3054 | 67482.1 | 73465300 | 307 | 286124.87 | 307 | 191790.1282 | 307 | 183093.5467 | 24599.3 | 27632000 | 54 | 374687.9725 | 54 | 286282.2178 | 54 | 276056.0994 | 33685.2 | 38455200 | 175.4732 | 96.73% | 65.88% | 2.781% | 14.77% | 0.4892% | 19.34% | 97.88% | 37.49% | 80.13% | 29.98% | 100% | 67.03% | 100% | 63.99% | 100% | 76.41% | 100% | 73.68% | City Large | 3650.647 | East North Central
43215 | 1 | Columbus | 0 | OH | 2012 | 2252 | 1925048.6758 | 143775.7 | 163349100 | 1500 | 211913.3131 | 1472 | 106415.1576 | 1252 | 88744.1398 | 10721 | 11792600 | 579 | 615900.4493 | 579 | 412020.1799 | 579 | 390317.0502 | 46499 | 52565200 | 173 | 1097234.9133 | 173 | 736987.4241 | 173 | 705679.7119 | 86555.7 | 98991300 | 854.8174 | 66.61% | 11.01% | 25.71% | 31.99% | 7.682% | 57% | 98.13% | 50.22% | 83.47% | 41.88% | 100% | 66.9% | 100% | 63.37% | 100% | 67.17% | 100% | 64.31% | City Large | 3089.8391 | East North Central
43216 | 1 | Columbus | 0 | OH | 2006 | 6 | 33860.3818 | 3139.8244 | 3629753 | 2 | 258.1668 | 2 | 133.7065 | 2 | 120.6838 | 12.8744 | 14903 | 1 | 929.591 | 1 | 651.1211 | 1 | 602.9492 | 0 | 0 | 3 | 32672.6241 | 3 | 27034.0697 | 3 | 26328.4876 | 3126.95 | 3614850 | 5643.397 | 33.33% | 0.7624% | 16.67% | 2.745% | 50% | 96.49% | 100% | 51.79% | 100% | 46.75% | 100% | 70.04% | 100% | 64.86% | 100% | 82.74% | 100% | 80.58% | City Large | 3504.9812 | East North Central
43219 | 1 | Columbus | 0 | OH | 2012 | 10045 | 3305895.4327 | 280266.6 | 329474800 | 9232 | 1077421.3436 | 9091 | 488575.4602 | 7936 | 409104.3783 | 70146.1 | 79208200 | 622 | 584434.3574 | 622 | 404318.2809 | 622 | 386536.1743 | 52151.5 | 60945600 | 191 | 1644039.7317 | 191 | 1383204.134 | 191 | 1355855.6754 | 157969 | 189321000 | 329.1086 | 91.91% | 32.59% | 6.192% | 17.68% | 1.901% | 49.73% | 98.47% | 45.35% | 85.96% | 37.97% | 100% | 69.18% | 100% | 66.14% | 100% | 84.13% | 100% | 82.47% | City Large | 1903.0786 | East North Central
43220 | 1 | Columbus | 0 | OH | 2012 | 7147 | 2151823.6901 | 139916.9 | 153348200 | 6545 | 1505401.3136 | 6530 | 661138.0655 | 6289 | 562113.5739 | 83686.7 | 91015300 | 560 | 425556.9675 | 560 | 248055.3496 | 558 | 228606.763 | 36480.5 | 40063600 | 42 | 220865.4089 | 42 | 171331.6518 | 42 | 166180.8728 | 19749.7 | 22269300 | 301.0807 | 91.58% | 69.96% | 7.835% | 19.78% | 0.5877% | 10.26% | 99.77% | 43.92% | 96.09% | 37.34% | 100% | 58.29% | 99.64% | 53.72% | 100% | 77.57% | 100% | 75.24% | Suburb Large | 3662.6909 | East North Central
43221 | 1 | Columbus | 0 | OH | 2012 | 11939 | 2364140.641 | 142941.8 | 157074900 | 11490 | 1874365.157 | 11373 | 725029.2609 | 10019 | 579573.1987 | 102195 | 111697000 | 414 | 302047.6498 | 414 | 164782.0614 | 413 | 149112.2443 | 23354.3 | 25604600 | 35 | 187727.8343 | 35 | 145775.2037 | 35 | 140388.4918 | 17392.5 | 19773300 | 198.0183 | 96.24% | 79.28% | 3.468% | 12.78% | 0.2932% | 7.941% | 98.98% | 38.68% | 87.2% | 30.92% | 100% | 54.55% | 99.76% | 49.37% | 100% | 77.65% | 100% | 74.78% | Suburb Large | 3247.0637 | East North Central
43222 | 1 | Columbus | 0 | OH | 2012 | 2085 | 445366.3277 | 33465.73 | 37830030 | 1952 | 173585.4582 | 1924 | 71613.1066 | 1350 | 52203.9252 | 8480.75 | 9403830 | 109 | 105983.1439 | 109 | 80664.5845 | 109 | 77882.8609 | 9732.28 | 10963000 | 24 | 165797.7256 | 24 | 132283.2735 | 24 | 128817.3869 | 15252.7 | 17463200 | 213.605 | 93.62% | 38.98% | 5.228% | 23.8% | 1.151% | 37.23% | 98.57% | 41.26% | 69.16% | 30.07% | 100% | 76.11% | 100% | 73.49% | 100% | 79.79% | 100% | 77.7% | City Large | 3587.3624 | East North Central
43223 | 1 | Columbus | 0 | OH | 2012 | 10727 | 1687204.3997 | 124030.5 | 143660000 | 10332 | 1059359.7866 | 10260 | 480589.0556 | 8843 | 388636.7707 | 66244.3 | 75304100 | 323 | 280626.8544 | 323 | 199409.3663 | 323 | 191096.6007 | 25270.1 | 29548000 | 72 | 347217.7587 | 72 | 279362.6054 | 72 | 272051.125 | 32516.1 | 38807900 | 157.2858 | 96.32% | 62.79% | 3.011% | 16.63% | 0.6712% | 20.58% | 99.3% | 45.37% | 85.59% | 36.69% | 100% | 71.06% | 100% | 68.1% | 100% | 80.46% | 100% | 78.35% | Suburb Large | 2935.0884 | East North Central
43224 | 1 | Columbus | 0 | OH | 2012 | 14457 | 2301708.3809 | 154312.8 | 171085400 | 14039 | 1563556.2586 | 13881 | 674494.0608 | 11970 | 560961.6394 | 87722.8 | 95430500 | 347 | 313141.2527 | 347 | 209441.7783 | 347 | 201524.7632 | 27800.9 | 31031500 | 71 | 425010.8696 | 71 | 354240.3345 | 71 | 347805.7292 | 38789.1 | 44623400 | 159.2107 | 97.11% | 67.93% | 2.4% | 13.6% | 0.4911% | 18.47% | 98.87% | 43.14% | 85.26% | 35.88% | 100% | 66.88% | 100% | 64.36% | 100% | 83.35% | 100% | 81.83% | City Large | 4546.0141 | East North Central
43227 | 1 | Columbus | 0 | OH | 2012 | 8882 | 1444734.9371 | 101674.8 | 116459100 | 8704 | 1101677.6279 | 8655 | 483288.7943 | 7670 | 402964.2943 | 69046.5 | 77800900 | 139 | 137289.5986 | 139 | 97296.7958 | 139 | 93705.2321 | 12695.9 | 14742300 | 39 | 205767.7107 | 39 | 174054.465 | 39 | 170595.9876 | 19932.4 | 23915900 | 162.6587 | 98% | 76.25% | 1.565% | 9.503% | 0.4391% | 14.24% | 99.44% | 43.87% | 88.12% | 36.58% | 100% | 70.87% | 100% | 68.25% | 100% | 84.59% | 100% | 82.91% | City Large | 5222.8441 | East North Central
43228 | 0.65071 | Columbus | 0 | OH | 2012 | 8694 | 3865365.3224 | 348844.8 | 396679500 | 7779 | 1026395.6022 | 7723 | 478262.9001 | 7245 | 399328.7717 | 67851.6 | 73725700 | 712 | 602631.2141 | 712 | 398069.5929 | 712 | 380226.5993 | 52355.2 | 58669800 | 203 | 2236338.5061 | 203 | 2040654.9723 | 203 | 2024173.9059 | 228638 | 264284000 | 444.6015 | 89.48% | 26.55% | 8.19% | 15.59% | 2.335% | 57.86% | 99.28% | 46.6% | 93.14% | 38.91% | 100% | 66.06% | 100% | 63.09% | 100% | 91.25% | 100% | 90.51% | Suburb Large | 2801.1239 | East North Central
43229 | 1 | Columbus | 0 | OH | 2012 | 12016 | 3425042.4633 | 268831.4 | 299320100 | 11119 | 1791805.2066 | 11065 | 808553.5614 | 10292 | 689303.107 | 117010 | 126851000 | 749 | 647048.2865 | 749 | 427399.3854 | 746 | 407673.8305 | 56027.8 | 62398100 | 148 | 986188.9702 | 148 | 839132.8508 | 148 | 825239.5961 | 95793.6 | 110071000 | 285.0402 | 92.53% | 52.31% | 6.233% | 18.89% | 1.232% | 28.79% | 99.51% | 45.13% | 92.56% | 38.47% | 100% | 66.05% | 99.6% | 63.01% | 100% | 85.09% | 100% | 83.68% | City Large | 4853.9548 | East North Central
43230 | 0.74679 | Columbus | 0 | OH | 2012 | 13393 | 3315728.4975 | 245843.1 | 283737300 | 12528 | 2021360.4242 | 12446 | 856902.0221 | 11773 | 707472.7008 | 124886 | 141532000 | 787 | 581184.0488 | 787 | 355928.3345 | 787 | 327055.6632 | 50472.5 | 57610800 | 78 | 713184.0246 | 78 | 615468.8318 | 78 | 605799.7621 | 70484.6 | 84594500 | 247.5718 | 93.54% | 60.96% | 5.876% | 17.53% | 0.5824% | 21.51% | 99.35% | 42.39% | 93.97% | 35% | 100% | 61.24% | 100% | 56.27% | 100% | 86.3% | 100% | 84.94% | Suburb Large | 2346.9982 | East North Central
43231 | 1 | Columbus | 0 | OH | 2012 | 5235 | 1120432.8684 | 79108.6 | 91232500 | 4972 | 752746.7541 | 4935 | 320656.9866 | 4580 | 267157.8679 | 46460.6 | 52837300 | 239 | 204031.393 | 239 | 130141.6827 | 239 | 122724.1814 | 17248.2 | 20092200 | 24 | 163654.7213 | 24 | 129915.3806 | 24 | 125974.0184 | 15399.8 | 18303000 | 214.0273 | 94.98% | 67.18% | 4.565% | 18.21% | 0.4585% | 14.61% | 99.26% | 42.6% | 92.12% | 35.49% | 100% | 63.79% | 100% | 60.15% | 100% | 79.38% | 100% | 76.98% | Suburb Large | 4496.421 | East North Central
43232 | 0.9976 | Columbus | 0 | OH | 2012 | 12247 | 2958984.991 | 232178.1 | 270191700 | 11542 | 1555022.0275 | 11489 | 698167.3935 | 10504 | 577684.184 | 98645.2 | 111484000 | 607 | 485499.5452 | 607 | 304906.2126 | 606 | 286458.9388 | 41180 | 47633700 | 98 | 918463.4184 | 98 | 813453.4808 | 98 | 802512.0967 | 92352.9 | 111074000 | 241.609 | 94.24% | 52.55% | 4.956% | 16.41% | 0.8002% | 31.04% | 99.54% | 44.9% | 91.01% | 37.15% | 100% | 62.8% | 99.84% | 59% | 100% | 88.57% | 100% | 87.38% | City Large | 3343.994 | East North Central
43235 | 0.74073 | Columbus | 0 | OH | 2012 | 8235 | 2343720.6932 | 172676 | 189384100 | 7551 | 1454125.3431 | 7535 | 624216.2454 | 7261 | 521646.9912 | 93944.1 | 101691000 | 616 | 488632.5618 | 616 | 282118.9285 | 616 | 258883.7481 | 41247.3 | 45015800 | 68 | 400962.7884 | 68 | 320525.4185 | 68 | 310953.9742 | 37484.6 | 42677300 | 284.6048 | 91.69% | 62.04% | 7.48% | 20.85% | 0.8257% | 17.11% | 99.79% | 42.93% | 96.16% | 35.87% | 100% | 57.74% | 100% | 52.98% | 100% | 79.94% | 100% | 77.55% | Suburb Large | 2496.3598 | East North Central
43434 | 1 | Toledo | 0 | OH | 2012 | 30 | 2783.9886 | 73.9007 | 91038 | 30 | 2783.9886 | 30 | 686.8324 | 16 | 438.3101 | 73.9007 | 91038 | 0 | 0 | 0 | 0 | 0 | 0 | 0 | 0 | 0 | 0 | 0 | 0 | 0 | 0 | 0 | 0 | 92.7996 | 100% | 100% | 0% | 0% | 0% | 0% | 100% | 24.67% | 53.33% | 15.74% | #DIV/0! | #DIV/0! | #DIV/0! | #DIV/0! | #DIV/0! | #DIV/0! | #DIV/0! | #DIV/0! | Rural Fringe | 367.6793 | East North Central
43447 | 0.51858 | Toledo | 0 | OH | 2012 | 958 | 244058.9694 | 13873.44 | 16907920 | 882 | 135129.2059 | 847 | 45260.8361 | 626 | 33916.3809 | 5788.18 | 6912010 | 68 | 64010.6011 | 68 | 35951.2299 | 67 | 33515.2169 | 4509.74 | 5554870 | 8 | 44919.1623 | 8 | 32052.5271 | 8 | 30596.3514 | 3575.52 | 4441040 | 254.7588 | 92.07% | 55.37% | 7.098% | 26.23% | 0.8351% | 18.41% | 96.03% | 33.49% | 70.98% | 25.1% | 100% | 56.16% | 98.53% | 52.36% | 100% | 71.36% | 100% | 68.11% | Rural Fringe | 251.0205 | East North Central
43460 | 1 | Toledo | 0 | OH | 2012 | 2881 | 493072.6692 | 29725.21 | 35780670 | 2794 | 351787.844 | 2730 | 108359.6634 | 2037 | 76926.2595 | 17322.5 | 20548800 | 76 | 69574.8049 | 76 | 38551.3506 | 76 | 34615.2942 | 5781.13 | 7027560 | 11 | 71710.0203 | 11 | 56367.1948 | 11 | 54687.2914 | 6621.58 | 8204310 | 171.1464 | 96.98% | 71.35% | 2.638% | 14.11% | 0.3818% | 14.54% | 97.71% | 30.8% | 72.91% | 21.87% | 100% | 55.41% | 100% | 49.75% | 100% | 78.6% | 100% | 76.26% | Suburb Large | 1458.2499 | East North Central
43465 | 0.88252 | Toledo | 0 | OH | 2012 | 2797 | 595498.2595 | 32397.59 | 39750280 | 2667 | 373639.5232 | 2608 | 125786.8323 | 1942 | 86518.5472 | 14490.6 | 17572900 | 113 | 96316.231 | 113 | 50936.563 | 112 | 45562.4448 | 6326.89 | 7738580 | 17 | 125542.5053 | 17 | 104034.9094 | 17 | 102461.8943 | 11580.1 | 14438800 | 212.9061 | 95.35% | 62.74% | 4.04% | 16.17% | 0.6078% | 21.08% | 97.79% | 33.67% | 72.82% | 23.16% | 100% | 52.88% | 99.12% | 47.31% | 100% | 82.87% | 100% | 81.62% | Rural Fringe | 377.2081 | East North Central
43528 | 0.036029 | Toledo | 0 | OH | 2012 | 77 | 91700.477 | 7601.972 | 9472162 | 35 | 6052.2137 | 32 | 2365.3654 | 23 | 1813.7355 | 274.312 | 339012 | 34 | 38858.4428 | 34 | 26449.9735 | 34 | 25570.9092 | 3015.93 | 3757130 | 8 | 46789.8206 | 8 | 38964.1699 | 8 | 38331.8597 | 4311.73 | 5376020 | 1190.9153 | 45.45% | 6.6% | 44.16% | 42.38% | 10.39% | 51.02% | 91.43% | 39.08% | 65.71% | 29.97% | 100% | 68.07% | 100% | 65.81% | 100% | 83.27% | 100% | 81.92% | Suburb Large | 838.7726 | East North Central
43537 | 0.47909 | Toledo | 0 | OH | 2012 | 7120 | 2012516.6403 | 118450 | 146199500 | 6594 | 879062.6971 | 6275 | 226380.446 | 4093 | 154580.4212 | 26249.7 | 31962600 | 427 | 414427.0885 | 427 | 217310.0063 | 422 | 198907.9675 | 27218.9 | 33383800 | 99 | 719026.8547 | 99 | 573270.5087 | 99 | 558435.1051 | 64981.4 | 80853100 | 282.6568 | 92.61% | 43.68% | 5.997% | 20.59% | 1.39% | 35.73% | 95.16% | 25.75% | 62.07% | 17.58% | 100% | 52.44% | 98.83% | 48% | 100% | 79.73% | 100% | 77.67% | Rural Fringe | 1183.4507 | East North Central
43542 | 0.26107 | Toledo | 0 | OH | 2012 | 461 | 101993.847 | 3754.703 | 4647262 | 435 | 74154.5195 | 385 | 15674.9676 | 235 | 11229.538 | 1898.52 | 2342390 | 24 | 21243.6717 | 24 | 10875.2318 | 23 | 10032.0363 | 1347.87 | 1675820 | 2 | 6595.6558 | 2 | 4387.6004 | 2 | 4178.2502 | 508.313 | 629052 | 221.2448 | 94.36% | 72.7% | 5.206% | 20.83% | 0.4338% | 6.467% | 88.51% | 21.14% | 54.02% | 15.14% | 100% | 51.19% | 95.83% | 47.22% | 100% | 66.52% | 100% | 63.35% | Rural Fringe | 519.2182 | East North Central
43551 | 0.254 | Toledo | 0 | OH | 2012 | 8749 | 3180800.9686 | 209911.4 | 259096300 | 8121 | 1312028.3936 | 7822 | 376934.5183 | 5738 | 261068.407 | 46439.5 | 56028600 | 501 | 442018.2011 | 501 | 216443.8106 | 494 | 191779.4542 | 27482.9 | 33653700 | 127 | 1426754.3738 | 127 | 1216192.9425 | 127 | 1190659.4685 | 135989 | 169414000 | 363.5617 | 92.82% | 41.25% | 5.726% | 13.9% | 1.452% | 44.86% | 96.32% | 28.73% | 70.66% | 19.9% | 100% | 48.97% | 98.6% | 43.39% | 100% | 85.24% | 100% | 83.45% | Suburb Large | 496.7589 | East North Central
43558 | 0.11088 | Toledo | 0 | OH | 2012 | 1183 | 320888.7677 | 16954.66 | 20951050 | 1084 | 147340.7112 | 950 | 35853.6631 | 543 | 25737.2494 | 4001.46 | 4905240 | 82 | 75035.8335 | 82 | 41243.5578 | 79 | 37947.1228 | 4830.38 | 5917510 | 17 | 98512.223 | 17 | 74002.9877 | 17 | 71437.7311 | 8122.82 | 10128300 | 271.25 | 91.63% | 45.92% | 6.932% | 23.38% | 1.437% | 30.7% | 87.64% | 24.33% | 50.09% | 17.47% | 100% | 54.97% | 96.34% | 50.57% | 100% | 75.12% | 100% | 72.52% | Town Fringe | 160.4637 | East North Central
43560 | 0.13643 | Toledo | 0 | OH | 2012 | 2778 | 585468.5665 | 22436.95 | 27725780 | 2661 | 364128.9825 | 2238 | 61353.0628 | 1067 | 39104.4769 | 6628.74 | 8180810 | 91 | 92918.4139 | 91 | 51011.175 | 89 | 46778.0698 | 5915.71 | 7301670 | 26 | 128421.1701 | 26 | 85219.7361 | 26 | 80563.7032 | 9892.5 | 12243300 | 210.7518 | 95.79% | 62.19% | 3.276% | 15.87% | 0.9359% | 21.93% | 84.1% | 16.85% | 40.1% | 10.74% | 100% | 54.9% | 97.8% | 50.34% | 100% | 66.36% | 100% | 62.73% | Suburb Large | 1567.6271 | East North Central
43604 | 1 | Toledo | Toledo, OH | OH | 2012 | 2405 | 1161592.1031 | 80790.8 | 99478600 | 1964 | 240768.0767 | 1933 | 81350.9358 | 1342 | 57022.2818 | 12161.6 | 14433800 | 334 | 337139.6549 | 334 | 199063.4396 | 332 | 183700.0096 | 26421 | 32586900 | 107 | 583684.3715 | 107 | 366926.2716 | 107 | 347192.606 | 42208.2 | 52457900 | 482.9905 | 81.66% | 20.73% | 13.89% | 29.02% | 4.449% | 50.25% | 98.42% | 33.79% | 68.33% | 23.68% | 100% | 59.04% | 99.4% | 54.49% | 100% | 62.86% | 100% | 59.48% | City Large | 3517.8355 | East North Central
43605 | 1 | Toledo | Toledo, OH | OH | 2012 | 12794 | 1798762.337 | 105677.9 | 127518200 | 12475 | 1097479.0949 | 12033 | 315055.56 | 7167 | 199521.1502 | 51494 | 60819100 | 257 | 233662.5324 | 257 | 136148.4481 | 256 | 126914.8634 | 18943.3 | 23231000 | 62 | 467620.7098 | 62 | 296724.9967 | 62 | 280185.8866 | 35240.6 | 43468100 | 140.5942 | 97.51% | 61.01% | 2.009% | 12.99% | 0.4846% | 26% | 96.46% | 28.71% | 57.45% | 18.18% | 100% | 58.27% | 99.61% | 54.32% | 100% | 63.45% | 100% | 59.92% | City Large | 3509.2306 | East North Central
43606 | 1 | Toledo | Toledo, OH | OH | 2012 | 9368 | 1823864.5465 | 102237.9 | 122633300 | 8997 | 1078477.2438 | 8146 | 209069.6384 | 3795 | 126911.9366 | 37978.6 | 44324400 | 291 | 281376.5544 | 291 | 149927.35 | 284 | 137087.1141 | 22110.5 | 26686100 | 80 | 464010.7483 | 80 | 299771.6928 | 80 | 283489.837 | 42148.8 | 51622800 | 194.6909 | 96.04% | 59.13% | 3.106% | 15.43% | 0.854% | 25.44% | 90.54% | 19.39% | 42.18% | 11.77% | 100% | 53.28% | 97.59% | 48.72% | 100% | 64.6% | 100% | 61.1% | City Large | 3909.0912 | East North Central
43607 | 1 | Toledo | Toledo, OH | OH | 2012 | 10995 | 2042644.8754 | 140657.4 | 169236800 | 10623 | 1026980.2378 | 10138 | 264824.899 | 5289 | 152684.4871 | 47262.4 | 54562500 | 270 | 278058.6791 | 270 | 170187.5883 | 266 | 159083.1509 | 23800.9 | 28892900 | 102 | 737605.9586 | 102 | 551124.5621 | 101 | 532686.0169 | 69594.1 | 85781400 | 185.7794 | 96.62% | 50.28% | 2.456% | 13.61% | 0.9277% | 36.11% | 95.43% | 25.79% | 49.79% | 14.87% | 100% | 61.21% | 98.52% | 57.21% | 100% | 74.72% | 99.02% | 72.22% | City Large | 3262.2449 | East North Central
43608 | 1 | Toledo | Toledo, OH | OH | 2012 | 8075 | 1271742.1397 | 88691.4 | 107154940 | 7960 | 666302.7294 | 7803 | 189791.3808 | 4390 | 109626.6124 | 33447.5 | 38570600 | 80 | 84768.7332 | 80 | 54824.2901 | 80 | 51493.0507 | 7005.1 | 8661240 | 35 | 520670.6772 | 35 | 427983.3547 | 35 | 418439.5619 | 48238.8 | 59923100 | 157.4913 | 98.58% | 52.39% | 0.9907% | 6.666% | 0.4334% | 40.94% | 98.03% | 28.48% | 55.15% | 16.45% | 100% | 64.68% | 100% | 60.75% | 100% | 82.2% | 100% | 80.37% | City Large | 3493.0739 | East North Central
43609 | 1 | Toledo | Toledo, OH | OH | 2012 | 10040 | 1404122.1256 | 77222.6 | 91787500 | 9753 | 909457.9394 | 9384 | 227111.5906 | 5083 | 132122.9411 | 35971.9 | 41712800 | 249 | 237747.8076 | 249 | 138095.4899 | 241 | 128137.5093 | 18453.4 | 22465900 | 38 | 256916.3787 | 38 | 168488.2109 | 38 | 159936.0407 | 22797.3 | 27608800 | 139.8528 | 97.14% | 64.77% | 2.48% | 16.93% | 0.3785% | 18.3% | 96.22% | 24.97% | 52.12% | 14.53% | 100% | 58.08% | 96.79% | 53.9% | 100% | 65.58% | 100% | 62.25% | City Large | 4015.1159 | East North Central
43610 | 1 | Toledo | Toledo, OH | OH | 2012 | 2488 | 377808.3238 | 29600.1 | 36065040 | 2430 | 234874.4211 | 2359 | 59653.5868 | 1306 | 34162.1475 | 9498.1 | 11181300 | 38 | 36428.0886 | 38 | 21368.6348 | 38 | 19982.8995 | 2635.3 | 3235840 | 20 | 106505.8142 | 20 | 76229.5904 | 20 | 74057.0067 | 17466.7 | 21647900 | 151.8522 | 97.67% | 62.17% | 1.527% | 9.642% | 0.8039% | 28.19% | 97.08% | 25.4% | 53.74% | 14.54% | 100% | 58.66% | 100% | 54.86% | 100% | 71.57% | 100% | 69.53% | City Large | 4144.7189 | East North Central
43611 | 0.99961 | Toledo | Toledo, OH | OH | 2012 | 9666 | 1422222.1172 | 80020.1 | 95949300 | 9487 | 1025643.7858 | 9181 | 298899.3252 | 6286 | 198470.8276 | 46945.9 | 55169800 | 141 | 127037.9812 | 141 | 70659.8625 | 139 | 65006.1252 | 10659.8 | 12959800 | 38 | 269540.3502 | 38 | 204705.883 | 38 | 199143.8793 | 22414.4 | 27819700 | 147.1366 | 98.15% | 72.12% | 1.459% | 8.932% | 0.3931% | 18.95% | 96.77% | 29.14% | 66.26% | 19.35% | 100% | 55.62% | 98.58% | 51.17% | 100% | 75.95% | 100% | 73.88% | City Large | 1772.9191 | East North Central
43612 | 1 | Toledo | Toledo, OH | OH | 2012 | 13612 | 3246989.2809 | 240570.1 | 293858300 | 13017 | 1229078.7388 | 12573 | 351324.6328 | 7993 | 234912.7082 | 58115.9 | 68205000 | 452 | 447360.5105 | 452 | 295185.0333 | 451 | 278524.7991 | 38318.2 | 46931300 | 143 | 1570550.0317 | 143 | 1293212.5444 | 143 | 1262467.1636 | 144136 | 178722000 | 238.5387 | 95.63% | 37.85% | 3.321% | 13.78% | 1.051% | 48.37% | 96.59% | 28.58% | 61.4% | 19.11% | 100% | 65.98% | 99.78% | 62.26% | 100% | 82.34% | 100% | 80.38% | City Large | 2924.9174 | East North Central
43613 | 1 | Toledo | Toledo, OH | OH | 2012 | 14417 | 2023010.1295 | 103283.8 | 123211400 | 14126 | 1470127.6682 | 12778 | 315671.4876 | 6482 | 197296.292 | 56911.6 | 66301800 | 241 | 220806.1856 | 241 | 123171.8212 | 237 | 112775.7565 | 18043.7 | 21898500 | 50 | 332076.2758 | 50 | 251884.0892 | 50 | 243602.4759 | 28328.5 | 35011100 | 140.3212 | 97.98% | 72.67% | 1.672% | 10.91% | 0.3468% | 16.41% | 90.46% | 21.47% | 45.89% | 13.42% | 100% | 55.78% | 98.34% | 51.07% | 100% | 75.85% | 100% | 73.36% | City Large | 4885.7585 | East North Central
43614 | 1 | Toledo | Toledo, OH | OH | 2012 | 10850 | 2197764.5649 | 121990 | 147617500 | 10396 | 1450520.0939 | 9596 | 340617.2462 | 5882 | 233601.5895 | 55706 | 66579900 | 388 | 350704.4004 | 388 | 177611.5618 | 385 | 159024.5152 | 27741.5 | 33322200 | 66 | 396540.0706 | 66 | 279240.8668 | 66 | 267150.3098 | 38542.5 | 47715400 | 202.5589 | 95.82% | 66% | 3.576% | 15.96% | 0.6083% | 18.04% | 92.3% | 23.48% | 56.58% | 16.1% | 100% | 50.64% | 99.23% | 45.34% | 100% | 70.42% | 100% | 67.37% | City Large | 2958.4266 | East North Central
43615 | 0.80648 | Toledo | Toledo, OH | OH | 2012 | 12332 | 2755075.1129 | 115750.2 | 142084700 | 11628 | 1710091.0716 | 10487 | 392504.1396 | 6096 | 265371.2871 | 43124.6 | 52590600 | 619 | 540126.0211 | 619 | 275223.031 | 601 | 247874.3334 | 33437.2 | 40895600 | 85 | 504858.0201 | 85 | 347911.9285 | 84 | 329054.9651 | 39188.4 | 48598500 | 223.4086 | 94.29% | 62.07% | 5.019% | 19.6% | 0.6893% | 18.32% | 90.19% | 22.95% | 52.43% | 15.52% | 100% | 50.96% | 97.09% | 45.89% | 100% | 68.91% | 98.82% | 65.18% | City Large | 2473.5986 | East North Central
43616 | 0.38866 | Toledo | 0 | OH | 2012 | 7434 | 1758308.1107 | 98639.7 | 120606100 | 7005 | 983724.4942 | 6654 | 320017.0721 | 4798 | 231604.6381 | 39322.4 | 47398100 | 372 | 357365.8187 | 372 | 216310.2755 | 364 | 202679.0553 | 25767 | 31551600 | 57 | 417217.7979 | 57 | 295069.6051 | 57 | 284033.3921 | 33550.3 | 41656400 | 236.5225 | 94.23% | 55.95% | 5.004% | 20.32% | 0.7667% | 23.73% | 94.99% | 32.53% | 68.49% | 23.54% | 100% | 60.53% | 97.85% | 56.71% | 100% | 70.72% | 100% | 68.08% | Rural Fringe | 492.259 | East North Central
43619 | 0.90931 | Toledo | 0 | OH | 2012 | 3473 | 1066087.2112 | 71901.6 | 88636000 | 3274 | 458544.5208 | 3173 | 149164.9021 | 2282 | 104858.2618 | 18085.4 | 21767300 | 145 | 139902.2378 | 145 | 90008.2547 | 145 | 84132.2983 | 10462.7 | 12903400 | 54 | 467640.4526 | 54 | 386999.275 | 54 | 378124.3024 | 43353.5 | 53965300 | 306.9644 | 94.27% | 43.01% | 4.175% | 13.12% | 1.555% | 43.87% | 96.92% | 32.53% | 69.7% | 22.87% | 100% | 64.34% | 100% | 60.14% | 100% | 82.76% | 100% | 80.86% | Suburb Large | 538.5013 | East North Central
43620 | 1 | Toledo | Toledo, OH | OH | 2006 | 1530 | 419811.4867 | 22810.76 | 27598530 | 1422 | 232047.7671 | 1408 | 72002.0492 | 1157 | 51590.6783 | 9306.75 | 11067000 | 94 | 88041.8784 | 94 | 48210.711 | 93 | 44407.0368 | 6005.18 | 7315470 | 14 | 99721.8413 | 14 | 64568.0524 | 14 | 61529.3606 | 7498.83 | 9216060 | 274.3866 | 92.94% | 55.27% | 6.144% | 20.97% | 0.915% | 23.75% | 99.02% | 31.03% | 81.36% | 22.23% | 100% | 54.76% | 98.94% | 50.44% | 100% | 64.75% | 100% | 61.7% | City Large | 5296.2571 | East North Central
43623 | 0.95962 | Toledo | Toledo, OH | OH | 2012 | 8032 | 1729955.4972 | 66031.3 | 81620200 | 7719 | 1102813.9565 | 6588 | 186945.6068 | 3164 | 117786.8283 | 19511.5 | 23950800 | 253 | 231679.1705 | 253 | 120966.8506 | 241 | 110452.7309 | 14048.3 | 17339600 | 60 | 395462.3702 | 60 | 289916.9912 | 60 | 278952.743 | 32471.5 | 40329800 | 215.3829 | 96.1% | 63.75% | 3.15% | 13.39% | 0.747% | 22.86% | 85.35% | 16.95% | 40.99% | 10.68% | 100% | 52.21% | 95.26% | 47.67% | 100% | 73.31% | 100% | 70.54% | Suburb Large | 2930.8203 | East North Central
44017 | 0.34532 | Cleveland | 0 | OH | 2012 | 2479 | 442785.7963 | 28187.86 | 32250770 | 2396 | 313694.3053 | 2339 | 122384.9865 | 1953 | 94558.3208 | 16377.8 | 18500700 | 68 | 57291.5383 | 68 | 38377.5243 | 68 | 36166.4923 | 4926.9 | 5690260 | 15 | 71799.9527 | 15 | 57474.5846 | 15 | 55754.1844 | 6883.16 | 8059810 | 178.6147 | 96.65% | 70.85% | 2.743% | 12.94% | 0.6051% | 16.22% | 97.62% | 39.01% | 81.51% | 30.14% | 100% | 66.99% | 100% | 63.13% | 100% | 80.05% | 100% | 77.65% | Suburb Large | 3033.275 | East North Central
44022 | 0.10129 | Cleveland | 0 | OH | 2012 | 1017 | 310166.4591 | 17952.66 | 18801290 | 928 | 213497.9637 | 899 | 74940.1715 | 758 | 58780.586 | 10710.4 | 11126400 | 82 | 63657.5665 | 81 | 30509.5229 | 80 | 26460.9459 | 4324.62 | 4504200 | 7 | 33010.9289 | 7 | 23983.4181 | 7 | 23111.642 | 2917.64 | 3170690 | 304.9818 | 91.25% | 68.83% | 8.063% | 20.52% | 0.6883% | 10.64% | 96.88% | 35.1% | 81.68% | 27.53% | 98.78% | 47.93% | 97.56% | 41.57% | 100% | 72.65% | 100% | 70.01% | Suburb Large | 575.8143 | East North Central
44070 | 0.39315 | Cleveland | 0 | OH | 2012 | 4828 | 1036489.9898 | 63682.4 | 73429000 | 4624 | 624910.402 | 4348 | 208102.6936 | 3388 | 155455.7658 | 26810.8 | 30241500 | 172 | 173636.4658 | 172 | 112759.9674 | 172 | 105821.7967 | 14267.4 | 16447800 | 32 | 237943.122 | 32 | 197778.3327 | 32 | 192502.3065 | 22604.2 | 26739700 | 214.6831 | 95.77% | 60.29% | 3.563% | 16.75% | 0.6628% | 22.96% | 94.03% | 33.3% | 73.27% | 24.88% | 100% | 64.94% | 100% | 60.94% | 100% | 83.12% | 100% | 80.9% | Suburb Large | 2782.344 | East North Central
44102 | 1 | Cleveland | Cleveland, OH | OH | 2012 | 13738 | 2478555.4887 | 166858.3 | 180438300 | 13191 | 1278409.0422 | 13087 | 476100.0812 | 10429 | 356276.1848 | 62439.3 | 66410000 | 423 | 411399.1117 | 423 | 284017.133 | 423 | 267477.9506 | 32942.4 | 35805200 | 124 | 788747.3348 | 124 | 604958.1176 | 124 | 584953.6848 | 71476.6 | 78223100 | 180.416 | 96.02% | 51.58% | 3.079% | 16.6% | 0.9026% | 31.82% | 99.21% | 37.24% | 79.06% | 27.87% | 100% | 69.04% | 100% | 65.02% | 100% | 76.7% | 100% | 74.16% | City Large | 7016.4721 | East North Central
44103 | 1 | Cleveland | Cleveland, OH | OH | 2012 | 6539 | 1819023.9181 | 131638.2 | 142175500 | 6063 | 695041.3707 | 6032 | 274723.8308 | 4908 | 212360.1708 | 36189.6 | 37980900 | 339 | 358526.1068 | 339 | 247055.1159 | 339 | 233437.1104 | 28823.2 | 31394800 | 137 | 765456.4407 | 137 | 562443.9968 | 137 | 539380.5081 | 66625.4 | 72799800 | 278.1807 | 92.72% | 38.21% | 5.184% | 19.71% | 2.095% | 42.08% | 99.49% | 39.53% | 80.95% | 30.55% | 100% | 68.91% | 100% | 65.11% | 100% | 73.48% | 100% | 70.47% | City Large | 4318.2565 | East North Central
44104 | 1 | Cleveland | Cleveland, OH | OH | 2012 | 6241 | 1403437.0607 | 102376.9 | 109045800 | 5881 | 672154.5724 | 5838 | 276687.7221 | 5042 | 223500.4953 | 40263.5 | 41260600 | 288 | 277628.6836 | 288 | 182225.6796 | 287 | 172164.7303 | 21620.2 | 23512500 | 72 | 453653.8048 | 72 | 343399.6501 | 72 | 332061.1403 | 40493.2 | 44272700 | 224.8737 | 94.23% | 47.89% | 4.615% | 19.78% | 1.154% | 32.32% | 99.27% | 41.16% | 85.73% | 33.25% | 100% | 65.64% | 99.65% | 62.01% | 100% | 75.7% | 100% | 73.2% | City Large | 4711.4345 | East North Central
44105 | 1 | Cleveland | Cleveland, OH | OH | 2012 | 17809 | 3322008.798 | 257155.6 | 272393400 | 17317 | 1620335.1489 | 17156 | 650785.1291 | 14216 | 505368.8607 | 92652.4 | 94957000 | 363 | 344248.9202 | 363 | 242328.7028 | 362 | 231268.4463 | 28771.2 | 31259400 | 129 | 1357424.729 | 129 | 1090232.3969 | 129 | 1067948.5639 | 135732 | 146177000 | 186.5354 | 97.24% | 48.78% | 2.038% | 10.36% | 0.7244% | 40.86% | 99.07% | 40.16% | 82.09% | 31.19% | 100% | 70.39% | 99.72% | 67.18% | 100% | 80.32% | 100% | 78.67% | City Large | 4006.8919 | East North Central
44106 | 1 | Cleveland | Cleveland, OH | OH | 2012 | 5712 | 1581551.4842 | 92342.5 | 100047800 | 5297 | 688558.7632 | 5222 | 242188.0684 | 4168 | 183636.5537 | 30149 | 32061000 | 343 | 321243.2184 | 343 | 190962.6798 | 342 | 176249.2219 | 22509.6 | 24437300 | 72 | 571749.5027 | 72 | 354108.4515 | 72 | 330814.1066 | 39683.9 | 43549500 | 276.8823 | 92.73% | 43.54% | 6.005% | 20.31% | 1.261% | 36.15% | 98.58% | 35.17% | 78.69% | 26.67% | 100% | 59.44% | 99.71% | 54.86% | 100% | 61.93% | 100% | 57.86% | City Large | 5682.9617 | East North Central
44107 | 1 | Cleveland | 0 | OH | 2012 | 14908 | 2074107.7432 | 123925.6 | 141371700 | 14497 | 1462481.4152 | 14267 | 522291.963 | 11649 | 404284.8988 | 73767.7 | 82781500 | 360 | 328161.4521 | 360 | 222749.8281 | 360 | 210345.2276 | 25911.5 | 30281300 | 51 | 283464.8759 | 51 | 205865.5342 | 51 | 196506.7536 | 24246.4 | 28308900 | 139.1272 | 97.24% | 70.51% | 2.415% | 15.82% | 0.3421% | 13.67% | 98.41% | 35.71% | 80.35% | 27.64% | 100% | 67.88% | 100% | 64.1% | 100% | 72.62% | 100% | 69.32% | Suburb Large | 8239.4144 | East North Central
44108 | 0.98172 | Cleveland | Cleveland, OH | OH | 2012 | 9665 | 1371370.7418 | 83857.4 | 88594800 | 9427 | 931947.2635 | 9335 | 348527.179 | 7387 | 259828.9689 | 47621.6 | 48973600 | 193 | 162812.1067 | 193 | 98362.91 | 193 | 89644.2786 | 11982.9 | 12920400 | 45 | 276611.3717 | 45 | 195696.8974 | 45 | 188838.4762 | 24252.9 | 26700800 | 141.8904 | 97.54% | 67.96% | 1.997% | 11.87% | 0.4656% | 20.17% | 99.02% | 37.4% | 78.36% | 27.88% | 100% | 60.41% | 100% | 55.06% | 100% | 70.75% | 100% | 68.27% | City Large | 5790.5997 | East North Central
44109 | 1 | Cleveland | Cleveland, OH | OH | 2012 | 15203 | 2272652.8793 | 156761.2 | 165385800 | 14804 | 1410441.3866 | 14678 | 579469.0074 | 12513 | 450709.2194 | 83176 | 84658200 | 326 | 328394.047 | 326 | 224588.1437 | 326 | 212808.6829 | 26573.7 | 28960100 | 73 | 533817.4457 | 73 | 414377.9161 | 73 | 402289.4364 | 47011.5 | 51767500 | 149.4871 | 97.38% | 62.06% | 2.144% | 14.45% | 0.4802% | 23.49% | 99.15% | 41.08% | 84.52% | 31.96% | 100% | 68.39% | 100% | 64.8% | 100% | 77.63% | 100% | 75.36% | City Large | 5461.002 | East North Central
44110 | 0.429 | Cleveland | Cleveland, OH | OH | 2012 | 3487 | 776525.1214 | 53983.37 | 58560700 | 3331 | 334649.7129 | 3301 | 122232.9286 | 2661 | 93601.5495 | 16197 | 17104300 | 108 | 106799.6488 | 108 | 72645.1771 | 108 | 67672.7938 | 8401.87 | 9165300 | 48 | 335075.7597 | 48 | 250211.7303 | 48 | 242090.6433 | 29384.5 | 32291100 | 222.6915 | 95.53% | 43.1% | 3.097% | 13.75% | 1.377% | 43.15% | 99.1% | 36.53% | 79.89% | 27.97% | 100% | 68.02% | 100% | 63.36% | 100% | 74.67% | 100% | 72.25% | City Large | 4179.3026 | East North Central
44111 | 1 | Cleveland | Cleveland, OH | OH | 2012 | 15948 | 2206432.7278 | 142022.2 | 163452200 | 15563 | 1388092.7155 | 15276 | 515199.5685 | 12127 | 387620.8993 | 69790.1 | 78205300 | 293 | 286316.5778 | 293 | 202007.5581 | 293 | 190628.2898 | 23288.7 | 27349000 | 92 | 532023.4345 | 92 | 425256.2986 | 92 | 413769.3502 | 48943.4 | 57897900 | 138.3517 | 97.59% | 62.91% | 1.837% | 12.98% | 0.5769% | 24.11% | 98.16% | 37.12% | 77.92% | 27.92% | 100% | 70.55% | 100% | 66.58% | 100% | 79.93% | 100% | 77.77% | City Large | 6325.1811 | East North Central
44112 | 1 | Cleveland | 0 | OH | 2012 | 8612 | 1485807.606 | 85674.3 | 92392300 | 8299 | 900087.8489 | 8128 | 298385.3491 | 6290 | 222345.8551 | 39605.9 | 41674000 | 259 | 245217.4112 | 259 | 151939.109 | 258 | 141438.7472 | 17212.1 | 18895100 | 54 | 340502.3459 | 54 | 254952.9199 | 54 | 244794.9997 | 28856.3 | 31823200 | 172.5276 | 96.37% | 60.58% | 3.007% | 16.5% | 0.627% | 22.92% | 97.94% | 33.15% | 75.79% | 24.7% | 100% | 61.96% | 99.61% | 57.68% | 100% | 74.88% | 100% | 71.89% | Suburb Large | 5758.4947 | East North Central
44113 | 1 | Cleveland | Cleveland, OH | OH | 2012 | 4703 | 1500993.1934 | 98780.4 | 107315600 | 4264 | 470606.3349 | 4194 | 190623.7658 | 3368 | 145298.609 | 23934.5 | 25323800 | 322 | 329650.9804 | 322 | 212466.4819 | 322 | 198610.7655 | 24434.1 | 26731600 | 117 | 700735.8781 | 117 | 424218.6039 | 117 | 401120.9486 | 50411.8 | 55260200 | 319.1565 | 90.67% | 31.35% | 6.847% | 21.96% | 2.488% | 46.68% | 98.36% | 40.51% | 78.99% | 30.87% | 100% | 64.45% | 100% | 60.25% | 100% | 60.54% | 100% | 57.24% | City Large | 3519.6378 | East North Central
44114 | 1 | Cleveland | Cleveland, OH | OH | 2012 | 1094 | 1486956.3805 | 106287.49 | 116753740 | 685 | 80101.8719 | 683 | 31866.0637 | 583 | 25068.5895 | 3967.19 | 4309140 | 249 | 281722.5097 | 249 | 196525.313 | 249 | 185273.6286 | 21950.4 | 24159500 | 160 | 1125131.9989 | 160 | 694818.6981 | 160 | 658947.1036 | 80369.9 | 88285100 | 1359.1923 | 62.61% | 5.387% | 22.76% | 18.95% | 14.63% | 75.67% | 99.71% | 39.78% | 85.11% | 31.3% | 100% | 69.76% | 100% | 65.76% | 100% | 61.75% | 100% | 58.57% | City Large | 2365.8135 | East North Central
44115 | 1 | Cleveland | Cleveland, OH | OH | 2012 | 820 | 775878.5768 | 58660.76 | 64038030 | 538 | 80940.7068 | 528 | 40474.576 | 446 | 33950.4058 | 5179.06 | 5457030 | 218 | 207523.8634 | 218 | 136586.308 | 218 | 127329.2802 | 15871.8 | 17243200 | 64 | 487414.0067 | 64 | 334663.916 | 64 | 318551.1401 | 37609.9 | 41337800 | 946.1934 | 65.61% | 10.43% | 26.59% | 26.75% | 7.805% | 62.82% | 98.14% | 50.01% | 82.9% | 41.94% | 100% | 65.82% | 100% | 61.36% | 100% | 68.66% | 100% | 65.36% | City Large | 3780.0094 | East North Central
44116 | 1 | Cleveland | 0 | OH | 2012 | 6934 | 1435635.1527 | 86606.8 | 98865300 | 6650 | 937463.7178 | 6431 | 331019.4012 | 5061 | 250025.4455 | 44293.6 | 49631500 | 240 | 227653.148 | 240 | 144822.9379 | 239 | 134215.902 | 17519.2 | 20287400 | 44 | 270518.2868 | 44 | 207041.377 | 44 | 198470.7835 | 24794 | 28946400 | 207.0429 | 95.9% | 65.3% | 3.461% | 15.86% | 0.6346% | 18.84% | 96.71% | 35.31% | 76.11% | 26.67% | 100% | 63.62% | 99.58% | 58.96% | 100% | 76.54% | 100% | 73.37% | Suburb Large | 3809.5312 | East North Central
44117 | 0.19248 | Cleveland | 0 | OH | 2012 | 803 | 139848.147 | 6607.614 | 7076344 | 777 | 105887.8111 | 723 | 31173.9135 | 510 | 22517.5699 | 4110.88 | 4332650 | 23 | 24990.9625 | 23 | 15667.4231 | 23 | 14926.0648 | 1830.87 | 2012290 | 3 | 8969.3734 | 3 | 5814.2269 | 3 | 5512.5171 | 665.864 | 731404 | 174.1571 | 96.76% | 75.72% | 2.864% | 17.87% | 0.3736% | 6.414% | 93.05% | 29.44% | 65.64% | 21.27% | 100% | 62.69% | 100% | 59.73% | 100% | 64.82% | 100% | 61.46% | Suburb Large | 3248.374 | East North Central
44118 | 1 | Cleveland | 0 | OH | 2012 | 13933 | 2068904.8109 | 110522.9 | 118007300 | 13635 | 1454996.0411 | 13210 | 438933.8856 | 10054 | 320394.294 | 60379.8 | 63330600 | 228 | 221229.4586 | 228 | 139689.6464 | 228 | 130734.5905 | 16818.1 | 18246000 | 70 | 392679.3112 | 70 | 285381.8788 | 70 | 273294.3136 | 33325 | 36430700 | 148.4895 | 97.86% | 70.33% | 1.636% | 10.69% | 0.5024% | 18.98% | 96.88% | 30.17% | 73.74% | 22.02% | 100% | 63.14% | 100% | 59.09% | 100% | 72.68% | 100% | 69.6% | Suburb Large | 5799.0006 | East North Central
44120 | 1 | Cleveland | 0 | OH | 2012 | 12639 | 1754815.8638 | 97915.3 | 103704100 | 12318 | 1343548.2343 | 12206 | 469846.206 | 10246 | 362362.3732 | 66966.4 | 70006000 | 292 | 269861.9114 | 292 | 169429.2439 | 292 | 157001.1775 | 19683.5 | 21431300 | 29 | 141405.7181 | 29 | 95724.4683 | 29 | 90143.473 | 11265.4 | 12266800 | 138.8414 | 97.46% | 76.56% | 2.31% | 15.38% | 0.2294% | 8.058% | 99.09% | 34.97% | 83.18% | 26.97% | 100% | 62.78% | 100% | 58.18% | 100% | 67.69% | 100% | 63.75% | Suburb Large | 7237.479 | East North Central
44121 | 0.99762 | Cleveland | 0 | OH | 2012 | 13124 | 1607544.9735 | 78305.6 | 83271200 | 12874 | 1264359.2365 | 12256 | 388901.7437 | 8686 | 275401.7891 | 49976.9 | 52389500 | 215 | 193098.6184 | 215 | 126935.1786 | 215 | 119500.7379 | 15141 | 16421100 | 35 | 150087.1185 | 35 | 113252.2847 | 35 | 109344.6454 | 13187.7 | 14460600 | 122.4889 | 98.1% | 78.65% | 1.638% | 12.01% | 0.2667% | 9.336% | 95.2% | 30.76% | 67.47% | 21.78% | 100% | 65.74% | 100% | 61.89% | 100% | 75.46% | 100% | 72.85% | Suburb Large | 5058.6778 | East North Central
44122 | 1 | Cleveland | 0 | OH | 2012 | 10899 | 2941970.7256 | 195341.6 | 208748100 | 10333 | 1596623.6148 | 10140 | 590891.2386 | 8493 | 460251.6023 | 82896.3 | 86242600 | 409 | 429784.4494 | 409 | 265937.6316 | 409 | 244455.1523 | 32979.6 | 35521000 | 157 | 915562.6614 | 157 | 683678.4349 | 157 | 657826.842 | 79465.7 | 86984500 | 269.9303 | 94.81% | 54.27% | 3.753% | 14.61% | 1.44% | 31.12% | 98.13% | 37.01% | 82.19% | 28.83% | 100% | 61.88% | 100% | 56.88% | 100% | 74.67% | 100% | 71.85% | Suburb Large | 2634.0383 | East North Central
44124 | 0.67376 | Cleveland | 0 | OH | 2012 | 11693 | 2043392.6279 | 117870.1 | 123627200 | 11404 | 1588600.1869 | 11170 | 584859.7175 | 9167 | 443996.8107 | 80217.5 | 82871500 | 236 | 213834.9701 | 236 | 133171.8998 | 236 | 122977.3534 | 16665 | 17910800 | 53 | 240957.4709 | 53 | 176362.674 | 53 | 169237.0993 | 20987.6 | 22844900 | 174.7535 | 97.53% | 77.74% | 2.018% | 10.46% | 0.4533% | 11.79% | 97.95% | 36.82% | 80.38% | 27.95% | 100% | 62.28% | 100% | 57.51% | 100% | 73.19% | 100% | 70.24% | Suburb Large | 2454.7095 | East North Central
44125 | 0.83558 | Cleveland | 0 | OH | 2012 | 13438 | 2593839.2257 | 188687 | 203349600 | 12977 | 1317461.4693 | 12846 | 517763.3741 | 10733 | 392054.3682 | 71009.9 | 74223000 | 318 | 339915.3416 | 318 | 249203.7389 | 318 | 238290.2062 | 29055.3 | 31736700 | 143 | 936462.4147 | 143 | 777730.6135 | 143 | 758224.0157 | 88621.8 | 97389900 | 193.0227 | 96.57% | 50.79% | 2.366% | 13.1% | 1.064% | 36.1% | 98.99% | 39.3% | 82.71% | 29.76% | 100% | 73.31% | 100% | 70.1% | 100% | 83.05% | 100% | 80.97% | Suburb Large | 2139.7038 | East North Central
44126 | 1 | Cleveland | 0 | OH | 2012 | 6501 | 1004088.5647 | 53877.74 | 61275750 | 6384 | 803825.497 | 6131 | 279832.7688 | 4748 | 208809.5994 | 36665.5 | 41075500 | 101 | 98843.5859 | 101 | 64302.8013 | 101 | 59486.838 | 7917.52 | 9161750 | 16 | 101419.4818 | 16 | 82645.8902 | 16 | 80267.1062 | 9294.72 | 11038500 | 154.4514 | 98.2% | 80.06% | 1.554% | 9.844% | 0.2461% | 10.1% | 96.04% | 34.81% | 74.37% | 25.98% | 100% | 65.06% | 100% | 60.18% | 100% | 81.49% | 100% | 79.14% | Suburb Large | 3535.2533 | East North Central
44127 | 1 | Cleveland | Cleveland, OH | OH | 2012 | 2510 | 699411.9633 | 52568.8 | 56601100 | 2344 | 224396.5628 | 2316 | 84414.9568 | 1933 | 64001.451 | 11592.3 | 12191300 | 114 | 131755.4086 | 114 | 94166.4132 | 114 | 89080.5424 | 10981.2 | 11961000 | 52 | 343259.9918 | 52 | 245401.3861 | 52 | 234735.7023 | 29995.3 | 32448800 | 278.6502 | 93.39% | 32.08% | 4.542% | 18.84% | 2.072% | 49.08% | 98.81% | 37.62% | 82.47% | 28.52% | 100% | 71.47% | 100% | 67.61% | 100% | 71.49% | 100% | 68.38% | City Large | 3162.3769 | East North Central
44128 | 1 | Cleveland | 0 | OH | 2012 | 11381 | 2680919.0804 | 214924 | 232455800 | 10709 | 1043078.7998 | 10561 | 445011.1074 | 8739 | 353511.0736 | 62415.8 | 65171100 | 496 | 517129.9012 | 496 | 371695.6064 | 496 | 354436.2293 | 44858.2 | 48539700 | 176 | 1120710.3794 | 176 | 950645.8095 | 176 | 932410.8952 | 107650 | 118745000 | 235.5609 | 94.1% | 38.91% | 4.358% | 19.29% | 1.546% | 41.8% | 98.62% | 42.66% | 81.6% | 33.89% | 100% | 71.88% | 100% | 68.54% | 100% | 84.83% | 100% | 83.2% | Suburb Large | 3571.8272 | East North Central
44129 | 0.70688 | Cleveland | 0 | OH | 2012 | 10028 | 1500013.8703 | 105184.2 | 122106700 | 9796 | 915008.76 | 9703 | 374783.9619 | 7988 | 284266.5131 | 51228.2 | 58222000 | 183 | 159085.0404 | 183 | 115481.8349 | 183 | 109934.1614 | 13228.4 | 15594300 | 49 | 425920.07 | 49 | 359373.5269 | 49 | 352174.8197 | 40727.6 | 48290400 | 149.5826 | 97.69% | 61% | 1.825% | 10.61% | 0.4886% | 28.39% | 99.05% | 40.96% | 81.54% | 31.07% | 100% | 72.59% | 100% | 69.1% | 100% | 84.38% | 100% | 82.69% | Suburb Large | 5065.9961 | East North Central
44130 | 0.48624 | Cleveland | 0 | OH | 2012 | 9465 | 2711797.5402 | 206422.9 | 239686900 | 8854 | 1226452.2004 | 8719 | 508829.6236 | 7520 | 404924.3142 | 70125.3 | 79024000 | 472 | 411060.046 | 472 | 272672.4555 | 472 | 255749.2275 | 34718.6 | 39986900 | 139 | 1074285.2938 | 139 | 897846.8972 | 139 | 876774.9805 | 101579 | 120676000 | 286.5079 | 93.54% | 45.23% | 4.987% | 15.16% | 1.469% | 39.62% | 98.48% | 41.49% | 84.93% | 33.02% | 100% | 66.33% | 100% | 62.22% | 100% | 83.58% | 100% | 81.61% | Suburb Large | 2923.9343 | East North Central
44131 | 0.54914 | Cleveland | 0 | OH | 2012 | 5177 | 1575820.7173 | 113527.2 | 121675400 | 4880 | 900768.9415 | 4767 | 367425.5553 | 4238 | 301844.052 | 52956.5 | 55075200 | 197 | 215237.2288 | 197 | 150440.4791 | 197 | 142438.3806 | 17467.3 | 19087800 | 100 | 459814.547 | 100 | 382782.1812 | 100 | 374340.8189 | 43103.4 | 47512400 | 304.3888 | 94.26% | 57.16% | 3.805% | 13.66% | 1.932% | 29.18% | 97.68% | 40.79% | 86.84% | 33.51% | 100% | 69.9% | 100% | 66.18% | 100% | 83.25% | 100% | 81.41% | Suburb Large | 1279.0991 | East North Central
44134 | 0.59105 | Cleveland | 0 | OH | 2012 | 11428 | 1499138.4196 | 102729.3 | 117099000 | 11201 | 1130437.9635 | 11045 | 488872.6101 | 9476 | 393033.2333 | 70168.7 | 79115700 | 193 | 172914.6696 | 193 | 116649.5932 | 193 | 109908.5093 | 14435.3 | 16725400 | 34 | 195785.7865 | 34 | 153215.1286 | 34 | 148015.2311 | 18125.3 | 21257900 | 131.1812 | 98.01% | 75.41% | 1.689% | 11.53% | 0.2975% | 13.06% | 98.61% | 43.25% | 84.6% | 34.77% | 100% | 67.46% | 100% | 63.56% | 100% | 78.26% | 100% | 75.6% | Suburb Large | 4173.1693 | East North Central
44135 | 1 | Cleveland | Cleveland, OH | OH | 2012 | 11911 | 2747651.9162 | 219024.3 | 255863800 | 11472 | 1018748.2748 | 11268 | 433611.3305 | 9405 | 340203.9686 | 60348.2 | 67623400 | 304 | 314592.8402 | 304 | 225190.8793 | 303 | 214677.9162 | 26549.1 | 31176400 | 135 | 1414310.8012 | 135 | 1171354.0058 | 135 | 1144015.0583 | 132127 | 157064000 | 230.6819 | 96.31% | 37.08% | 2.552% | 11.45% | 1.133% | 51.47% | 98.22% | 42.56% | 81.98% | 33.39% | 100% | 71.58% | 99.67% | 68.24% | 100% | 82.82% | 100% | 80.89% | City Large | 2939.9971 | East North Central
44137 | 1 | Cleveland | 0 | OH | 2012 | 12018 | 1835721.243 | 124368.8 | 133876000 | 11747 | 1149208.1262 | 11592 | 435869.2701 | 9484 | 329685.8416 | 59552.6 | 62683300 | 213 | 189524.0956 | 213 | 134754.3712 | 213 | 128869.8848 | 15892.2 | 17306500 | 58 | 496989.0212 | 58 | 430329.8599 | 58 | 423620.9711 | 48924 | 53886200 | 152.7476 | 97.75% | 62.6% | 1.772% | 10.32% | 0.4826% | 27.07% | 98.68% | 37.93% | 80.74% | 28.69% | 100% | 71.1% | 100% | 68% | 100% | 86.59% | 100% | 85.24% | Suburb Large | 4298.2928 | East North Central
44138 | 0.1623 | Cleveland | 0 | OH | 2012 | 486 | 95917.4044 | 4619.782 | 5197980 | 467 | 74375.3746 | 436 | 21959.1993 | 322 | 16279.0639 | 2868.45 | 3217600 | 18 | 17341.3591 | 18 | 9309.5039 | 18 | 8793.1488 | 1395.47 | 1558960 | 1 | 4200.6707 | 1 | 3098.4986 | 1 | 2973.9741 | 355.862 | 421420 | 197.3609 | 96.09% | 77.54% | 3.704% | 18.08% | 0.2058% | 4.379% | 93.36% | 29.52% | 68.95% | 21.89% | 100% | 53.68% | 100% | 50.71% | 100% | 73.76% | 100% | 70.8% | Rural Fringe | 1658.0352 | East North Central
44139 | 0.22977 | Cleveland | 0 | OH | 2012 | 1276 | 1186329.2722 | 105520.53 | 115616090 | 1109 | 227729.9828 | 1089 | 82089.7626 | 967 | 64269.4767 | 11654.2 | 12076900 | 64 | 74443.814 | 64 | 51517.2355 | 64 | 48793.2192 | 6424.73 | 6937090 | 103 | 884155.4754 | 103 | 780548.5153 | 103 | 768309.7183 | 87441.6 | 96602100 | 929.7251 | 86.91% | 19.2% | 5.016% | 6.275% | 8.072% | 74.53% | 98.2% | 36.05% | 87.2% | 28.22% | 100% | 69.2% | 100% | 65.54% | 100% | 88.28% | 100% | 86.9% | Suburb Large | 1064.8158 | East North Central
44140 | 0.2554 | Cleveland | 0 | OH | 2012 | 1606 | 198152.5756 | 6494.091 | 7339900 | 1588 | 179102.1808 | 1393 | 43214.4617 | 809 | 29281.4321 | 5258.77 | 5927880 | 16 | 11527.6366 | 16 | 5479.7051 | 16 | 4337.2435 | 672.673 | 762819 | 2 | 7522.7582 | 2 | 4405.2178 | 2 | 3926.7717 | 562.648 | 649201 | 123.3827 | 98.88% | 90.39% | 0.9963% | 5.818% | 0.1245% | 3.796% | 87.72% | 24.13% | 50.94% | 16.35% | 100% | 47.54% | 100% | 37.62% | 100% | 58.56% | 100% | 52.2% | Suburb Large | 2228.1442 | East North Central
44142 | 1 | Cleveland | 0 | OH | 2012 | 9003 | 2371255.3664 | 200208.6 | 233295600 | 8633 | 941709.2634 | 8575 | 432690.7112 | 7692 | 348061.3421 | 60449.4 | 67598800 | 261 | 267717.7314 | 261 | 193710.2061 | 261 | 185854.0664 | 23250.2 | 27179800 | 109 | 1161828.3716 | 109 | 1032918.3951 | 109 | 1019147.4514 | 116509 | 138517000 | 263.385 | 95.89% | 39.71% | 2.899% | 11.29% | 1.211% | 49% | 99.33% | 45.95% | 89.1% | 36.96% | 100% | 72.36% | 100% | 69.42% | 100% | 88.9% | 100% | 87.72% | Suburb Large | 2200.6168 | East North Central
44143 | 0.54178 | Cleveland | 0 | OH | 2012 | 5730 | 1482146.022 | 95575.8 | 100423300 | 5514 | 1093486.6861 | 5417 | 424879.6694 | 4950 | 342742.1263 | 61905.3 | 63796800 | 190 | 152429.1718 | 190 | 85192.3667 | 190 | 77705.677 | 11568.4 | 12295700 | 26 | 236230.1641 | 26 | 194785.2375 | 26 | 189914.528 | 22102.1 | 24330800 | 258.6642 | 96.23% | 73.78% | 3.316% | 10.28% | 0.4538% | 15.94% | 98.24% | 38.86% | 89.77% | 31.34% | 100% | 55.89% | 100% | 50.98% | 100% | 82.46% | 100% | 80.39% | Suburb Large | 1850.4095 | East North Central
44144 | 1 | Cleveland | 0 | OH | 2012 | 9160 | 1344436.1646 | 100543.5 | 114471000 | 8964 | 895145.3473 | 8916 | 408558.6835 | 7812 | 330264.8259 | 59423.3 | 66002400 | 148 | 140064.5098 | 148 | 92057.9182 | 146 | 87065.5817 | 11555 | 13388400 | 48 | 309226.3074 | 48 | 261738.2473 | 48 | 255801.5177 | 29565.2 | 35080200 | 146.7725 | 97.86% | 66.58% | 1.616% | 10.42% | 0.524% | 23% | 99.46% | 45.64% | 87.15% | 36.9% | 100% | 65.73% | 98.65% | 62.16% | 100% | 84.64% | 100% | 82.72% | Suburb Large | 3786.4867 | East North Central
44145 | 0.25999 | Cleveland | 0 | OH | 2012 | 2925 | 907681.2339 | 59648.5 | 68614600 | 2704 | 499564.847 | 2583 | 167551.7892 | 2111 | 128079.0042 | 23215.4 | 25980500 | 176 | 173325.9469 | 176 | 109755.788 | 176 | 101896.0972 | 14095.4 | 16253300 | 45 | 234790.4399 | 45 | 194617.1403 | 45 | 189774.9043 | 22337.7 | 26380800 | 310.3184 | 92.44% | 55.04% | 6.017% | 19.1% | 1.538% | 25.87% | 95.53% | 33.54% | 78.07% | 25.64% | 100% | 63.32% | 100% | 58.79% | 100% | 82.89% | 100% | 80.83% | Suburb Large | 2057.586 | East North Central
44146 | 0.49113 | Cleveland | 0 | OH | 2012 | 8393 | 2214353.9991 | 166001.5 | 179271400 | 7944 | 1020368.8078 | 7814 | 413048.9272 | 6545 | 318011.7015 | 54858.4 | 57241100 | 334 | 336538.4665 | 334 | 241084.4161 | 333 | 228435.2775 | 28576.3 | 30995700 | 115 | 857446.7248 | 115 | 730054.2173 | 115 | 714763.9251 | 82566.8 | 91034600 | 263.8334 | 94.65% | 46.08% | 3.98% | 15.2% | 1.37% | 38.72% | 98.36% | 40.48% | 82.39% | 31.17% | 100% | 71.64% | 99.7% | 67.88% | 100% | 85.14% | 100% | 83.36% | Suburb Large | 1403.0366 | East North Central
44203 | 0.12844 | Cleveland | 0 | OH | 2012 | 5825 | 823099.3094 | 49294.98 | 55359210 | 5720 | 593521.4057 | 5530 | 219047.3883 | 4417 | 167473.2193 | 30122.7 | 33213600 | 83 | 85186.9398 | 83 | 56499.2111 | 83 | 52927.3382 | 6970.28 | 7954210 | 22 | 144390.9639 | 22 | 109370.818 | 22 | 104234.0593 | 12202 | 14191400 | 141.3046 | 98.2% | 72.11% | 1.425% | 10.35% | 0.3777% | 17.54% | 96.68% | 36.91% | 77.22% | 28.22% | 100% | 66.32% | 100% | 62.13% | 100% | 75.75% | 100% | 72.19% | Suburb Large | 1150.9373 | East North Central
44221 | 0.45478 | Cleveland | 0 | OH | 2012 | 4496 | 868964.0118 | 59616.1 | 67696200 | 4308 | 437229.5813 | 4062 | 146806.188 | 2938 | 112922.0719 | 20419.1 | 22487500 | 152 | 130905.7555 | 152 | 84257.0503 | 152 | 78667.3745 | 10862.4 | 12246400 | 36 | 300828.6749 | 36 | 251013.6467 | 36 | 244340.2176 | 28334.6 | 32962300 | 193.2749 | 95.82% | 50.32% | 3.381% | 15.06% | 0.8007% | 34.62% | 94.29% | 33.58% | 68.2% | 25.83% | 100% | 64.36% | 100% | 60.09% | 100% | 83.44% | 100% | 81.22% | Suburb Large | 4497.4175 | East North Central
44223 | 0.08312 | Cleveland | 0 | OH | 2012 | 1758 | 234422.0098 | 11561.9 | 12834170 | 1734 | 193450.2707 | 1648 | 60696.9125 | 1213 | 45254.8339 | 8159.95 | 8938320 | 21 | 19692.0902 | 21 | 12965.492 | 21 | 12185.9522 | 1663.77 | 1875880 | 3 | 21279.6489 | 3 | 15798.3526 | 3 | 14785.9103 | 1738.18 | 2019970 | 133.3459 | 98.63% | 82.52% | 1.195% | 8.4% | 0.1706% | 9.077% | 95.04% | 31.38% | 69.95% | 23.39% | 100% | 65.84% | 100% | 61.88% | 100% | 74.24% | 100% | 69.48% | Rural Fringe | 1338.2847 | East North Central
44260 | 0.00054062 | Cleveland | 0 | OH | 2012 | 2 | 307.0309 | 14.0941 | 16484.3 | 2 | 307.0309 | 2 | 154.1484 | 2 | 125.8405 | 14.0941 | 16484.3 | 0 | 0 | 0 | 0 | 0 | 0 | 0 | 0 | 0 | 0 | 0 | 0 | 0 | 0 | 0 | 0 | 153.5154 | 100% | 100% | 0% | 0% | 0% | 0% | 100% | 50.21% | 100% | 40.99% | #DIV/0! | #DIV/0! | #DIV/0! | #DIV/0! | #DIV/0! | #DIV/0! | #DIV/0! | #DIV/0! | Rural Fringe | 363.9577 | East North Central
44262 | 0.40943 | Cleveland | 0 | OH | 2012 | 520 | 103309.7742 | 5789.135 | 6383778 | 507 | 83952.9822 | 489 | 29597.0435 | 402 | 22070.715 | 4066.13 | 4455150 | 10 | 8827.6117 | 10 | 6207.8242 | 10 | 5860.6902 | 776.469 | 885928 | 3 | 10529.1802 | 3 | 6094.6286 | 3 | 5679.2015 | 946.536 | 1042700 | 198.6726 | 97.5% | 81.26% | 1.923% | 8.545% | 0.5769% | 10.19% | 96.45% | 35.25% | 79.29% | 26.29% | 100% | 70.32% | 100% | 66.39% | 100% | 57.88% | 100% | 53.94% | Suburb Large | 1220.2101 | East North Central
44278 | 0.43728 | Cleveland | 0 | OH | 2012 | 3942 | 1099934.4466 | 74786.6 | 84310800 | 3635 | 626768.6569 | 3496 | 233318.5036 | 2918 | 187031.2665 | 31648.2 | 35017900 | 259 | 221453.294 | 259 | 144359.8738 | 259 | 134175.2673 | 18962.1 | 21279700 | 48 | 251712.4956 | 48 | 210307.2239 | 48 | 204710.7183 | 24176.3 | 28013200 | 279.0295 | 92.21% | 56.98% | 6.57% | 20.13% | 1.218% | 22.88% | 96.18% | 37.23% | 80.28% | 29.84% | 100% | 65.19% | 100% | 60.59% | 100% | 83.55% | 100% | 81.33% | Suburb Large | 1367.5269 | East North Central
44301 | 1 | Cleveland | 0 | OH | 2012 | 7295 | 1081873.5945 | 75521.2 | 84498400 | 7115 | 653864.6046 | 6986 | 253496.2835 | 5793 | 198401.6984 | 36483.8 | 39583700 | 140 | 144685.9516 | 140 | 98622.5419 | 140 | 93170.9356 | 12058.1 | 13749500 | 40 | 283323.0382 | 40 | 225156.6388 | 40 | 219946.0343 | 26979.3 | 31165200 | 148.3034 | 97.53% | 60.44% | 1.919% | 13.37% | 0.5483% | 26.19% | 98.19% | 38.77% | 81.42% | 30.34% | 100% | 68.16% | 100% | 64.4% | 100% | 79.47% | 100% | 77.63% | City Midsize | 4488.7217 | East North Central
44302 | 1 | Cleveland | 0 | OH | 2012 | 1970 | 238291.3507 | 11456.87 | 12883750 | 1924 | 181485.719 | 1856 | 55234.8057 | 1322 | 37056.8172 | 6961.51 | 7705420 | 43 | 39868.5725 | 43 | 25586.8745 | 43 | 23419.7042 | 2988.03 | 3428030 | 3 | 16937.0591 | 3 | 13495.5921 | 3 | 12967.9527 | 1507.33 | 1750300 | 120.9601 | 97.66% | 76.16% | 2.183% | 16.73% | 0.1523% | 7.108% | 96.47% | 30.43% | 68.71% | 20.42% | 100% | 64.18% | 100% | 58.74% | 100% | 79.68% | 100% | 76.57% | City Midsize | 6536.8698 | East North Central
44303 | 1 | Cleveland | 0 | OH | 2012 | 2682 | 500790.6756 | 23234.11 | 26353230 | 2571 | 353093.2026 | 2422 | 96856.8892 | 1667 | 67824.0637 | 11902.7 | 13264500 | 96 | 84675.4193 | 96 | 52558.2673 | 95 | 48679.0195 | 6072.56 | 7023990 | 15 | 63022.0537 | 15 | 45954.795 | 15 | 43448.4145 | 5258.85 | 6064740 | 186.7228 | 95.86% | 70.51% | 3.579% | 16.91% | 0.5593% | 12.58% | 94.2% | 27.43% | 64.84% | 19.21% | 100% | 62.07% | 98.96% | 57.49% | 100% | 72.92% | 100% | 68.94% | City Midsize | 3228.0056 | East North Central
44304 | 1 | Cleveland | 0 | OH | 2012 | 1132 | 405567.3545 | 31110.54 | 35383370 | 1003 | 108662.502 | 978 | 40951.9975 | 739 | 31327.2913 | 5412.12 | 5949100 | 95 | 92601.3869 | 95 | 60851.774 | 95 | 56934.4108 | 7149.72 | 8224370 | 34 | 204303.4656 | 34 | 151763.3355 | 34 | 146807.1178 | 18548.7 | 21209900 | 358.275 | 88.6% | 26.79% | 8.392% | 22.83% | 3.004% | 50.37% | 97.51% | 37.69% | 73.68% | 28.83% | 100% | 65.71% | 100% | 61.48% | 100% | 74.28% | 100% | 71.86% | City Midsize | 3746.4641 | East North Central
44305 | 1 | Cleveland | 0 | OH | 2012 | 10571 | 1653416.3195 | 108757.1 | 122430800 | 10255 | 965128.3777 | 9906 | 356598.7174 | 7764 | 275751.1285 | 49715.4 | 54377600 | 261 | 251718.4591 | 261 | 178270.3362 | 261 | 168542.4944 | 21862.3 | 24897000 | 55 | 436569.4827 | 55 | 328812.0904 | 55 | 315383.2747 | 37179.4 | 43156200 | 156.4106 | 97.01% | 58.37% | 2.469% | 15.22% | 0.5203% | 26.4% | 96.6% | 36.95% | 75.71% | 28.57% | 100% | 70.82% | 100% | 66.96% | 100% | 75.32% | 100% | 72.24% | City Midsize | 3661.3062 | East North Central
44306 | 0.98666 | Cleveland | 0 | OH | 2012 | 9629 | 1811167.4517 | 135704.4 | 153875500 | 9287 | 884679.829 | 9081 | 356689.3145 | 7416 | 285955.324 | 50854.7 | 55835000 | 261 | 250580.9192 | 261 | 177731.8636 | 261 | 169171.4254 | 21659.4 | 24744000 | 81 | 675906.7035 | 81 | 543160.311 | 81 | 528482.9241 | 63190.3 | 73296500 | 188.0951 | 96.45% | 48.85% | 2.711% | 13.84% | 0.8412% | 37.32% | 97.78% | 40.32% | 79.85% | 32.32% | 100% | 70.93% | 100% | 67.51% | 100% | 80.36% | 100% | 78.19% | City Midsize | 2887.7058 | East North Central
44307 | 1 | Cleveland | 0 | OH | 2012 | 2966 | 464225.0279 | 29602.22 | 33411820 | 2858 | 258088.2898 | 2771 | 94854.1059 | 2081 | 73280.9414 | 13283.7 | 14563300 | 86 | 75826.457 | 86 | 48207.022 | 86 | 44877.269 | 5965.62 | 6792320 | 22 | 130310.2812 | 22 | 93142.719 | 22 | 88942.5148 | 10352.9 | 12056200 | 156.5155 | 96.36% | 55.6% | 2.9% | 16.33% | 0.7417% | 28.07% | 96.96% | 36.75% | 72.81% | 28.39% | 100% | 63.58% | 100% | 59.18% | 100% | 71.48% | 100% | 68.25% | City Midsize | 3145.4453 | East North Central
44308 | 1 | Cleveland | 0 | OH | 2012 | 145 | 409172.8807 | 28084.947 | 32596245 | 39 | 9199.6812 | 39 | 4867.5029 | 39 | 4242.3022 | 602.357 | 688815 | 55 | 64778.2505 | 55 | 39974.1779 | 55 | 36743.8303 | 4329.99 | 5037830 | 51 | 335194.9489 | 51 | 210537.9687 | 51 | 195065.7597 | 23152.6 | 26869600 | 2821.8819 | 26.9% | 2.248% | 37.93% | 15.83% | 35.17% | 81.92% | 100% | 52.91% | 100% | 46.11% | 100% | 61.71% | 100% | 56.72% | 100% | 62.81% | 100% | 58.19% | City Midsize | 3033.607 | East North Central
44310 | 0.99925 | Cleveland | 0 | OH | 2012 | 9517 | 1465834.9498 | 99020.3 | 111738100 | 9180 | 867051.2331 | 8966 | 326525.3871 | 7034 | 252428.9444 | 44722.4 | 49071600 | 272 | 274852.9994 | 272 | 200117.0748 | 272 | 191254.7371 | 24273.7 | 27707900 | 65 | 323930.7174 | 65 | 268456.8176 | 65 | 261869.2987 | 30024.2 | 34958600 | 154.0228 | 96.46% | 59.15% | 2.858% | 18.75% | 0.683% | 22.1% | 97.67% | 37.66% | 76.62% | 29.11% | 100% | 72.81% | 100% | 69.58% | 100% | 82.87% | 100% | 80.84% | City Midsize | 3232.5394 | East North Central
44311 | 1 | Cleveland | 0 | OH | 2012 | 2503 | 629673.0452 | 46931.8 | 53629500 | 2310 | 211445.3784 | 2254 | 76973.8949 | 1708 | 59183.2432 | 10493.5 | 11568400 | 150 | 151123.7932 | 150 | 107484.356 | 150 | 101888.1338 | 12840.1 | 14692800 | 43 | 267103.8736 | 43 | 208316.3476 | 43 | 201155.7842 | 23598.2 | 27368300 | 251.5673 | 92.29% | 33.58% | 5.993% | 24% | 1.718% | 42.42% | 97.58% | 36.4% | 73.94% | 27.99% | 100% | 71.12% | 100% | 67.42% | 100% | 77.99% | 100% | 75.31% | City Midsize | 4779.8478 | East North Central
44312 | 0.39409 | Cleveland | 0 | OH | 2012 | 10378 | 1517999.6213 | 95462 | 107026700 | 10188 | 1123216.0743 | 9904 | 435400.7353 | 8073 | 338065.4713 | 59538.7 | 65701100 | 157 | 142084.2393 | 157 | 91757.6096 | 155 | 85738.2767 | 11657.7 | 13185600 | 33 | 252699.3076 | 33 | 210768.3115 | 33 | 205586.2058 | 24265.6 | 28140000 | 146.2709 | 98.17% | 73.99% | 1.513% | 9.36% | 0.318% | 16.65% | 97.21% | 38.76% | 79.24% | 30.1% | 100% | 64.58% | 98.73% | 60.34% | 100% | 83.41% | 100% | 81.36% | Suburb Large | 1547.2144 | East North Central
44313 | 0.51957 | Cleveland | 0 | OH | 2012 | 6839 | 1273362.5909 | 59372.52 | 66924600 | 6649 | 979784.2743 | 6221 | 278173.3577 | 4622 | 204524.7323 | 36400.8 | 40568500 | 161 | 140686.6542 | 161 | 76695.6471 | 159 | 70133.8179 | 9588.62 | 10879900 | 29 | 152891.6625 | 29 | 115818.1187 | 29 | 111313.0818 | 13383.1 | 15476200 | 186.1913 | 97.22% | 76.94% | 2.354% | 11.05% | 0.424% | 12.01% | 93.56% | 28.39% | 69.51% | 20.87% | 100% | 54.52% | 98.76% | 49.85% | 100% | 75.75% | 100% | 72.81% | City Midsize | 1711.3984 | East North Central
44314 | 1 | Cleveland | 0 | OH | 2012 | 8628 | 1071613.3842 | 69572.37 | 77814900 | 8480 | 745982.6194 | 8285 | 294937.6106 | 6653 | 229597.0998 | 41037.6 | 44810300 | 114 | 116293.961 | 114 | 74963.9169 | 114 | 70406.7872 | 9152.27 | 10453700 | 34 | 209336.8038 | 34 | 171461.5506 | 34 | 167044.6423 | 19382.5 | 22550900 | 124.2018 | 98.28% | 69.61% | 1.321% | 10.85% | 0.3941% | 19.53% | 97.7% | 39.54% | 78.46% | 30.78% | 100% | 64.46% | 100% | 60.54% | 100% | 81.91% | 100% | 79.8% | City Midsize | 3689.2266 | East North Central
44317 | 1 | Cleveland | 0 | OH | 2012 | 1 | 26709.7527 | 1503.9 | 1722220 | 0 | 0 | 0 | 0 | 0 | 0 | 0 | 0 | 0 | 0 | 0 | 0 | 0 | 0 | 0 | 0 | 1 | 26709.7527 | 1 | 13770.4147 | 1 | 12084.1445 | 1503.9 | 1722220 | 26709.7527 | 0% | 0% | 0% | 0% | 100% | 100% | #DIV/0! | #DIV/0! | #DIV/0! | #DIV/0! | #DIV/0! | #DIV/0! | #DIV/0! | #DIV/0! | 100% | 51.56% | 100% | 45.24% | City Midsize | 1577.0511 | East North Central
44319 | 0.18015 | Cleveland | 0 | OH | 2012 | 1597 | 390658.2901 | 27553.91 | 30918790 | 1481 | 214516.7065 | 1429 | 82984.022 | 1205 | 65551.012 | 11611.6 | 12797600 | 103 | 85146.4259 | 103 | 49516.4232 | 103 | 46002.7563 | 7053.6 | 7778090 | 13 | 90995.1577 | 13 | 78588.6992 | 13 | 77004.3573 | 8888.71 | 10343100 | 244.6201 | 92.74% | 54.91% | 6.45% | 21.8% | 0.814% | 23.29% | 96.49% | 38.68% | 81.36% | 30.56% | 100% | 58.15% | 100% | 54.03% | 100% | 86.37% | 100% | 84.62% | Suburb Large | 957.0963 | East North Central
44320 | 0.93527 | Cleveland | 0 | OH | 2012 | 8623 | 1208131.2073 | 72687.6 | 81040900 | 8431 | 830698.5733 | 8117 | 283248.7415 | 6144 | 211888.2724 | 38544.9 | 41818000 | 168 | 170876.1085 | 168 | 113098.3651 | 168 | 107117.0861 | 14677.2 | 16582400 | 24 | 206556.5255 | 24 | 173047.072 | 24 | 168576.32 | 19465.5 | 22640500 | 140.1057 | 97.77% | 68.76% | 1.948% | 14.14% | 0.2783% | 17.1% | 96.28% | 34.1% | 72.87% | 25.51% | 100% | 66.19% | 100% | 62.69% | 100% | 83.78% | 100% | 81.61% | City Midsize | 2419.418 | East North Central
44321 | 0.023817 | Cleveland | 0 | OH | 2012 | 110 | 19689.3226 | 1210.381 | 1363344 | 108 | 13015.4544 | 102 | 4282.3663 | 72 | 3258.6768 | 580.587 | 634792 | 0 | 0 | 0 | 0 | 0 | 0 | 0 | 0 | 2 | 6673.8682 | 2 | 5548.6432 | 2 | 5330.2537 | 629.794 | 728552 | 178.9938 | 98.18% | 66.1% | 0% | 0% | 1.818% | 33.9% | 94.44% | 32.9% | 66.67% | 25.04% | #DIV/0! | #DIV/0! | #DIV/0! | #DIV/0! | 100% | 83.14% | 100% | 79.87% | Suburb Large | 848.5192 | East North Central
44325 | 1 | Cleveland | 0 | OH | 2012 | 7 | 42576.4508 | 3248.5494 | 3770804.4 | 3 | 899.1727 | 3 | 393.6962 | 3 | 348.3799 | 48.7674 | 56476.4 | 2 | 2962.884 | 2 | 2275.0665 | 2 | 2199.471 | 253.262 | 295208 | 2 | 38714.394 | 2 | 26486.9933 | 2 | 25357.236 | 2946.52 | 3419120 | 6082.3501 | 42.86% | 2.112% | 28.57% | 6.959% | 28.57% | 90.93% | 100% | 43.78% | 100% | 38.74% | 100% | 76.79% | 100% | 74.23% | 100% | 68.42% | 100% | 65.5% | City Midsize | 5245.102 | East North Central
44333 | 0.02426 | Cleveland | 0 | OH | 2012 | 660 | 151011.4824 | 7872.74 | 9034231 | 647 | 107811.4926 | 620 | 32784.0962 | 486 | 24818.1678 | 4314.26 | 4831890 | 10 | 9361.2449 | 10 | 5187.1054 | 10 | 4539.289 | 636.66 | 730891 | 3 | 33838.7449 | 3 | 26340.5412 | 3 | 25172.5386 | 2921.82 | 3471450 | 228.8053 | 98.03% | 71.39% | 1.515% | 6.199% | 0.4545% | 22.41% | 95.83% | 30.41% | 75.12% | 23.02% | 100% | 55.41% | 100% | 48.49% | 100% | 77.84% | 100% | 74.39% | Rural Fringe | 703.7895 | East North Central
44401 | 0.033301 | Youngstown | 0 | OH | 2008 | 133 | 19775.2747 | 1103.057 | 1192488 | 131 | 18594.7053 | 126 | 6928.9392 | 102 | 5653.4031 | 996.484 | 1080520 | 2 | 1180.5694 | 2 | 659.3556 | 2 | 601.6829 | 106.573 | 111968 | 0 | 0 | 0 | 0 | 0 | 0 | 0 | 0 | 148.6863 | 98.5% | 94.03% | 1.504% | 5.97% | 0% | 0% | 96.18% | 37.26% | 77.86% | 30.4% | 100% | 55.85% | 100% | 50.97% | #DIV/0! | #DIV/0! | #DIV/0! | #DIV/0! | Rural Distant | 93.568 | East North Central
44402 | 0.36235 | Youngstown | 0 | OH | 2008 | 1357 | 223613.3858 | 15249.729 | 16436706 | 1339 | 203254.5439 | 1308 | 90480.3695 | 1160 | 76929.3738 | 13360.9 | 14361100 | 17 | 11184.8026 | 17 | 6866.313 | 17 | 6498.5683 | 1083.63 | 1150000 | 1 | 9174.0393 | 1 | 7183.2349 | 1 | 6983.4684 | 805.199 | 925606 | 164.7851 | 98.67% | 90.9% | 1.253% | 5.002% | 0.07369% | 4.103% | 97.68% | 44.52% | 86.63% | 37.85% | 100% | 61.39% | 100% | 58.1% | 100% | 78.3% | 100% | 76.12% | Rural Fringe | 107.8549 | East North Central
44403 | 1 | Youngstown | 0 | OH | 2008 | 2437 | 508287.0964 | 34165.82 | 37530230 | 2352 | 368641.4912 | 2291 | 152882.8746 | 1943 | 122975.0765 | 21190.7 | 22877500 | 72 | 59819.7354 | 72 | 39322.4079 | 72 | 37317.6498 | 5327.26 | 5871240 | 13 | 79825.8698 | 13 | 67737.2964 | 13 | 66177.0842 | 7647.86 | 8781490 | 208.5708 | 96.51% | 72.53% | 2.954% | 11.77% | 0.5334% | 15.7% | 97.41% | 41.47% | 82.61% | 33.36% | 100% | 65.73% | 100% | 62.38% | 100% | 84.86% | 100% | 82.9% | Suburb Large | 282.9012 | East North Central
44404 | 1 | Youngstown | 0 | OH | 2008 | 1414 | 217776.1408 | 14357.81 | 15502330 | 1384 | 197333.8412 | 1356 | 86103.5145 | 1176 | 72177.0446 | 12487.5 | 13466200 | 30 | 20442.2996 | 30 | 12549.2213 | 30 | 12026.1395 | 1870.31 | 2036130 | 0 | 0 | 0 | 0 | 0 | 0 | 0 | 0 | 154.0142 | 97.88% | 90.61% | 2.122% | 9.387% | 0% | 0% | 97.98% | 43.63% | 84.97% | 36.58% | 100% | 61.39% | 100% | 58.83% | #DIV/0! | #DIV/0! | #DIV/0! | #DIV/0! | Rural Distant | 79.2835 | East North Central
44405 | 1 | Youngstown | 0 | OH | 2008 | 4162 | 756604.4252 | 53567.35 | 58666920 | 4077 | 505765.1548 | 4056 | 220856.5456 | 3442 | 177659.8382 | 31394.9 | 33777300 | 72 | 62248.957 | 72 | 36537.5065 | 72 | 33923.1271 | 5008.15 | 5551020 | 13 | 188590.3134 | 13 | 123522.346 | 13 | 121014.2495 | 17164.3 | 19338600 | 181.7887 | 97.96% | 66.85% | 1.73% | 8.227% | 0.3123% | 24.93% | 99.48% | 43.67% | 84.42% | 35.13% | 100% | 58.7% | 100% | 54.5% | 100% | 65.5% | 100% | 64.17% | Suburb Large | 2143.8795 | East North Central
44406 | 0.99683 | Youngstown | 0 | OH | 2008 | 10992 | 2609625.4064 | 168747.9 | 183655600 | 10336 | 1921221.4806 | 10098 | 746051.7988 | 8959 | 609821.6305 | 109838 | 118439000 | 618 | 479842.8547 | 617 | 272534.1558 | 617 | 251768.2046 | 39462.6 | 43116500 | 38 | 208561.0712 | 38 | 164163.6402 | 38 | 159844.471 | 19447.3 | 22100100 | 237.4113 | 94.03% | 73.62% | 5.622% | 18.39% | 0.3457% | 7.992% | 97.7% | 38.83% | 86.68% | 31.74% | 99.84% | 56.8% | 99.84% | 52.47% | 100% | 78.71% | 100% | 76.64% | Suburb Large | 446.4173 | East North Central
44408 | 0.024627 | Youngstown | 0 | OH | 2008 | 76 | 13990.1293 | 1090.238 | 1154702 | 74 | 12929.8818 | 72 | 6421.9012 | 66 | 5462.709 | 974.583 | 1033340 | 2 | 1060.2475 | 2 | 689.9827 | 2 | 663.2547 | 115.655 | 121362 | 0 | 0 | 0 | 0 | 0 | 0 | 0 | 0 | 184.0806 | 97.37% | 92.42% | 2.632% | 7.579% | 0% | 0% | 97.3% | 49.67% | 89.19% | 42.25% | 100% | 65.08% | 100% | 62.56% | #DIV/0! | #DIV/0! | #DIV/0! | #DIV/0! | Town Fringe | 293.545 | East North Central
44410 | 0.7855 | Youngstown | 0 | OH | 2008 | 9062 | 1866649.1548 | 117966.2 | 128471900 | 8664 | 1455232.1014 | 8412 | 574578.6844 | 7307 | 472051.1458 | 82528.6 | 89066700 | 378 | 285793.986 | 378 | 164526.3368 | 378 | 152335.4276 | 23599.9 | 25836900 | 20 | 125623.0674 | 20 | 103448.8792 | 20 | 100915.3271 | 11837.7 | 13568300 | 205.9864 | 95.61% | 77.96% | 4.171% | 15.31% | 0.2207% | 6.73% | 97.09% | 39.48% | 84.34% | 32.44% | 100% | 57.57% | 100% | 53.3% | 100% | 82.35% | 100% | 80.33% | Rural Fringe | 217.6804 | East North Central
44417 | 0.1063 | Youngstown | 0 | OH | 2008 | 257 | 43249.9785 | 3011.221 | 3191470 | 251 | 39559.5728 | 244 | 17734.8497 | 220 | 15206.7969 | 2650.63 | 2807740 | 6 | 3690.4057 | 6 | 2155.6466 | 6 | 2046.5565 | 360.591 | 383730 | 0 | 0 | 0 | 0 | 0 | 0 | 0 | 0 | 168.2879 | 97.67% | 91.47% | 2.335% | 8.533% | 0% | 0% | 97.21% | 44.83% | 87.65% | 38.44% | 100% | 58.41% | 100% | 55.46% | #DIV/0! | #DIV/0! | #DIV/0! | #DIV/0! | Rural Distant | 56.8237 | East North Central
44418 | 1 | Youngstown | 0 | OH | 2008 | 1115 | 189826.8515 | 13055.736 | 14060614 | 1085 | 166681.9919 | 1061 | 73041.2717 | 934 | 62252.0299 | 10860.9 | 11697800 | 29 | 20392.4373 | 29 | 12895.7339 | 29 | 12168.2367 | 1931.41 | 2070140 | 1 | 2752.4223 | 1 | 1917.6159 | 1 | 1866.0477 | 263.426 | 292674 | 170.2483 | 97.31% | 87.81% | 2.601% | 10.74% | 0.08969% | 1.45% | 97.79% | 43.82% | 86.08% | 37.35% | 100% | 63.24% | 100% | 59.67% | 100% | 69.67% | 100% | 67.8% | Rural Distant | 89.142 | East North Central
44420 | 1 | Youngstown | 0 | OH | 2008 | 8427 | 1423835.7947 | 91485.9 | 100143200 | 8170 | 1039370.9695 | 8024 | 415722.6179 | 6682 | 329745.6749 | 57838.4 | 62446700 | 227 | 198637.9218 | 227 | 133465.0935 | 227 | 126560.2226 | 17085.2 | 19008200 | 30 | 185826.9034 | 30 | 131420.5052 | 30 | 127931.4546 | 16562.3 | 18688300 | 168.9612 | 96.95% | 73% | 2.694% | 13.95% | 0.356% | 13.05% | 98.21% | 40% | 81.79% | 31.73% | 100% | 67.19% | 100% | 63.71% | 100% | 70.72% | 100% | 68.84% | Suburb Large | 1016.3663 | East North Central
44425 | 1 | Youngstown | 0 | OH | 2008 | 8402 | 1505405.1852 | 96643.3 | 105488700 | 8165 | 1136701.116 | 7964 | 447365.1035 | 6698 | 356868.2261 | 62086.2 | 66891800 | 210 | 181451.4232 | 210 | 117324.3819 | 210 | 111499.4235 | 15559.2 | 17307200 | 27 | 187252.646 | 27 | 155695.3461 | 27 | 152234.7472 | 18997.9 | 21289700 | 179.1722 | 97.18% | 75.51% | 2.499% | 12.05% | 0.3214% | 12.44% | 97.54% | 39.36% | 82.03% | 31.4% | 100% | 64.66% | 100% | 61.45% | 100% | 83.15% | 100% | 81.3% | Suburb Large | 523.4559 | East North Central
44428 | 0.18846 | Youngstown | 0 | OH | 2008 | 632 | 89628.0995 | 5620.978 | 6048636 | 622 | 83595.9339 | 605 | 36388.7165 | 509 | 30051.6082 | 5165.05 | 5538620 | 10 | 6032.1656 | 10 | 3316.3439 | 10 | 3086.9825 | 455.928 | 510016 | 0 | 0 | 0 | 0 | 0 | 0 | 0 | 0 | 141.8166 | 98.42% | 93.27% | 1.582% | 6.73% | 0% | 0% | 97.27% | 43.53% | 81.83% | 35.95% | 100% | 54.98% | 100% | 51.18% | #DIV/0! | #DIV/0! | #DIV/0! | #DIV/0! | Rural Distant | 64.3459 | East North Central
44430 | 0.059754 | Youngstown | 0 | OH | 2008 | 589 | 83145.4695 | 4712.67 | 5162731 | 578 | 66952.9062 | 546 | 24533.1714 | 428 | 19521.6261 | 3314.92 | 3596260 | 10 | 10690.1548 | 10 | 6150.4527 | 10 | 5718.531 | 858.785 | 950638 | 1 | 5502.4085 | 1 | 4618.298 | 1 | 4420.8698 | 538.965 | 615833 | 141.1638 | 98.13% | 80.53% | 1.698% | 12.86% | 0.1698% | 6.618% | 94.46% | 36.64% | 74.05% | 29.16% | 100% | 57.53% | 100% | 53.49% | 100% | 83.93% | 100% | 80.34% | Suburb Large | 390.4347 | East North Central
44436 | 1 | Youngstown | 0 | OH | 2008 | 2598 | 445920.8835 | 27726.29 | 30400450 | 2529 | 349563.3968 | 2488 | 141310.2364 | 2096 | 114788.7814 | 19977.4 | 21697100 | 61 | 49412.046 | 61 | 29270.7898 | 61 | 27642.4891 | 4027.58 | 4437850 | 8 | 46945.4407 | 8 | 31968.1232 | 8 | 30283.7761 | 3721.31 | 4265500 | 171.6401 | 97.34% | 78.39% | 2.348% | 11.08% | 0.3079% | 10.53% | 98.38% | 40.42% | 82.88% | 32.84% | 100% | 59.24% | 100% | 55.94% | 100% | 68.1% | 100% | 64.51% | City Small | 338.2912 | East North Central
44437 | 1 | Youngstown | 0 | OH | 2008 | 2228 | 414647.3988 | 29383.72 | 31550840 | 2201 | 280454.5513 | 2168 | 116801.0994 | 1847 | 93781.8549 | 16682 | 17758100 | 21 | 18812.1123 | 21 | 13309.8163 | 21 | 12810.0797 | 1771.82 | 1948240 | 6 | 115380.7351 | 6 | 67568.0335 | 6 | 65514.9516 | 10929.9 | 11844500 | 186.1075 | 98.79% | 67.64% | 0.9425% | 4.537% | 0.2693% | 27.83% | 98.5% | 41.65% | 83.92% | 33.44% | 100% | 70.75% | 100% | 68.09% | 100% | 58.56% | 100% | 56.78% | Suburb Large | 1254.5936 | East North Central
44438 | 1 | Youngstown | 0 | OH | 2008 | 2728 | 479543.3814 | 31225.47 | 34400640 | 2675 | 313350.6052 | 2632 | 122185.8623 | 2176 | 94386.4586 | 16495.3 | 17884300 | 39 | 33846.1435 | 39 | 22236.0216 | 39 | 21081.2114 | 2785.87 | 3125140 | 14 | 132346.6327 | 14 | 88999.3287 | 14 | 85801.5992 | 11944.3 | 13391200 | 175.7857 | 98.06% | 65.34% | 1.43% | 7.058% | 0.5132% | 27.6% | 98.39% | 38.99% | 81.35% | 30.12% | 100% | 65.7% | 100% | 62.29% | 100% | 67.25% | 100% | 64.83% | Suburb Large | 460.1403 | East North Central
44440 | 1 | Youngstown | 0 | OH | 2008 | 2139 | 413085.5908 | 25799.03 | 28244210 | 2078 | 310049.7554 | 2041 | 118647.0938 | 1777 | 95308.4048 | 16676.6 | 17990700 | 50 | 44396.5132 | 50 | 30212.064 | 50 | 29058.2758 | 3920.98 | 4352060 | 11 | 58639.3222 | 11 | 44489.0033 | 11 | 42428.9405 | 5201.45 | 5901450 | 193.1209 | 97.15% | 75.06% | 2.338% | 10.75% | 0.5143% | 14.2% | 98.22% | 38.27% | 85.51% | 30.74% | 100% | 68.05% | 100% | 65.45% | 100% | 75.87% | 100% | 72.36% | Suburb Large | 536.2708 | East North Central
44442 | 0.94935 | Youngstown | 0 | OH | 2008 | 2093 | 367608.2501 | 24208.1 | 26354580 | 2046 | 313704.1216 | 2011 | 135146.8897 | 1801 | 110279.417 | 19548.7 | 21176700 | 42 | 33679.8072 | 42 | 20315.7953 | 41 | 19006.6724 | 2800.45 | 3094060 | 5 | 20224.3212 | 5 | 14856.7164 | 5 | 14160.1223 | 1858.95 | 2083820 | 175.637 | 97.75% | 85.34% | 2.007% | 9.162% | 0.2389% | 5.502% | 98.29% | 43.08% | 88.03% | 35.15% | 100% | 60.32% | 97.62% | 56.43% | 100% | 73.46% | 100% | 70.02% | Rural Fringe | 273.8742 | East North Central
44443 | 0.10289 | Youngstown | 0 | OH | 2008 | 95 | 14860.2859 | 981.015 | 1066850 | 92 | 12796.1497 | 90 | 5610.6011 | 80 | 4736.8505 | 802.988 | 870492 | 3 | 2064.1362 | 3 | 1358.4664 | 3 | 1214.922 | 178.027 | 196358 | 0 | 0 | 0 | 0 | 0 | 0 | 0 | 0 | 156.4241 | 96.84% | 86.11% | 3.158% | 13.89% | 0% | 0% | 97.83% | 43.85% | 86.96% | 37.02% | 100% | 65.81% | 100% | 58.86% | #DIV/0! | #DIV/0! | #DIV/0! | #DIV/0! | Rural Fringe | 231.34 | East North Central
44446 | 1 | Youngstown | 0 | OH | 2008 | 10348 | 2215322.7002 | 155032.1 | 172386400 | 9964 | 1178732.1554 | 9687 | 449994.9893 | 7704 | 347893.2102 | 60554.1 | 65660500 | 317 | 274019.6433 | 317 | 174008.5048 | 316 | 163348.1745 | 22629.8 | 25305100 | 67 | 762570.9014 | 67 | 586165.1432 | 67 | 573295.4828 | 71848.2 | 81420800 | 214.0822 | 96.29% | 53.21% | 3.063% | 12.37% | 0.6475% | 34.42% | 97.22% | 38.18% | 77.32% | 29.51% | 100% | 63.5% | 99.68% | 59.61% | 100% | 76.87% | 100% | 75.18% | Suburb Large | 1525.2372 | East North Central
44451 | 0.54812 | Youngstown | 0 | OH | 2008 | 1553 | 352514.929 | 26842.92 | 29288120 | 1465 | 236726.9217 | 1439 | 105278.9556 | 1289 | 89794.9151 | 15574.3 | 16815600 | 76 | 66761.4882 | 76 | 43263.2632 | 75 | 41040.9263 | 5990.28 | 6603470 | 12 | 49026.5191 | 12 | 41659.6671 | 12 | 41100.3206 | 5278.34 | 5869050 | 226.9897 | 94.33% | 67.15% | 4.894% | 18.94% | 0.7727% | 13.91% | 98.23% | 44.47% | 87.99% | 37.93% | 100% | 64.8% | 98.68% | 61.47% | 100% | 84.97% | 100% | 83.83% | Rural Fringe | 105.5568 | East North Central
44452 | 0.53743 | Youngstown | 0 | OH | 2008 | 1088 | 303306.0948 | 22947.33 | 25462540 | 984 | 163163.437 | 969 | 72073.2878 | 843 | 60306.1414 | 10416.4 | 11327200 | 92 | 80641.7396 | 92 | 53373.4207 | 92 | 50978.3079 | 6963.82 | 7808420 | 12 | 59500.9182 | 12 | 45794.8851 | 12 | 44590.7951 | 5567.11 | 6326920 | 278.774 | 90.44% | 53.79% | 8.456% | 26.59% | 1.103% | 19.62% | 98.48% | 44.17% | 85.67% | 36.96% | 100% | 66.19% | 100% | 63.22% | 100% | 76.97% | 100% | 74.94% | Rural Fringe | 207.4599 | East North Central
44454 | 0.031841 | Youngstown | 0 | OH | 2008 | 14 | 3428.378 | 251.9532 | 275398 | 12 | 2081.3368 | 11 | 989.8702 | 11 | 896.7832 | 160.934 | 172773 | 2 | 1347.0412 | 2 | 751.8342 | 2 | 680.4635 | 91.0192 | 102625 | 0 | 0 | 0 | 0 | 0 | 0 | 0 | 0 | 244.8841 | 85.71% | 60.71% | 14.29% | 39.29% | 0% | 0% | 91.67% | 47.56% | 91.67% | 43.09% | 100% | 55.81% | 100% | 50.52% | #DIV/0! | #DIV/0! | #DIV/0! | #DIV/0! | Rural Fringe | 231.0866 | East North Central
44460 | 0.083923 | Youngstown | 0 | OH | 2008 | 629 | 131228.0122 | 9463.182 | 10346858 | 588 | 90482.7179 | 578 | 40418.4393 | 497 | 34391.5697 | 6030.43 | 6522960 | 38 | 32583.651 | 38 | 18277.0995 | 38 | 17568.6217 | 2737.72 | 3047630 | 3 | 8161.6433 | 3 | 5572.1803 | 3 | 5281.4724 | 695.032 | 776268 | 208.6296 | 93.48% | 68.95% | 6.041% | 24.83% | 0.4769% | 6.219% | 98.3% | 44.67% | 84.52% | 38.01% | 100% | 56.09% | 100% | 53.92% | 100% | 68.27% | 100% | 64.71% | Rural Fringe | 250.5283 | East North Central
44471 | 1 | Youngstown | 0 | OH | 2008 | 5652 | 827785.971 | 52806.84 | 57811760 | 5527 | 606862.385 | 5465 | 229799.3758 | 4588 | 181026.2356 | 32260.9 | 35054000 | 109 | 101266.8448 | 109 | 64909.6797 | 109 | 61099.1111 | 8324.04 | 9320960 | 16 | 119656.7412 | 16 | 91465.3537 | 16 | 89249.0078 | 12221.9 | 13436800 | 146.4589 | 97.79% | 73.31% | 1.929% | 12.23% | 0.2831% | 14.46% | 98.88% | 37.87% | 83.01% | 29.83% | 100% | 64.1% | 100% | 60.33% | 100% | 76.44% | 100% | 74.59% | Suburb Large | 2427.9723 | East North Central
44473 | 1 | Youngstown | 0 | OH | 2008 | 2837 | 662868.2253 | 47700.9 | 52684700 | 2682 | 395224.1929 | 2611 | 161609.4748 | 2221 | 132854.1293 | 22900.7 | 24743800 | 133 | 120955.2307 | 133 | 76299.7647 | 132 | 72281.432 | 10557.2 | 11629700 | 22 | 146688.8018 | 22 | 123799.1172 | 22 | 121699.6281 | 14243 | 16311200 | 233.6511 | 94.54% | 59.62% | 4.688% | 18.25% | 0.7755% | 22.13% | 97.35% | 40.89% | 82.81% | 33.61% | 100% | 63.08% | 99.25% | 59.76% | 100% | 84.4% | 100% | 82.96% | Rural Fringe | 162.7566 | East North Central
44481 | 0.56715 | Youngstown | 0 | OH | 2008 | 2201 | 565959.8135 | 42930.26 | 47676350 | 2124 | 325481.5649 | 2100 | 141298.7257 | 1858 | 114162.7492 | 19532.4 | 21173900 | 56 | 52729.8763 | 56 | 36536.1679 | 56 | 34982.4442 | 4955.46 | 5423350 | 21 | 187748.3723 | 21 | 161469.1126 | 21 | 157923.864 | 18442.4 | 21079100 | 257.1376 | 96.5% | 57.51% | 2.544% | 9.317% | 0.9541% | 33.17% | 98.87% | 43.41% | 87.48% | 35.08% | 100% | 69.29% | 100% | 66.34% | 100% | 86% | 100% | 84.11% | Rural Fringe | 234.428 | East North Central
44483 | 0.9568 | Youngstown | 0 | OH | 2008 | 15232 | 3867676.306 | 286946.7 | 320761100 | 14631 | 1760494.9956 | 14087 | 664517.0991 | 11056 | 520027.7279 | 91621.1 | 99132100 | 480 | 442413.308 | 480 | 295204.1066 | 479 | 279486.8305 | 37398.6 | 41815000 | 121 | 1664768.0024 | 121 | 1309979.5611 | 121 | 1282386.7888 | 157927 | 179814000 | 253.9178 | 96.05% | 45.52% | 3.151% | 11.44% | 0.7944% | 43.04% | 96.28% | 37.75% | 75.57% | 29.54% | 100% | 66.73% | 99.79% | 63.17% | 100% | 78.69% | 100% | 77.03% | Rural Fringe | 977.6872 | East North Central
44484 | 1 | Youngstown | 0 | OH | 2008 | 11454 | 2239415.2121 | 132447.8 | 146540700 | 11022 | 1570993.342 | 10523 | 542668.6918 | 8163 | 420655.2431 | 74417.6 | 80901000 | 381 | 311918.1585 | 381 | 192344.7025 | 380 | 177677.2831 | 24409.7 | 27261600 | 51 | 356503.7116 | 51 | 290056.0249 | 51 | 282682.4858 | 33620.5 | 38378100 | 195.5138 | 96.23% | 70.15% | 3.326% | 13.93% | 0.4453% | 15.92% | 95.47% | 34.54% | 74.06% | 26.78% | 100% | 61.67% | 99.74% | 56.96% | 100% | 81.36% | 100% | 79.29% | Suburb Large | 1254.652 | East North Central
44485 | 1 | Youngstown | 0 | OH | 2008 | 8053 | 1203533.0228 | 71466.8 | 79186000 | 7874 | 844452.0796 | 7514 | 300846.2519 | 5882 | 232353.1089 | 40393.5 | 44052400 | 150 | 130213.9441 | 150 | 84500.6403 | 150 | 79414.3048 | 10521.3 | 11832800 | 29 | 228866.999 | 29 | 173265.1563 | 29 | 166930.1045 | 20552 | 23300800 | 149.4515 | 97.78% | 70.16% | 1.863% | 10.82% | 0.3601% | 19.02% | 95.43% | 35.63% | 74.7% | 27.52% | 100% | 64.89% | 100% | 60.99% | 100% | 75.71% | 100% | 72.94% | City Small | 1903.2085 | East North Central
44501 | 1 | Youngstown | 0 | OH | 2008 | 1 | 12154.39 | 1225.39 | 1411960 | 0 | 0 | 0 | 0 | 0 | 0 | 0 | 0 | 0 | 0 | 0 | 0 | 0 | 0 | 0 | 0 | 1 | 12154.39 | 1 | 11104.589 | 1 | 10868.1832 | 1225.39 | 1411960 | 12154.39 | 0% | 0% | 0% | 0% | 100% | 100% | #DIV/0! | #DIV/0! | #DIV/0! | #DIV/0! | #DIV/0! | #DIV/0! | #DIV/0! | #DIV/0! | 100% | 91.36% | 100% | 89.42% | City Small | 1539.2268 | East North Central
44502 | 1 | Youngstown | 0 | OH | 2008 | 5972 | 1227869.5705 | 87751.9 | 98074900 | 5669 | 537423.6504 | 5605 | 214866.508 | 4511 | 166698.364 | 29268.1 | 31748300 | 236 | 240725.3564 | 236 | 163239.0164 | 236 | 154976.7186 | 19515.5 | 22086600 | 67 | 449720.5637 | 67 | 321251.4876 | 67 | 309509.2957 | 38968.3 | 44240000 | 205.6044 | 94.93% | 43.77% | 3.952% | 19.61% | 1.122% | 36.63% | 98.87% | 39.98% | 79.57% | 31.02% | 100% | 67.81% | 100% | 64.38% | 100% | 71.43% | 100% | 68.82% | City Small | 2042.7838 | East North Central
44503 | 1 | Youngstown | 0 | OH | 2008 | 125 | 231840.2454 | 16203.421 | 18603012 | 39 | 8519.6517 | 38 | 4581.7041 | 38 | 4113.6306 | 498.991 | 571412 | 60 | 75916.4343 | 60 | 45010.0324 | 60 | 41799.0789 | 5070.13 | 5808900 | 26 | 147404.1593 | 26 | 92765.8647 | 26 | 88132.1161 | 10634.3 | 12222700 | 1854.722 | 31.2% | 3.675% | 48% | 32.75% | 20.8% | 63.58% | 97.44% | 53.78% | 97.44% | 48.28% | 100% | 59.29% | 100% | 55.06% | 100% | 62.93% | 100% | 59.79% | City Small | 1507.3394 | East North Central
44504 | 1 | Youngstown | 0 | OH | 2008 | 1789 | 396683.6345 | 24579.29 | 27327060 | 1711 | 219392.8347 | 1667 | 74392.5071 | 1411 | 57563.6443 | 10507.9 | 11381400 | 61 | 57253.2301 | 61 | 36946.84 | 61 | 34650.868 | 4545.48 | 5100460 | 17 | 120037.5696 | 17 | 83229.3092 | 17 | 79426.9664 | 9525.91 | 10845200 | 221.7348 | 95.64% | 55.31% | 3.41% | 14.43% | 0.9503% | 30.26% | 97.43% | 33.91% | 82.47% | 26.24% | 100% | 64.53% | 100% | 60.52% | 100% | 69.34% | 100% | 66.17% | City Small | 3101.3625 | East North Central
44505 | 1 | Youngstown | 0 | OH | 2008 | 8503 | 1885696.9381 | 125366.9 | 138829100 | 8131 | 1107078.1049 | 7951 | 409592.911 | 6535 | 324692.727 | 55371.4 | 60056600 | 314 | 279816.5325 | 314 | 180367.5418 | 313 | 170042.2759 | 22442.5 | 25229100 | 58 | 498802.3006 | 58 | 389776.5456 | 58 | 378425.2474 | 47553 | 53543400 | 221.7684 | 95.63% | 58.71% | 3.693% | 14.84% | 0.6821% | 26.45% | 97.79% | 37% | 80.37% | 29.33% | 100% | 64.46% | 99.68% | 60.77% | 100% | 78.14% | 100% | 75.87% | City Small | 1070.986 | East North Central
44506 | 1 | Youngstown | 0 | OH | 2008 | 1734 | 213467.8373 | 12659.27 | 14054950 | 1678 | 138993.3756 | 1660 | 49596.1726 | 1183 | 36198.4655 | 6498.84 | 7070340 | 49 | 48043.2659 | 49 | 30802.2402 | 49 | 29005.1457 | 3881.19 | 4372970 | 7 | 26431.1958 | 7 | 19357.1286 | 7 | 18610.6938 | 2279.24 | 2611640 | 123.1072 | 96.77% | 65.11% | 2.826% | 22.51% | 0.4037% | 12.38% | 98.93% | 35.68% | 70.5% | 26.04% | 100% | 64.11% | 100% | 60.37% | 100% | 73.24% | 100% | 70.41% | City Small | 1573.4175 | East North Central
44507 | 1 | Youngstown | 0 | OH | 2008 | 3249 | 492838.5319 | 32315.45 | 35651080 | 3128 | 318515.7531 | 3090 | 121244.1887 | 2553 | 95149.8239 | 17111.1 | 18501800 | 101 | 100664.7841 | 100 | 70456.4718 | 100 | 67515.9166 | 8532.17 | 9624060 | 20 | 73657.9947 | 20 | 55863.1642 | 20 | 54170.2333 | 6672.18 | 7525220 | 151.6893 | 96.28% | 64.63% | 3.109% | 20.43% | 0.6156% | 14.95% | 98.79% | 38.07% | 81.62% | 29.87% | 99.01% | 69.99% | 99.01% | 67.07% | 100% | 75.84% | 100% | 73.54% | City Small | 3362.6098 | East North Central
44509 | 1 | Youngstown | 0 | OH | 2008 | 6288 | 1018688.7384 | 72867.9 | 80615800 | 6100 | 610065.6222 | 6029 | 245393.2564 | 4994 | 194975.244 | 34718.7 | 37143100 | 154 | 151236.1046 | 154 | 109025.7253 | 154 | 104749.2853 | 12841.9 | 14579700 | 34 | 257387.0116 | 34 | 218757.6878 | 34 | 215580.1489 | 25307.3 | 28893000 | 162.0052 | 97.01% | 59.89% | 2.449% | 14.85% | 0.5407% | 25.27% | 98.84% | 40.22% | 81.87% | 31.96% | 100% | 72.09% | 100% | 69.26% | 100% | 84.99% | 100% | 83.76% | City Small | 2190.725 | East North Central
44510 | 1 | Youngstown | 0 | OH | 2008 | 1358 | 335067.5181 | 24241.87 | 27080790 | 1293 | 121815.534 | 1280 | 45847.973 | 960 | 35805.6559 | 6553.84 | 6998820 | 45 | 39758.6795 | 45 | 23300.8137 | 45 | 21612.0453 | 3024.33 | 3395170 | 20 | 173493.3046 | 20 | 115711.6309 | 20 | 112575.7014 | 14663.7 | 16686800 | 246.736 | 95.21% | 36.36% | 3.314% | 11.87% | 1.473% | 51.78% | 98.99% | 37.64% | 74.25% | 29.39% | 100% | 58.61% | 100% | 54.36% | 100% | 66.7% | 100% | 64.89% | City Small | 1183.6587 | East North Central
44511 | 1 | Youngstown | 0 | OH | 2008 | 10074 | 1470465.3171 | 75031.24 | 81766630 | 9969 | 1333039.209 | 9710 | 465042.8489 | 7928 | 352999.8028 | 63226.6 | 68546500 | 89 | 83625.5876 | 89 | 52680.4359 | 89 | 49737.0125 | 6936.71 | 7703730 | 16 | 53800.5206 | 16 | 41951.4655 | 16 | 39774.6948 | 4867.93 | 5516400 | 145.9664 | 98.96% | 90.65% | 0.8835% | 5.687% | 0.1588% | 3.659% | 97.4% | 34.89% | 79.53% | 26.48% | 100% | 63% | 100% | 59.48% | 100% | 77.98% | 100% | 73.93% | City Small | 2356.5166 | East North Central
44512 | 1 | Youngstown | 0 | OH | 2008 | 13626 | 3339254.2065 | 227411.9 | 253106600 | 12898 | 1941044.866 | 12583 | 700756.0909 | 10604 | 558681.8913 | 97482 | 105851000 | 600 | 551456.1387 | 600 | 377883.0641 | 599 | 359847.0578 | 48464.4 | 53992300 | 128 | 846753.2018 | 128 | 713267.4024 | 128 | 699607.686 | 81465.5 | 93263300 | 245.0649 | 94.66% | 58.13% | 4.403% | 16.51% | 0.9394% | 25.36% | 97.56% | 36.1% | 82.21% | 28.78% | 100% | 68.52% | 99.83% | 65.25% | 100% | 84.24% | 100% | 82.62% | City Small | 1917.6256 | East North Central
44514 | 1 | Youngstown | 0 | OH | 2008 | 10837 | 2087033.7283 | 130270.7 | 141499400 | 10461 | 1686610.47 | 10262 | 649704.9738 | 8996 | 523340.289 | 94059 | 101659000 | 349 | 278955.0214 | 349 | 167174.3249 | 349 | 155068.4489 | 24368.8 | 26546000 | 27 | 121468.2369 | 27 | 95352.493 | 27 | 92571.5493 | 11842.9 | 13294400 | 192.5841 | 96.53% | 80.81% | 3.22% | 13.37% | 0.2491% | 5.82% | 98.1% | 38.52% | 86% | 31.03% | 100% | 59.93% | 100% | 55.59% | 100% | 78.5% | 100% | 76.21% | Suburb Large | 750.7122 | East North Central
44515 | 1 | Youngstown | 0 | OH | 2008 | 11805 | 2729054.8492 | 199827.2 | 220758600 | 11301 | 1638863.4337 | 11137 | 683347.8898 | 9932 | 558339.6863 | 98087.8 | 105455000 | 412 | 381052.7925 | 412 | 247387.6853 | 412 | 235091.8087 | 32581.7 | 36194400 | 92 | 709138.6229 | 92 | 602942.0515 | 92 | 592379.6799 | 69157.7 | 79109200 | 231.1779 | 95.73% | 60.05% | 3.49% | 13.96% | 0.7793% | 25.98% | 98.55% | 41.7% | 87.89% | 34.07% | 100% | 64.92% | 100% | 61.7% | 100% | 85.02% | 100% | 83.54% | Suburb Large | 1310.9595 | East North Central
44646 | 0.0050038 | Cleveland | 0 | OH | 2012 | 77 | 18490.8167 | 1369.249 | 1518880 | 70 | 12485.49 | 68 | 5355.562 | 63 | 4394.2204 | 776.369 | 862719 | 7 | 6005.3266 | 7 | 4231.7468 | 7 | 4063.4444 | 592.88 | 656161 | 0 | 0 | 0 | 0 | 0 | 0 | 0 | 0 | 240.1405 | 90.91% | 67.52% | 9.091% | 32.48% | 0% | 0% | 97.14% | 42.89% | 90% | 35.19% | 100% | 70.47% | 100% | 67.66% | #DIV/0! | #DIV/0! | #DIV/0! | #DIV/0! | Suburb Large | 1576.4652 | East North Central
44685 | 0.18517 | Cleveland | 0 | OH | 2012 | 2447 | 518857.5957 | 33951.58 | 37315490 | 2383 | 410899.3819 | 2356 | 166700.0366 | 2184 | 132313.9557 | 24071.3 | 26168400 | 54 | 54985.3849 | 54 | 34776.6872 | 53 | 32885.8324 | 5007.11 | 5542490 | 10 | 52972.8288 | 10 | 40299.2289 | 10 | 38864.2287 | 4873.17 | 5604600 | 212.0382 | 97.38% | 79.19% | 2.207% | 10.6% | 0.4087% | 10.21% | 98.87% | 40.57% | 91.65% | 32.2% | 100% | 63.25% | 98.15% | 59.81% | 100% | 76.08% | 100% | 73.37% | Suburb Large | 941.3848 | East North Central
44718 | 0.14584 | Cleveland | 0 | OH | 2012 | 1277 | 263722.3385 | 15416.193 | 16921033 | 1269 | 251584.7271 | 1254 | 98736.41 | 1177 | 77985.5975 | 14310.9 | 15659300 | 7 | 5790.7135 | 7 | 3469.8982 | 7 | 3218.2215 | 473.823 | 535336 | 1 | 6346.8979 | 1 | 5340.1189 | 1 | 5175.1901 | 631.47 | 726397 | 206.5171 | 99.37% | 95.4% | 0.5482% | 2.196% | 0.07831% | 2.407% | 98.82% | 39.25% | 92.75% | 31% | 100% | 59.92% | 100% | 55.58% | 100% | 84.14% | 100% | 81.54% | Suburb Large | 1455.6903 | East North Central
44720 | 0.63217 | Cleveland | 0 | OH | 2012 | 9542 | 2943382.0794 | 223614.2 | 252897600 | 8877 | 1446652.6034 | 8651 | 575298.8865 | 7462 | 464557.4491 | 81692.5 | 89581600 | 534 | 489955.6257 | 534 | 337137.9304 | 534 | 319470.8401 | 44194.8 | 49635000 | 131 | 1006773.8503 | 131 | 862273.8036 | 131 | 844134.5502 | 97726.9 | 113681000 | 308.4659 | 93.03% | 49.15% | 5.596% | 16.65% | 1.373% | 34.2% | 97.45% | 39.77% | 84.06% | 32.11% | 100% | 68.81% | 100% | 65.2% | 100% | 85.65% | 100% | 83.85% | Suburb Large | 1219.8407 | East North Central
45001 | 0.84722 | Cincinnati | 0 | OH | 2010 | 120 | 15697.698 | 633.589 | 778302 | 115 | 11844.2821 | 111 | 3485.8405 | 70 | 2290.5174 | 396.032 | 486107 | 5 | 3853.4159 | 5 | 1938.9652 | 5 | 1730.3997 | 237.557 | 292195 | 0 | 0 | 0 | 0 | 0 | 0 | 0 | 0 | 130.8141 | 95.83% | 75.45% | 4.167% | 24.55% | 0% | 0% | 96.52% | 29.43% | 60.87% | 19.34% | 100% | 50.32% | 100% | 44.91% | #DIV/0! | #DIV/0! | #DIV/0! | #DIV/0! | Suburb Large | 1425.9972 | East North Central
45002 | 0.1071 | Cincinnati | 0 | OH | 2010 | 774 | 143664.2912 | 8042.892 | 9584228 | 767 | 138984.2141 | 758 | 52594.0773 | 686 | 41717.343 | 7676.31 | 9141130 | 7 | 4680.0771 | 7 | 2349.2253 | 7 | 2087.7357 | 366.582 | 443098 | 0 | 0 | 0 | 0 | 0 | 0 | 0 | 0 | 185.6128 | 99.1% | 96.74% | 0.9044% | 3.258% | 0% | 0% | 98.83% | 37.84% | 89.44% | 30.02% | 100% | 50.2% | 100% | 44.61% | #DIV/0! | #DIV/0! | #DIV/0! | #DIV/0! | Rural Fringe | 373.8373 | East North Central
45052 | 0.060338 | Cincinnati | 0 | OH | 2010 | 426 | 79088.3441 | 4633.5069 | 5515512.8 | 424 | 76143.7532 | 421 | 30358.7122 | 393 | 24701.2858 | 4385.68 | 5208500 | 1 | 600.567 | 1 | 290.9878 | 1 | 264.9878 | 43.1819 | 52452.8 | 1 | 2344.0239 | 1 | 1837.4182 | 1 | 1751.7933 | 204.645 | 254560 | 185.6534 | 99.53% | 96.28% | 0.2347% | 0.7594% | 0.2347% | 2.964% | 99.29% | 39.87% | 92.69% | 32.44% | 100% | 48.45% | 100% | 44.12% | 100% | 78.39% | 100% | 74.73% | Suburb Large | 506.4751 | East North Central
45202 | 0.99978 | Cincinnati | Cincinnati, OH | OH | 2010 | 2069 | 1410861.6705 | 81398.5 | 93704300 | 1600 | 229773.0562 | 1582 | 89587.9473 | 1273 | 69362.6003 | 10049 | 11352900 | 363 | 370674.24 | 363 | 190609.8319 | 363 | 170469.1495 | 21596.2 | 24789100 | 106 | 810414.3744 | 106 | 435797.4677 | 106 | 407521.8816 | 49753.3 | 57562300 | 681.9051 | 77.33% | 16.29% | 17.54% | 26.27% | 5.123% | 57.44% | 98.88% | 38.99% | 79.56% | 30.19% | 100% | 51.42% | 100% | 45.99% | 100% | 53.77% | 100% | 50.29% | City Large | 5884.9712 | East North Central
45203 | 1 | Cincinnati | Cincinnati, OH | OH | 2010 | 383 | 421720.1827 | 35635.24 | 40984970 | 220 | 37056.6879 | 220 | 19364.2498 | 208 | 17001.3973 | 2451.18 | 2738970 | 111 | 118459.0988 | 111 | 79977.0744 | 111 | 75907.9081 | 9535.06 | 10941700 | 52 | 266204.3961 | 52 | 206102.9542 | 52 | 199501.7429 | 23649 | 27304300 | 1101.0971 | 57.44% | 8.787% | 28.98% | 28.09% | 13.58% | 63.12% | 100% | 52.26% | 94.55% | 45.88% | 100% | 67.51% | 100% | 64.08% | 100% | 77.42% | 100% | 74.94% | City Large | 1977.6534 | East North Central
45204 | 0.99998 | Cincinnati | Cincinnati, OH | OH | 2010 | 2217 | 507236.0435 | 32901.45 | 40499800 | 2064 | 227774.1998 | 2007 | 86701.9744 | 1431 | 65939.0283 | 10134.1 | 12226800 | 118 | 118168.7455 | 118 | 78056.2742 | 118 | 73137.9085 | 9040.95 | 11177400 | 35 | 161293.0983 | 35 | 120870.8763 | 35 | 115817.3992 | 13726.4 | 17095600 | 228.7939 | 93.1% | 44.9% | 5.323% | 23.3% | 1.579% | 31.8% | 97.24% | 38.06% | 69.33% | 28.95% | 100% | 66.05% | 100% | 61.89% | 100% | 74.94% | 100% | 71.81% | City Large | 2060.5019 | East North Central
45205 | 1 | Cincinnati | Cincinnati, OH | OH | 2010 | 5768 | 702674.086 | 35019.61 | 42353160 | 5662 | 573565.9777 | 5612 | 196240.4914 | 4326 | 141248.1484 | 25214.5 | 30223300 | 97 | 86788.3723 | 97 | 53776.3171 | 97 | 49951.7468 | 6235.22 | 7713970 | 9 | 42319.736 | 9 | 30865.0306 | 9 | 29542.3805 | 3569.89 | 4415890 | 121.8228 | 98.16% | 81.63% | 1.682% | 12.35% | 0.156% | 6.023% | 99.12% | 34.21% | 76.4% | 24.63% | 100% | 61.96% | 100% | 57.56% | 100% | 72.93% | 100% | 69.81% | City Large | 5873.6637 | East North Central
45206 | 0.99965 | Cincinnati | Cincinnati, OH | OH | 2010 | 2519 | 710331.6396 | 43930.4 | 49951300 | 2254 | 319251.1225 | 2223 | 123138.0348 | 1766 | 94642.7454 | 14947.4 | 16678000 | 230 | 228141.0754 | 230 | 139041.9115 | 230 | 128943.75 | 16629.7 | 18991800 | 35 | 162939.4416 | 35 | 109330.0502 | 35 | 102831.0017 | 12353.3 | 14281500 | 281.9895 | 89.48% | 44.94% | 9.131% | 32.12% | 1.389% | 22.94% | 98.62% | 38.57% | 78.35% | 29.65% | 100% | 60.95% | 100% | 56.52% | 100% | 67.1% | 100% | 63.11% | City Large | 5070.7636 | East North Central
45207 | 1 | Cincinnati | Cincinnati, OH | OH | 2010 | 2200 | 364713.8139 | 22796.97 | 25682680 | 2137 | 203935.1345 | 2111 | 71760.5386 | 1614 | 51970.745 | 9483.6 | 10381300 | 44 | 49503.3897 | 44 | 32094.9704 | 44 | 29859.8852 | 3781.76 | 4316180 | 19 | 111275.2896 | 19 | 81843.3634 | 19 | 78436.0901 | 9531.61 | 10985200 | 165.779 | 97.14% | 55.92% | 2% | 13.57% | 0.8636% | 30.51% | 98.78% | 35.19% | 75.53% | 25.48% | 100% | 64.83% | 100% | 60.32% | 100% | 73.55% | 100% | 70.49% | City Large | 5867.9154 | East North Central
45208 | 1 | Cincinnati | Cincinnati, OH | OH | 2010 | 5939 | 999048.4637 | 46678.56 | 52504750 | 5783 | 767739.4781 | 5612 | 234898.4302 | 4210 | 166416.5787 | 29891.5 | 33334700 | 138 | 120011.5247 | 138 | 64292.5105 | 138 | 57633.3235 | 7987.19 | 9043650 | 18 | 111297.4609 | 18 | 76977.3444 | 18 | 72821.6114 | 8799.87 | 10126400 | 168.2183 | 97.37% | 76.85% | 2.324% | 12.01% | 0.3031% | 11.14% | 97.04% | 30.6% | 72.8% | 21.68% | 100% | 53.57% | 100% | 48.02% | 100% | 69.16% | 100% | 65.43% | City Large | 4238.489 | East North Central
45209 | 1 | Cincinnati | Cincinnati, OH | OH | 2010 | 3564 | 954737.5154 | 69269.84 | 79569940 | 3398 | 339435.78 | 3346 | 117730.0819 | 2604 | 87505.7376 | 15542.2 | 17174600 | 119 | 101505.2818 | 119 | 62764.0133 | 119 | 57623.8185 | 7225.04 | 8336640 | 47 | 513796.4536 | 47 | 384101.8186 | 47 | 369795.8326 | 46502.6 | 54058700 | 267.8837 | 95.34% | 35.55% | 3.339% | 10.63% | 1.319% | 53.82% | 98.47% | 34.68% | 76.63% | 25.78% | 100% | 61.83% | 100% | 56.77% | 100% | 74.76% | 100% | 71.97% | City Large | 4397.8183 | East North Central
45211 | 0.99994 | Cincinnati | Cincinnati, OH | OH | 2010 | 11938 | 1868770.3069 | 109909.5 | 132377700 | 11600 | 1453111.0712 | 11464 | 557171.95 | 9646 | 430586.4569 | 75640.4 | 90142400 | 313 | 265012.1434 | 312 | 165596.0755 | 312 | 154297.8691 | 20495 | 25078900 | 25 | 150647.0922 | 25 | 120854.377 | 25 | 116875.906 | 13774.1 | 17156400 | 156.5396 | 97.17% | 77.76% | 2.622% | 14.18% | 0.2094% | 8.061% | 98.83% | 38.34% | 83.16% | 29.63% | 99.68% | 62.49% | 99.68% | 58.22% | 100% | 80.22% | 100% | 77.58% | City Large | 3916.9179 | East North Central
45212 | 1 | Cincinnati | 0 | OH | 2010 | 7931 | 1380235.9132 | 88137.6 | 99952000 | 7650 | 761629.634 | 7561 | 276908.8767 | 5868 | 202815.4739 | 35996.2 | 39629800 | 208 | 194370.6134 | 208 | 127369.2487 | 208 | 119686.2715 | 15378.7 | 17624400 | 73 | 424235.6657 | 73 | 323784.9558 | 73 | 311661.1716 | 36762.7 | 42697800 | 174.0305 | 96.46% | 55.18% | 2.623% | 14.08% | 0.9204% | 30.74% | 98.84% | 36.36% | 76.71% | 26.63% | 100% | 65.53% | 100% | 61.58% | 100% | 76.32% | 100% | 73.46% | Suburb Large | 5698.5101 | East North Central
45213 | 0.99536 | Cincinnati | Cincinnati, OH | OH | 2010 | 4396 | 801887.2831 | 46793.54 | 53117010 | 4274 | 506332.2972 | 4155 | 156983.3878 | 3079 | 112920.6596 | 20208.5 | 22359300 | 95 | 88569.1622 | 95 | 56390.7682 | 95 | 52785.8807 | 6886.34 | 7842810 | 27 | 206985.8237 | 27 | 175832.0066 | 27 | 170940.317 | 19698.7 | 22914900 | 182.4129 | 97.22% | 63.14% | 2.161% | 11.05% | 0.6142% | 25.81% | 97.22% | 31% | 72.04% | 22.3% | 100% | 63.67% | 100% | 59.6% | 100% | 84.95% | 100% | 82.59% | City Large | 3978.936 | East North Central
45214 | 1 | Cincinnati | Cincinnati, OH | OH | 2010 | 2346 | 777782.7314 | 53124.7 | 61118300 | 2093 | 267428.6383 | 2074 | 106078.2118 | 1569 | 82379.8257 | 12305.9 | 13816300 | 198 | 195327.519 | 198 | 123823.7649 | 198 | 114924.8738 | 14054.9 | 16262400 | 55 | 315026.5741 | 55 | 235146.0989 | 55 | 226194.0477 | 26763.9 | 31039600 | 331.5357 | 89.22% | 34.38% | 8.44% | 25.11% | 2.344% | 40.5% | 99.09% | 39.67% | 74.96% | 30.8% | 100% | 63.39% | 100% | 58.84% | 100% | 74.64% | 100% | 71.8% | City Large | 4024.9204 | East North Central
45216 | 0.31681 | Cincinnati | Cincinnati, OH | OH | 2010 | 1705 | 370415.6156 | 23317.39 | 26787420 | 1625 | 166164.3667 | 1606 | 58665.2233 | 1120 | 42085.4545 | 6881.33 | 7798330 | 56 | 55675.0749 | 56 | 37204.7574 | 56 | 34733.9864 | 4278.66 | 4965590 | 24 | 148576.1739 | 24 | 102610.1897 | 24 | 97896.1093 | 12157.4 | 14023500 | 217.2526 | 95.31% | 44.86% | 3.284% | 15.03% | 1.408% | 40.11% | 98.83% | 35.31% | 68.92% | 25.33% | 100% | 66.82% | 100% | 62.39% | 100% | 69.06% | 100% | 65.89% | City Large | 3233.8433 | East North Central
45217 | 1 | Cincinnati | 0 | OH | 2010 | 2645 | 710547.7332 | 49937.19 | 57246220 | 2517 | 287159.8968 | 2485 | 105570.1323 | 1952 | 78122.5797 | 13697.6 | 15082300 | 91 | 87726.1432 | 91 | 50161.6126 | 90 | 46026.0999 | 6063.89 | 6998520 | 37 | 335661.6932 | 37 | 268742.6394 | 37 | 260591.2957 | 30175.7 | 35165400 | 268.6381 | 95.16% | 40.41% | 3.44% | 12.35% | 1.399% | 47.24% | 98.73% | 36.76% | 77.55% | 27.21% | 100% | 57.18% | 98.9% | 52.47% | 100% | 80.06% | 100% | 77.64% | Suburb Large | 3340.5204 | East North Central
45219 | 0.99848 | Cincinnati | Cincinnati, OH | OH | 2010 | 3262 | 754033.3266 | 42995.78 | 48933600 | 3085 | 337433.2786 | 3065 | 124461.7583 | 2391 | 92543.8703 | 14784.8 | 16481700 | 143 | 130408.0027 | 143 | 76229.8028 | 143 | 69676.1588 | 9023.98 | 10286300 | 34 | 286192.0453 | 34 | 170298.9465 | 33 | 159606.9798 | 19187 | 22165600 | 231.1568 | 94.57% | 44.75% | 4.384% | 17.29% | 1.042% | 37.95% | 99.35% | 36.88% | 77.5% | 27.43% | 100% | 58.45% | 100% | 53.43% | 100% | 59.51% | 97.06% | 55.77% | City Large | 8627.7445 | East North Central
45220 | 0.99996 | Cincinnati | Cincinnati, OH | OH | 2010 | 3109 | 714751.4136 | 38304.05 | 43408600 | 2935 | 387504.8881 | 2865 | 132177.6299 | 2207 | 97183.7949 | 16534.1 | 18319700 | 151 | 132982.7366 | 151 | 75309.0588 | 151 | 68807.8741 | 9062.95 | 10366900 | 23 | 194263.7889 | 23 | 114133.2666 | 23 | 106017.7265 | 12707 | 14722000 | 229.8975 | 94.4% | 54.22% | 4.857% | 18.61% | 0.7398% | 27.18% | 97.61% | 34.11% | 75.2% | 25.08% | 100% | 56.63% | 100% | 51.74% | 100% | 58.75% | 100% | 54.57% | City Large | 5478.4896 | East North Central
45221 | 1 | Cincinnati | Cincinnati, OH | OH | 2010 | 3 | 23360.5119 | 1457.3966 | 1666671.7 | 0 | 0 | 0 | 0 | 0 | 0 | 0 | 0 | 2 | 1945.3679 | 2 | 607.8167 | 2 | 463.9476 | 76.2766 | 87291.7 | 1 | 21415.144 | 1 | 12151.9106 | 1 | 10918.0438 | 1381.12 | 1579380 | 7786.8373 | 0% | 0% | 66.67% | 8.328% | 33.33% | 91.67% | #DIV/0! | #DIV/0! | #DIV/0! | #DIV/0! | 100% | 31.24% | 100% | 23.85% | 100% | 56.74% | 100% | 50.98% | City Large | 6860.7797 | East North Central
45223 | 0.99999 | Cincinnati | Cincinnati, OH | OH | 2010 | 4125 | 853400.7542 | 54323.7 | 61746900 | 3858 | 409455.5806 | 3807 | 144753.2376 | 2669 | 101164.6635 | 16709.7 | 18639800 | 228 | 225029.3652 | 227 | 146859.6724 | 227 | 137941.1976 | 17648.1 | 20152900 | 39 | 218915.8084 | 39 | 169499.3565 | 39 | 163645.7823 | 19965.9 | 22954200 | 206.885 | 93.53% | 47.98% | 5.527% | 26.37% | 0.9455% | 25.65% | 98.68% | 35.35% | 69.18% | 24.71% | 99.56% | 65.26% | 99.56% | 61.3% | 100% | 77.43% | 100% | 74.75% | City Large | 2726.32 | East North Central
45224 | 0.28762 | Cincinnati | 0 | OH | 2010 | 1007 | 219756.4483 | 12932.73 | 14517650 | 945 | 117274.5865 | 924 | 39706.2414 | 728 | 29454.2915 | 5308.57 | 5790100 | 52 | 43642.3329 | 52 | 22578.5748 | 52 | 19716.8961 | 2999.98 | 3364760 | 10 | 58839.5289 | 10 | 40894.1983 | 10 | 38648.8095 | 4624.18 | 5362790 | 218.2288 | 93.84% | 53.37% | 5.164% | 19.86% | 0.993% | 26.77% | 97.78% | 33.86% | 77.04% | 25.12% | 100% | 51.74% | 100% | 45.18% | 100% | 69.5% | 100% | 65.69% | City Large | 3410.3136 | East North Central
45225 | 1 | Cincinnati | Cincinnati, OH | OH | 2010 | 1742 | 560675.1996 | 39046.46 | 44539700 | 1579 | 205903.0346 | 1543 | 76922.1913 | 1095 | 59177.9243 | 9579.52 | 10639900 | 124 | 116213.346 | 124 | 75919.7345 | 124 | 70518.5243 | 9091.34 | 10358500 | 39 | 238558.819 | 39 | 175355.7737 | 39 | 167331.5184 | 20375.6 | 23541300 | 321.8572 | 90.64% | 36.72% | 7.118% | 20.73% | 2.239% | 42.55% | 97.72% | 37.36% | 69.35% | 28.74% | 100% | 65.33% | 100% | 60.68% | 100% | 73.51% | 100% | 70.14% | City Large | 3237.5803 | East North Central
45226 | 1 | Cincinnati | Cincinnati, OH | OH | 2010 | 2463 | 642805.4573 | 40118.6 | 46187100 | 2259 | 291590.6475 | 2219 | 96528.966 | 1530 | 70317.4596 | 11567.1 | 13043500 | 170 | 162107.4921 | 170 | 105270.6973 | 168 | 97211.4778 | 12036.9 | 13896400 | 34 | 189107.3177 | 34 | 147781.6603 | 34 | 141559.663 | 16514.6 | 19247200 | 260.9848 | 91.72% | 45.36% | 6.902% | 25.22% | 1.38% | 29.42% | 98.23% | 33.1% | 67.73% | 24.12% | 100% | 64.94% | 98.82% | 59.97% | 100% | 78.15% | 100% | 74.86% | City Large | 967.1977 | East North Central
45227 | 0.9522 | Cincinnati | Cincinnati, OH | OH | 2010 | 6942 | 1474015.3153 | 97690.3 | 111146600 | 6613 | 730978.7504 | 6436 | 242803.0664 | 4793 | 179473.3757 | 31979.2 | 35242500 | 263 | 254345.7218 | 263 | 167703.6741 | 263 | 156926.946 | 20229.6 | 23115600 | 66 | 488690.8432 | 66 | 398930.0293 | 66 | 388083.36 | 45481.5 | 52788500 | 212.3329 | 95.26% | 49.59% | 3.789% | 17.26% | 0.9507% | 33.15% | 97.32% | 33.22% | 72.48% | 24.55% | 100% | 65.94% | 100% | 61.7% | 100% | 81.63% | 100% | 79.41% | City Large | 2607.8814 | East North Central
45229 | 1 | Cincinnati | Cincinnati, OH | OH | 2010 | 3222 | 895800.2378 | 56525.2 | 64164000 | 2973 | 425555.9751 | 2938 | 153578.0681 | 2391 | 114339.4706 | 19586 | 21538400 | 205 | 207307.0153 | 205 | 132676.9884 | 205 | 123914.132 | 15598.9 | 17873400 | 44 | 262937.2474 | 44 | 188716.3853 | 44 | 179887.4576 | 21340.3 | 24752200 | 278.0261 | 92.27% | 47.51% | 6.363% | 23.14% | 1.366% | 29.35% | 98.82% | 36.09% | 80.42% | 26.87% | 100% | 64% | 100% | 59.77% | 100% | 71.77% | 100% | 68.41% | City Large | 4994.1495 | East North Central
45230 | 1 | Cincinnati | 0 | OH | 2010 | 9957 | 1843232.0273 | 93343.8 | 103984500 | 9661 | 1448137.2365 | 9375 | 461111.7787 | 7540 | 346328.9266 | 61768.5 | 68253200 | 266 | 213769.3511 | 266 | 117710.9309 | 263 | 105582.4396 | 15008.9 | 17009200 | 30 | 181325.4397 | 30 | 133964.4793 | 30 | 127709.3516 | 16566.4 | 18722100 | 185.1192 | 97.03% | 78.57% | 2.671% | 11.6% | 0.3013% | 9.837% | 97.04% | 31.84% | 78.05% | 23.92% | 100% | 55.06% | 98.87% | 49.39% | 100% | 73.88% | 100% | 70.43% | Suburb Large | 1816.8054 | East North Central
45232 | 0.97404 | Cincinnati | Cincinnati, OH | OH | 2010 | 1573 | 652403.1228 | 48418.69 | 55702700 | 1398 | 196652.2209 | 1369 | 74476.1661 | 1021 | 58650.6702 | 9934.69 | 11024300 | 123 | 134904.2043 | 123 | 88751.8906 | 123 | 82554.5949 | 10254.9 | 11859800 | 52 | 320846.6977 | 52 | 249934.8675 | 52 | 240153.891 | 28229.1 | 32818600 | 414.7509 | 88.87% | 30.14% | 7.819% | 20.68% | 3.306% | 49.18% | 97.93% | 37.87% | 73.03% | 29.82% | 100% | 65.79% | 100% | 61.19% | 100% | 77.9% | 100% | 74.85% | City Large | 1865.8644 | East North Central
45233 | 0.98099 | Cincinnati | 0 | OH | 2010 | 5758 | 1264920.5084 | 72205.15 | 86932900 | 5563 | 999380.4698 | 5469 | 372111.8666 | 4785 | 288503.6061 | 51853 | 61930000 | 172 | 135434.7582 | 172 | 71555.3855 | 172 | 64697.6973 | 9674.95 | 11808900 | 23 | 130105.2804 | 23 | 86666.8994 | 23 | 82168.7443 | 10677.2 | 13194000 | 219.6805 | 96.61% | 79.01% | 2.987% | 10.71% | 0.3994% | 10.29% | 98.31% | 37.23% | 86.01% | 28.87% | 100% | 52.83% | 100% | 47.77% | 100% | 66.61% | 100% | 63.16% | Suburb Large | 1619.4482 | East North Central
45236 | 0.12481 | Cincinnati | 0 | OH | 2010 | 1175 | 182047.875 | 9067.996 | 10077284 | 1151 | 154606.2144 | 1124 | 52614.6888 | 876 | 39030.6741 | 6959.39 | 7652000 | 23 | 23034.5571 | 23 | 14979.5127 | 23 | 13771.5037 | 1723.58 | 1977130 | 1 | 4407.1035 | 1 | 3278.9887 | 1 | 3226.5368 | 385.026 | 448154 | 154.9344 | 97.96% | 84.93% | 1.957% | 12.65% | 0.08511% | 2.421% | 97.65% | 34.03% | 76.11% | 25.25% | 100% | 65.03% | 100% | 59.79% | 100% | 74.4% | 100% | 73.21% | Suburb Large | 3464.5022 | East North Central
45237 | 0.49675 | Cincinnati | 0 | OH | 2010 | 4495 | 852664.728 | 56624.84 | 63660820 | 4344 | 505768.0652 | 4274 | 190125.8863 | 3498 | 146640.3466 | 25563.7 | 27821000 | 105 | 105724.2426 | 105 | 73111.4717 | 105 | 69409.2514 | 8575.74 | 9857220 | 46 | 241172.4202 | 46 | 194495.8537 | 46 | 188616.9597 | 22485.4 | 25982600 | 189.6918 | 96.64% | 59.32% | 2.336% | 12.4% | 1.023% | 28.28% | 98.39% | 37.59% | 80.52% | 28.99% | 100% | 69.15% | 100% | 65.65% | 100% | 80.65% | 100% | 78.21% | City Large | 3173.6277 | East North Central
45238 | 0.99996 | Cincinnati | 0 | OH | 2010 | 14795 | 2484025.9213 | 156575.6 | 188255000 | 14424 | 1887680.375 | 14310 | 760585.9583 | 12823 | 601599.8498 | 106039 | 125719000 | 326 | 298788.7082 | 325 | 193639.0361 | 324 | 181676.5104 | 23706.6 | 29105100 | 45 | 297556.838 | 45 | 232535.0277 | 45 | 224743.6333 | 26830 | 33430900 | 167.8963 | 97.49% | 75.99% | 2.203% | 12.03% | 0.3042% | 11.98% | 99.21% | 40.29% | 88.9% | 31.87% | 99.69% | 64.81% | 99.39% | 60.8% | 100% | 78.15% | 100% | 75.53% | Suburb Large | 4420.455 | East North Central
45239 | 0.31044 | Cincinnati | 0 | OH | 2010 | 2721 | 477368.1833 | 29545.57 | 35095040 | 2641 | 403896.453 | 2623 | 165795.704 | 2449 | 134291.7059 | 23639.9 | 27919900 | 75 | 53042.01 | 75 | 30784.4756 | 75 | 28268.0592 | 4103.74 | 4945840 | 5 | 20429.7203 | 5 | 15320.4228 | 5 | 14645.5567 | 1801.93 | 2229300 | 175.4385 | 97.06% | 84.61% | 2.756% | 11.11% | 0.1838% | 4.28% | 99.32% | 41.05% | 92.73% | 33.25% | 100% | 58.04% | 100% | 53.29% | 100% | 74.99% | 100% | 71.69% | Suburb Large | 4288.8183 | East North Central
45243 | 0.41714 | Cincinnati | 0 | OH | 2010 | 3584 | 905145.2934 | 44294.86 | 49340590 | 3325 | 662895.1713 | 3269 | 211035.4747 | 2688 | 154185.2727 | 27836.2 | 30720500 | 245 | 151076.437 | 245 | 63329.0712 | 244 | 51092.2415 | 8562.29 | 9537130 | 14 | 91173.685 | 14 | 68409.1753 | 14 | 64641.6785 | 7896.37 | 9082960 | 252.5517 | 92.77% | 73.24% | 6.836% | 16.69% | 0.3906% | 10.07% | 98.32% | 31.84% | 80.84% | 23.26% | 100% | 41.92% | 99.59% | 33.82% | 100% | 75.03% | 100% | 70.9% | Suburb Large | 801.6373 | East North Central
45244 | 0.34403 | Cincinnati | 0 | OH | 2010 | 3430 | 756192.8721 | 38421.13 | 43224040 | 3292 | 599236.5828 | 3200 | 191682.7856 | 2669 | 143189.7723 | 25845.6 | 28840700 | 127 | 102787.5302 | 127 | 63025.9455 | 127 | 57868.5525 | 8053.18 | 9130430 | 11 | 54168.7592 | 11 | 40014.0388 | 11 | 38045.1823 | 4522.35 | 5252910 | 220.4644 | 95.98% | 79.24% | 3.703% | 13.59% | 0.3207% | 7.163% | 97.21% | 31.99% | 81.08% | 23.9% | 100% | 61.32% | 100% | 56.3% | 100% | 73.87% | 100% | 70.23% | Suburb Large | 1288.1139 | East North Central
45247 | 0.19905 | Cincinnati | 0 | OH | 2010 | 2607 | 639428.1218 | 42202.69 | 50788700 | 2471 | 444565.3238 | 2450 | 179481.7791 | 2247 | 144146.9911 | 25665.5 | 30439900 | 125 | 107937.7317 | 125 | 62875.5737 | 125 | 58072.0399 | 8457.22 | 10267000 | 11 | 86925.0663 | 11 | 71286.6795 | 11 | 69072.1289 | 8079.97 | 10081800 | 245.2735 | 94.78% | 69.53% | 4.795% | 16.88% | 0.4219% | 13.59% | 99.15% | 40.37% | 90.93% | 32.42% | 100% | 58.25% | 100% | 53.8% | 100% | 82.01% | 100% | 79.46% | Suburb Large | 1074.8734 | East North Central
45248 | 0.98399 | Cincinnati | 0 | OH | 2010 | 8604 | 1599220.5176 | 101219.3 | 120700400 | 8364 | 1302323.786 | 8283 | 527064.3601 | 7557 | 420195.0998 | 75598.5 | 89543700 | 225 | 186021.7985 | 225 | 106773.2965 | 223 | 98501.3842 | 15240.2 | 18188200 | 15 | 110874.9332 | 15 | 92812.3657 | 15 | 89974.3235 | 10380.6 | 12968500 | 185.8694 | 97.21% | 81.43% | 2.615% | 11.63% | 0.1743% | 6.933% | 99.03% | 40.47% | 90.35% | 32.27% | 100% | 57.4% | 99.11% | 52.95% | 100% | 83.71% | 100% | 81.15% | Suburb Large | 1986.4401 | East North Central
45255 | 0.21983 | Cincinnati | 0 | OH | 2010 | 1281 | 397893.6903 | 24078.61 | 27278950 | 1172 | 234076.5069 | 1158 | 78639.2875 | 1016 | 59029.1509 | 10880.5 | 12122500 | 94 | 71583.7819 | 94 | 38386.9109 | 94 | 33991.3754 | 4871.28 | 5517270 | 15 | 92233.4016 | 15 | 72591.7156 | 15 | 70329.3689 | 8326.83 | 9639180 | 310.6118 | 91.49% | 58.83% | 7.338% | 17.99% | 1.171% | 23.18% | 98.81% | 33.6% | 86.69% | 25.22% | 100% | 53.63% | 100% | 47.48% | 100% | 78.7% | 100% | 76.25% | Suburb Large | 1570.494 | East North Central
45301 | 1 | Dayton | 0 | OH | 2012 | 82 | 9884.7494 | 319.6046 | 356947.8 | 80 | 8771.2433 | 79 | 2236.1563 | 45 | 1392.5035 | 256.26 | 283055 | 2 | 1113.5061 | 2 | 513.5349 | 2 | 491.4501 | 63.3446 | 73892.8 | 0 | 0 | 0 | 0 | 0 | 0 | 0 | 0 | 120.5457 | 97.56% | 88.74% | 2.439% | 11.26% | 0% | 0% | 98.75% | 25.49% | 56.25% | 15.88% | 100% | 46.12% | 100% | 44.14% | #DIV/0! | #DIV/0! | #DIV/0! | #DIV/0! | Suburb Large | 1718.2296 | East North Central
45305 | 0.25556 | Dayton | 0 | OH | 2012 | 581 | 159376.0687 | 10392.11 | 11273900 | 544 | 126532.2899 | 538 | 50601.2621 | 465 | 41472.8647 | 7613.71 | 8200690 | 36 | 21966.1543 | 36 | 11021.0784 | 35 | 9799.0835 | 1735.22 | 1873210 | 1 | 10877.6245 | 1 | 9175.5071 | 1 | 8979.94 | 1043.18 | 1200000 | 274.3134 | 93.63% | 79.39% | 6.196% | 13.78% | 0.1721% | 6.825% | 98.9% | 39.99% | 85.48% | 32.78% | 100% | 50.17% | 97.22% | 44.61% | 100% | 84.35% | 100% | 82.55% | Rural Fringe | 611.7992 | East North Central
45319 | 0.95647 | Dayton | 0 | OH | 2012 | 126 | 17280.3608 | 979.912 | 1058164 | 124 | 15483.6416 | 122 | 6297.4687 | 95 | 4946.8416 | 848.664 | 910974 | 2 | 1796.7191 | 2 | 936.376 | 2 | 796.8191 | 131.248 | 147190 | 0 | 0 | 0 | 0 | 0 | 0 | 0 | 0 | 137.1457 | 98.41% | 89.6% | 1.587% | 10.4% | 0% | 0% | 98.39% | 40.67% | 76.61% | 31.95% | 100% | 52.12% | 100% | 44.35% | #DIV/0! | #DIV/0! | #DIV/0! | #DIV/0! | Rural Fringe | 174.1927 | East North Central
45323 | 0.11653 | Dayton | 0 | OH | 2012 | 187 | 60350.3303 | 4050.408 | 4504713 | 157 | 31240.7688 | 156 | 12803.5224 | 140 | 10501.7114 | 1730.1 | 1914360 | 28 | 21999.679 | 28 | 11884.795 | 28 | 10389.2618 | 1656.48 | 1822830 | 2 | 7109.8825 | 2 | 6016.448 | 2 | 5811.0843 | 663.828 | 767523 | 322.729 | 83.96% | 51.77% | 14.97% | 36.45% | 1.07% | 11.78% | 99.36% | 40.98% | 89.17% | 33.62% | 100% | 54.02% | 100% | 47.22% | 100% | 84.62% | 100% | 81.73% | Suburb Large | 459.612 | East North Central
45324 | 0.94811 | Dayton | 0 | OH | 2012 | 14488 | 3680091.2351 | 264617.1 | 294324400 | 13680 | 2094802.1308 | 13531 | 913044.2879 | 12225 | 748981.7109 | 127765 | 139118000 | 684 | 621249.6304 | 684 | 391493.0779 | 684 | 366535.6072 | 51522.4 | 57367300 | 124 | 964039.4738 | 124 | 728790.2233 | 124 | 706127.6587 | 85329.7 | 97839100 | 254.0096 | 94.42% | 56.92% | 4.721% | 16.88% | 0.8559% | 26.2% | 98.91% | 43.59% | 89.36% | 35.75% | 100% | 63.02% | 100% | 59% | 100% | 75.6% | 100% | 73.25% | Suburb Large | 1080.3145 | East North Central
45341 | 1 | Dayton | 0 | OH | 2012 | 2299 | 355870.9469 | 20195.586 | 22310213 | 2252 | 309105.5481 | 2205 | 127812.8501 | 1853 | 99956.5913 | 16016.6 | 17639800 | 45 | 38746.9054 | 45 | 26039.2582 | 45 | 24765.4036 | 3423.1 | 3799950 | 2 | 8018.4934 | 2 | 6577.1425 | 2 | 6436.9861 | 755.886 | 870463 | 154.7938 | 97.96% | 86.86% | 1.957% | 10.89% | 0.08699% | 2.253% | 97.91% | 41.35% | 82.28% | 32.34% | 100% | 67.2% | 100% | 63.92% | 100% | 82.02% | 100% | 80.28% | Rural Fringe | 625.2957 | East North Central
45344 | 0.25756 | Dayton | 0 | OH | 2012 | 3626 | 734533.212 | 52545.6 | 58078200 | 3479 | 505800.4747 | 3445 | 220370.7888 | 3037 | 185032.2386 | 31627.8 | 34363200 | 126 | 106326.8751 | 126 | 67208.7311 | 126 | 63993.9164 | 9114.9 | 10119700 | 21 | 122405.8622 | 21 | 103850.9974 | 21 | 101500.1143 | 11802.9 | 13595300 | 202.574 | 95.95% | 68.86% | 3.475% | 14.48% | 0.5792% | 16.66% | 99.02% | 43.57% | 87.3% | 36.58% | 100% | 63.21% | 100% | 60.19% | 100% | 84.84% | 100% | 82.92% | Rural Fringe | 250.0642 | East North Central
45371 | 0.35194 | Dayton | 0 | OH | 2012 | 2872 | 627988.0688 | 43399.9 | 50942660 | 2734 | 479429.8691 | 2692 | 207782.0367 | 2374 | 174483.2494 | 30091.5 | 34858600 | 129 | 100441.1131 | 129 | 68066.0953 | 129 | 64258.9655 | 8803.43 | 10539500 | 9 | 48117.0866 | 9 | 40025.2243 | 9 | 39033.9537 | 4504.97 | 5544560 | 218.6588 | 95.19% | 76.34% | 4.492% | 15.99% | 0.3134% | 7.662% | 98.46% | 43.34% | 86.83% | 36.39% | 100% | 67.77% | 100% | 63.98% | 100% | 83.18% | 100% | 81.12% | Suburb Large | 348.6467 | East North Central
45377 | 0.99896 | Dayton | 0 | OH | 2012 | 5679 | 1698521.0466 | 126706.2 | 150762700 | 5357 | 978059.5569 | 5297 | 411108.8909 | 4811 | 344386.3247 | 59362.2 | 68976500 | 251 | 221422.3676 | 251 | 148611.8363 | 251 | 140624.1595 | 19093.4 | 22725900 | 71 | 499039.1221 | 71 | 421855.982 | 71 | 412799.409 | 48250.6 | 59060300 | 299.0881 | 94.33% | 57.58% | 4.42% | 13.04% | 1.25% | 29.38% | 98.88% | 42.03% | 89.81% | 35.21% | 100% | 67.12% | 100% | 63.51% | 100% | 84.53% | 100% | 82.72% | Suburb Large | 920.3858 | East North Central
45385 | 0.18092 | Dayton | 0 | OH | 2012 | 4080 | 960948.9556 | 60172.03 | 66463270 | 3894 | 757242.1474 | 3863 | 307174.8409 | 3501 | 244257.5667 | 44213.6 | 48473000 | 177 | 130685.8169 | 177 | 67590.2787 | 176 | 60083.3974 | 9272.84 | 10300400 | 9 | 73020.9914 | 9 | 58254.428 | 9 | 56700.2741 | 6685.59 | 7689870 | 235.5267 | 95.44% | 78.8% | 4.338% | 13.6% | 0.2206% | 7.599% | 99.2% | 40.56% | 89.91% | 32.26% | 100% | 51.72% | 99.44% | 45.98% | 100% | 79.78% | 100% | 77.65% | Suburb Large | 324.9148 | East North Central
45387 | 0.0035883 | Dayton | 0 | OH | 2012 | 15 | 2975.0633 | 209.039 | 231549 | 15 | 2975.0633 | 15 | 1401.4597 | 15 | 1148.1793 | 209.039 | 231549 | 0 | 0 | 0 | 0 | 0 | 0 | 0 | 0 | 0 | 0 | 0 | 0 | 0 | 0 | 0 | 0 | 198.3376 | 100% | 100% | 0% | 0% | 0% | 0% | 100% | 47.11% | 100% | 38.59% | #DIV/0! | #DIV/0! | #DIV/0! | #DIV/0! | #DIV/0! | #DIV/0! | #DIV/0! | #DIV/0! | Rural Fringe | 223.0987 | East North Central
45402 | 1 | Dayton | 0 | OH | 2012 | 5272 | 1678690.9587 | 130211.2 | 147189900 | 4779 | 534622.9671 | 4733 | 209127.5557 | 3877 | 155803.0326 | 31627.6 | 34370500 | 379 | 413490.3788 | 379 | 268740.9671 | 378 | 252475.2875 | 33977.9 | 38643200 | 114 | 730577.6129 | 114 | 528231.246 | 114 | 505776.0449 | 64605.7 | 74176200 | 318.4163 | 90.65% | 31.85% | 7.189% | 24.63% | 2.162% | 43.52% | 99.04% | 39.12% | 81.13% | 29.14% | 100% | 64.99% | 99.74% | 61.06% | 100% | 72.3% | 100% | 69.23% | City Midsize | 2951.2131 | East North Central
45403 | 1 | Dayton | 0 | OH | 2012 | 7305 | 1212066.0358 | 81999.1 | 91526100 | 7042 | 699550.54 | 6969 | 266615.8385 | 5331 | 188548.865 | 35404.9 | 38378900 | 211 | 208357.2874 | 211 | 144656.5666 | 211 | 136228.2182 | 17616.4 | 19962900 | 52 | 304158.2084 | 52 | 235309.3475 | 52 | 227876.5666 | 28977.8 | 33184300 | 165.9228 | 96.4% | 57.72% | 2.888% | 17.19% | 0.7118% | 25.09% | 98.96% | 38.11% | 75.7% | 26.95% | 100% | 69.43% | 100% | 65.38% | 100% | 77.36% | 100% | 74.92% | City Midsize | 4475.9276 | East North Central
45404 | 1 | Dayton | 0 | OH | 2012 | 5632 | 1640622.8242 | 130511.3 | 148221700 | 5167 | 573922.7839 | 5087 | 233374.6406 | 4082 | 173871.1196 | 30775.2 | 34014800 | 356 | 361296.7115 | 356 | 269582.7093 | 355 | 256220.76 | 32645 | 37165800 | 109 | 705403.3288 | 109 | 590798.3907 | 109 | 574641.0188 | 67091.1 | 77041100 | 291.3038 | 91.74% | 34.98% | 6.321% | 22.02% | 1.935% | 43% | 98.45% | 40.66% | 79% | 30.3% | 100% | 74.62% | 99.72% | 70.92% | 100% | 83.75% | 100% | 81.46% | City Midsize | 1494.0177 | East North Central
45405 | 1 | Dayton | 0 | OH | 2012 | 7940 | 1220031.1319 | 74612.4 | 88527600 | 7703 | 909117.1526 | 7595 | 332084.6332 | 5934 | 248332.4836 | 47441.4 | 55477600 | 219 | 174244.3262 | 219 | 108024.0688 | 219 | 100033.4095 | 15160.9 | 18384000 | 18 | 136669.6531 | 18 | 102922.0632 | 18 | 98860.0034 | 12010.1 | 14666000 | 153.6563 | 97.02% | 74.52% | 2.758% | 14.28% | 0.2267% | 11.2% | 98.6% | 36.53% | 77.03% | 27.32% | 100% | 62% | 100% | 57.41% | 100% | 75.31% | 100% | 72.34% | City Midsize | 4762.4232 | East North Central
45406 | 0.92745 | Dayton | 0 | OH | 2012 | 8926 | 1255847.0639 | 73720.41 | 87119000 | 8743 | 997106.1965 | 8543 | 361384.5239 | 6751 | 272097.5363 | 52085.8 | 60824800 | 162 | 138770.7989 | 162 | 88842.4187 | 162 | 83455.094 | 11663.7 | 14092300 | 21 | 119970.0685 | 21 | 86866.7985 | 21 | 83550.2476 | 9970.91 | 12201900 | 140.6954 | 97.95% | 79.4% | 1.815% | 11.05% | 0.2353% | 9.553% | 97.71% | 36.24% | 77.22% | 27.29% | 100% | 64.02% | 100% | 60.14% | 100% | 72.41% | 100% | 69.64% | City Midsize | 4167.0952 | East North Central
45409 | 1 | Dayton | 0 | OH | 2012 | 3127 | 752879.9854 | 43083.08 | 48319200 | 2963 | 391343.948 | 2871 | 126022.6632 | 2053 | 90746.8226 | 15714.4 | 17092900 | 127 | 126139.7594 | 127 | 80473.1521 | 127 | 74672.5282 | 9536.38 | 10794900 | 37 | 235396.278 | 37 | 157828.1605 | 37 | 149017.3503 | 17832.3 | 20431400 | 240.7675 | 94.76% | 51.98% | 4.061% | 16.75% | 1.183% | 31.27% | 96.9% | 32.2% | 69.29% | 23.19% | 100% | 63.8% | 100% | 59.2% | 100% | 67.05% | 100% | 63.3% | Suburb Large | 3372.6082 | East North Central
45410 | 1 | Dayton | 0 | OH | 2012 | 7233 | 828225.2968 | 42718.63 | 46998510 | 7112 | 679069.0091 | 7042 | 240443.3027 | 5347 | 166554.2514 | 30562.8 | 33212000 | 104 | 90806.9784 | 104 | 57797.0157 | 104 | 54224.1965 | 7100.06 | 8024570 | 17 | 58349.3093 | 17 | 42928.974 | 17 | 41432.399 | 5055.77 | 5761940 | 114.5065 | 98.33% | 81.99% | 1.438% | 10.96% | 0.235% | 7.045% | 99.02% | 35.41% | 75.18% | 24.53% | 100% | 63.65% | 100% | 59.71% | 100% | 73.57% | 100% | 71.01% | City Midsize | 6381.0889 | East North Central
45414 | 0.81269 | Dayton | 0 | OH | 2012 | 10574 | 3016558.2301 | 230264.7 | 276891000 | 9835 | 1566503.0931 | 9562 | 625803.5565 | 7994 | 502135.0263 | 86648.6 | 101177000 | 609 | 554943.1356 | 609 | 390930.0134 | 608 | 371892.4893 | 47404.9 | 57257000 | 130 | 895112.0014 | 130 | 769377.0287 | 130 | 754726.1873 | 96211.2 | 118457000 | 285.2807 | 93.01% | 51.93% | 5.759% | 18.4% | 1.229% | 29.67% | 97.22% | 39.95% | 81.28% | 32.05% | 100% | 70.45% | 99.84% | 67.01% | 100% | 85.95% | 100% | 84.32% | Suburb Large | 785.495 | East North Central
45415 | 0.5707 | Dayton | 0 | OH | 2012 | 2531 | 632033.4701 | 36178.57 | 43233820 | 2394 | 431616.1795 | 2314 | 143092.2125 | 1804 | 111860.5753 | 20437.2 | 24152200 | 120 | 111743.4983 | 120 | 66051.0875 | 119 | 60264.4785 | 7195.14 | 8662620 | 17 | 88673.7923 | 17 | 61528.8028 | 17 | 58288.329 | 8546.23 | 10419000 | 249.7169 | 94.59% | 68.29% | 4.741% | 17.68% | 0.6717% | 14.03% | 96.66% | 33.15% | 75.36% | 25.92% | 100% | 59.11% | 99.17% | 53.93% | 100% | 69.39% | 100% | 65.73% | City Midsize | 2162.8949 | East North Central
45416 | 0.62624 | Dayton | 0 | OH | 2012 | 1790 | 255366.887 | 16733.72 | 19819930 | 1763 | 207493.3169 | 1717 | 77062.2155 | 1411 | 61465.2038 | 11757.1 | 13770900 | 21 | 15899.1258 | 21 | 11636.9754 | 21 | 11101.3114 | 1381.51 | 1674110 | 6 | 31974.4443 | 6 | 25425.6877 | 6 | 24731.4033 | 3595.11 | 4374920 | 142.6631 | 98.49% | 81.25% | 1.173% | 6.226% | 0.3352% | 12.52% | 97.39% | 37.14% | 80.03% | 29.62% | 100% | 73.19% | 100% | 69.82% | 100% | 79.52% | 100% | 77.35% | City Midsize | 2821.294 | East North Central
45417 | 0.34067 | Dayton | 0 | OH | 2012 | 9726 | 1880360.4334 | 143473.7 | 171531700 | 9405 | 1007866.8178 | 9281 | 409609.1551 | 7689 | 318914.8748 | 61269.4 | 71407400 | 240 | 222557.4558 | 240 | 149478.0469 | 240 | 140311.2221 | 19024.8 | 22810700 | 81 | 649936.1598 | 81 | 521525.4984 | 81 | 505375.3775 | 63179.5 | 77313600 | 193.3334 | 96.7% | 53.6% | 2.468% | 11.84% | 0.8328% | 34.56% | 98.68% | 40.64% | 81.75% | 31.64% | 100% | 67.16% | 100% | 63.04% | 100% | 80.24% | 100% | 77.76% | Rural Fringe | 916.3017 | East North Central
45419 | 1 | Dayton | 0 | OH | 2012 | 6623 | 948663.678 | 45208.25 | 49368360 | 6502 | 828364.9622 | 6357 | 271444.2836 | 5028 | 199275.8489 | 36078.1 | 39180900 | 116 | 90272.2684 | 116 | 52630.0349 | 116 | 47819.2241 | 6616.01 | 7363010 | 5 | 30026.4474 | 5 | 20009.9644 | 5 | 18886.4775 | 2514.14 | 2824450 | 143.2378 | 98.17% | 87.32% | 1.751% | 9.516% | 0.07549% | 3.165% | 97.77% | 32.77% | 77.33% | 24.06% | 100% | 58.3% | 100% | 52.97% | 100% | 66.64% | 100% | 62.9% | Suburb Large | 4107.1898 | East North Central
45420 | 1 | Dayton | 0 | OH | 2012 | 11387 | 1892676.4157 | 130073.1 | 144352700 | 11136 | 1170338.2202 | 10996 | 470264.7795 | 9330 | 369360.255 | 64680.5 | 70426300 | 201 | 176943.1025 | 201 | 113513.5069 | 201 | 106263.7506 | 14133.4 | 15867700 | 50 | 545395.093 | 50 | 433647.5875 | 50 | 416348.5006 | 51259.2 | 58058700 | 166.2138 | 97.8% | 61.84% | 1.765% | 9.349% | 0.4391% | 28.82% | 98.74% | 40.18% | 83.78% | 31.56% | 100% | 64.15% | 100% | 60.06% | 100% | 79.51% | 100% | 76.34% | Suburb Large | 3939.4634 | East North Central
45424 | 1 | Dayton | 0 | OH | 2012 | 20432 | 4206225.5171 | 273149.6 | 302439700 | 19762 | 3178149.7485 | 19583 | 1288589.7994 | 17708 | 1051388.9496 | 179855 | 196338000 | 587 | 473695.1831 | 587 | 309526.2271 | 587 | 289545.6079 | 39630.2 | 44304600 | 83 | 554380.5855 | 83 | 475892.0391 | 83 | 465306.6928 | 53664.4 | 61797100 | 205.8646 | 96.72% | 75.56% | 2.873% | 11.26% | 0.4062% | 13.18% | 99.09% | 40.55% | 89.61% | 33.08% | 100% | 65.34% | 100% | 61.12% | 100% | 85.84% | 100% | 83.93% | Suburb Large | 1614.0533 | East North Central
45426 | 0.00035096 | Dayton | 0 | OH | 2012 | 1 | 1310.5299 | 90.775 | 105923 | 0 | 0 | 0 | 0 | 0 | 0 | 0 | 0 | 1 | 1310.5299 | 1 | 673.933 | 1 | 525.932 | 90.775 | 105923 | 0 | 0 | 0 | 0 | 0 | 0 | 0 | 0 | 1310.5299 | 0% | 0% | 100% | 100% | 0% | 0% | #DIV/0! | #DIV/0! | #DIV/0! | #DIV/0! | 100% | 51.42% | 100% | 40.13% | #DIV/0! | #DIV/0! | #DIV/0! | #DIV/0! | Suburb Large | 760.8932 | East North Central
45429 | 0.99412 | Dayton | 0 | OH | 2012 | 10727 | 2550205.2387 | 142591.8 | 158140400 | 10264 | 1870077.5218 | 10053 | 642863.9461 | 8415 | 506516.4952 | 86609.3 | 94865200 | 404 | 323394.2508 | 404 | 181994.8129 | 398 | 164632.6445 | 23072.6 | 25745000 | 59 | 356733.4662 | 59 | 278898.278 | 59 | 270384.8023 | 32909.9 | 37530200 | 237.737 | 95.68% | 73.33% | 3.766% | 12.68% | 0.55% | 13.99% | 97.94% | 34.38% | 81.99% | 27.09% | 100% | 56.28% | 98.51% | 50.91% | 100% | 78.18% | 100% | 75.79% | Suburb Large | 2878.4182 | East North Central
45430 | 1 | Dayton | 0 | OH | 2012 | 2893 | 762923.359 | 47786.42 | 52822650 | 2776 | 563566.4023 | 2737 | 208486.0898 | 2461 | 168378.8355 | 29391.4 | 32060200 | 93 | 79936.5288 | 93 | 50387.833 | 93 | 47571.085 | 7028.92 | 7762750 | 24 | 119420.4279 | 24 | 97894.7474 | 24 | 95191.6299 | 11366.1 | 12999700 | 263.7136 | 95.96% | 73.87% | 3.215% | 10.48% | 0.8296% | 15.65% | 98.6% | 36.99% | 88.65% | 29.88% | 100% | 63.03% | 100% | 59.51% | 100% | 81.97% | 100% | 79.71% | Suburb Large | 1428.9682 | East North Central
45431 | 1 | Dayton | 0 | OH | 2012 | 8872 | 2344014.9405 | 157105.9 | 173753700 | 8318 | 1459514.0611 | 8211 | 582032.5519 | 7264 | 474011.0957 | 81701.8 | 88543000 | 499 | 399448.9656 | 499 | 219363.7282 | 499 | 198901.2242 | 31387.1 | 34613800 | 55 | 485051.9139 | 55 | 377962.0824 | 55 | 366319.876 | 44017 | 50596900 | 264.2037 | 93.76% | 62.27% | 5.624% | 17.04% | 0.6199% | 20.69% | 98.71% | 39.88% | 87.33% | 32.48% | 100% | 54.92% | 100% | 49.79% | 100% | 77.92% | 100% | 75.52% | Suburb Large | 2053.5138 | East North Central
45432 | 1 | Dayton | 0 | OH | 2012 | 6664 | 1212426.4809 | 72279.7 | 79675160 | 6460 | 961085.0021 | 6343 | 367703.1697 | 5430 | 295224.6306 | 50397.2 | 54935800 | 181 | 158676.7521 | 181 | 106549.7486 | 181 | 101373.2433 | 13558.5 | 15249100 | 23 | 92664.7267 | 23 | 72614.7502 | 23 | 69171.212 | 8324 | 9490260 | 181.9367 | 96.94% | 79.27% | 2.716% | 13.09% | 0.3451% | 7.643% | 98.19% | 38.26% | 84.06% | 30.72% | 100% | 67.15% | 100% | 63.89% | 100% | 78.36% | 100% | 74.65% | Suburb Large | 2326.8754 | East North Central
45433 | 1 | Dayton | 0 | OH | 2006 | 448 | 367041.8566 | 28907.57 | 33159780 | 369 | 57687.2548 | 365 | 20053.4798 | 291 | 14813.5767 | 2545.87 | 2832170 | 47 | 53385.8955 | 47 | 34839.3668 | 47 | 32690.2392 | 4232.4 | 4822210 | 32 | 255968.7062 | 32 | 193745.5751 | 32 | 186549.7821 | 22129.3 | 25505400 | 819.2899 | 82.37% | 15.72% | 10.49% | 14.54% | 7.143% | 69.74% | 98.92% | 34.76% | 78.86% | 25.68% | 100% | 65.26% | 100% | 61.23% | 100% | 75.69% | 100% | 72.88% | Suburb Large | 205.0614 | East North Central
45434 | 1 | Dayton | 0 | OH | 2012 | 5066 | 1311976.8812 | 76133.3 | 84121700 | 4882 | 1046185.6091 | 4776 | 369983.1718 | 4185 | 295184.7826 | 52406.6 | 57284400 | 161 | 131055.2811 | 161 | 84533.3046 | 161 | 78497.8355 | 11020.3 | 12265200 | 23 | 134735.991 | 23 | 112020.0995 | 23 | 108531.6684 | 12706.4 | 14572100 | 258.9769 | 96.37% | 79.74% | 3.178% | 9.989% | 0.454% | 10.27% | 97.83% | 35.36% | 85.72% | 28.22% | 100% | 64.5% | 100% | 59.9% | 100% | 83.14% | 100% | 80.55% | Suburb Large | 973.9287 | East North Central
45439 | 1 | Dayton | 0 | OH | 2012 | 4792 | 1731455.2257 | 137128.5 | 156228900 | 4459 | 562399.9892 | 4394 | 216606.0661 | 3673 | 171230.6363 | 28456.3 | 31224700 | 255 | 257187.2502 | 255 | 184809.458 | 254 | 175126.603 | 21266.3 | 24310200 | 78 | 911867.9862 | 78 | 778513.4545 | 78 | 759702.1262 | 87405.9 | 100694000 | 361.322 | 93.05% | 32.48% | 5.321% | 14.85% | 1.628% | 52.66% | 98.54% | 38.51% | 82.37% | 30.45% | 100% | 71.86% | 99.61% | 68.09% | 100% | 85.38% | 100% | 83.31% | Suburb Large | 1270.5603 | East North Central
45440 | 0.84335 | Dayton | 0 | OH | 2012 | 6332 | 1700392.6649 | 99116 | 109473600 | 6041 | 1294097.4381 | 5951 | 472622.5028 | 5259 | 379204.4646 | 65620.1 | 71762600 | 254 | 207292.1822 | 254 | 115027.4316 | 254 | 105873.9178 | 16332.8 | 18024700 | 37 | 199003.0446 | 37 | 150829.6612 | 37 | 144258.1867 | 17163.1 | 19686300 | 268.5396 | 95.4% | 76.11% | 4.011% | 12.19% | 0.5843% | 11.7% | 98.51% | 36.52% | 87.06% | 29.3% | 100% | 55.49% | 100% | 51.07% | 100% | 75.79% | 100% | 72.49% | Rural Fringe | 1993.9259 | East North Central
45449 | 0.60238 | Dayton | 0 | OH | 2012 | 3978 | 951644.4929 | 66598.78 | 74666050 | 3845 | 567415.8809 | 3793 | 231391.2411 | 3222 | 182868.3297 | 31026.2 | 33833000 | 107 | 97550.9837 | 107 | 66677.6937 | 106 | 62637.0383 | 7955.28 | 9029350 | 26 | 286677.6284 | 26 | 244116.0668 | 26 | 238980.6509 | 27617.3 | 31803700 | 239.2269 | 96.66% | 59.62% | 2.69% | 10.25% | 0.6536% | 30.12% | 98.65% | 40.78% | 83.8% | 32.23% | 100% | 68.35% | 99.07% | 64.21% | 100% | 85.15% | 100% | 83.36% | Suburb Large | 2352.3911 | East North Central
45459 | 0.11542 | Dayton | 0 | OH | 2012 | 1078 | 306967.9155 | 14725.4 | 16302930 | 1011 | 256256.9308 | 999 | 83946.8839 | 854 | 65882.1745 | 11378.8 | 12568400 | 67 | 50710.9847 | 67 | 24598.8526 | 65 | 21728.8639 | 3346.6 | 3734530 | 0 | 0 | 0 | 0 | 0 | 0 | 0 | 0 | 284.7569 | 93.78% | 83.48% | 6.215% | 16.52% | 0% | 0% | 98.81% | 32.76% | 84.47% | 25.71% | 100% | 48.51% | 97.01% | 42.85% | #DIV/0! | #DIV/0! | #DIV/0! | #DIV/0! | Suburb Large | 1954.2496 | East North Central
45504 | 0.0023646 | Dayton | 0 | OH | 2012 | 19 | 2291.8195 | 94.4311 | 104633 | 19 | 2291.8195 | 19 | 807.0055 | 15 | 533.4712 | 94.4311 | 104633 | 0 | 0 | 0 | 0 | 0 | 0 | 0 | 0 | 0 | 0 | 0 | 0 | 0 | 0 | 0 | 0 | 120.6221 | 100% | 100% | 0% | 0% | 0% | 0% | 100% | 35.21% | 78.95% | 23.28% | #DIV/0! | #DIV/0! | #DIV/0! | #DIV/0! | #DIV/0! | #DIV/0! | #DIV/0! | #DIV/0! | Rural Fringe | 511.1859 | East North Central
46032 | 0.67269 | Indianapolis | 0 | IN | 2012 | 8112 | 3200048.1242 | 224208.3 | 280044000 | 6999 | 1616237.0221 | 6881 | 628594.5082 | 6252 | 496731.8865 | 92118 | 112469000 | 986 | 816507.3203 | 986 | 450475.2299 | 984 | 408218.7241 | 61587.3 | 76848000 | 127 | 767303.7817 | 127 | 609148.8422 | 127 | 590273.1759 | 70503 | 90727000 | 394.4833 | 86.28% | 50.51% | 12.15% | 25.52% | 1.566% | 23.98% | 98.31% | 38.89% | 89.33% | 30.73% | 100% | 55.17% | 99.8% | 50% | 100% | 79.39% | 100% | 76.93% | City Small | 1650.6859 | East North Central
46033 | 0.4503 | Indianapolis | 0 | IN | 2012 | 6003 | 1497932.4873 | 83901.01 | 103502260 | 5908 | 1353336.5634 | 5806 | 485763.8524 | 5245 | 380620.8602 | 71230.1 | 87410400 | 84 | 66291.4633 | 84 | 35845.0842 | 84 | 33083.8585 | 5200.23 | 6455020 | 11 | 78304.4606 | 11 | 64292.3348 | 11 | 62821.177 | 7470.68 | 9636840 | 249.5306 | 98.42% | 90.35% | 1.399% | 4.426% | 0.1832% | 5.228% | 98.27% | 35.89% | 88.78% | 28.12% | 100% | 54.07% | 100% | 49.91% | 100% | 82.11% | 100% | 80.23% | City Small | 1867.5048 | East North Central
46037 | 0.47794 | Indianapolis | 0 | IN | 2012 | 6716 | 1956592.9117 | 144554.4 | 179421500 | 6427 | 1306180.4654 | 6408 | 545812.4781 | 6231 | 444636.0321 | 83232.2 | 101118000 | 238 | 195925.7718 | 238 | 111727.729 | 238 | 101751.9586 | 16580.7 | 20361900 | 51 | 454486.6744 | 51 | 391170.7912 | 51 | 385742.628 | 44741.5 | 57941600 | 291.3331 | 95.7% | 66.76% | 3.544% | 10.01% | 0.7594% | 23.23% | 99.7% | 41.79% | 96.95% | 34.04% | 100% | 57.03% | 100% | 51.93% | 100% | 86.07% | 100% | 84.87% | Rural Fringe | 1784.0107 | East North Central
46038 | 0.63886 | Indianapolis | 0 | IN | 2012 | 7730 | 2024327.1048 | 140647 | 174793600 | 7174 | 1278281.2299 | 7112 | 514827.5446 | 6703 | 416601.0652 | 75637.3 | 92502700 | 512 | 461100.0418 | 512 | 280006.181 | 512 | 258558.1011 | 37885.6 | 47275200 | 44 | 284945.8331 | 44 | 235326.3242 | 44 | 230220.2193 | 27124.1 | 35015700 | 261.8793 | 92.81% | 63.15% | 6.624% | 22.78% | 0.5692% | 14.08% | 99.14% | 40.27% | 93.43% | 32.59% | 100% | 60.73% | 100% | 56.07% | 100% | 82.59% | 100% | 80.79% | Rural Fringe | 1975.1201 | East North Central
46052 | 0.0038806 | Indianapolis | 0 | IN | 2012 | 16 | 5067.9569 | 322.294 | 408823 | 14 | 3615.4028 | 13 | 1331.9354 | 11 | 1155.1757 | 198.049 | 257624 | 2 | 1452.5541 | 2 | 735.7898 | 2 | 700.734 | 124.245 | 151199 | 0 | 0 | 0 | 0 | 0 | 0 | 0 | 0 | 316.7473 | 87.5% | 71.34% | 12.5% | 28.66% | 0% | 0% | 92.86% | 36.84% | 78.57% | 31.95% | 100% | 50.65% | 100% | 48.24% | #DIV/0! | #DIV/0! | #DIV/0! | #DIV/0! | Town Fringe | 130.3039 | East North Central
46055 | 0.0233 | Indianapolis | 0 | IN | 2012 | 43 | 9676.7977 | 612.6139 | 751788.1 | 42 | 8784.1639 | 38 | 3831.6935 | 36 | 3243.8325 | 555.975 | 678496 | 1 | 892.6338 | 1 | 359.5697 | 1 | 347.5697 | 56.6389 | 73292.1 | 0 | 0 | 0 | 0 | 0 | 0 | 0 | 0 | 225.0418 | 97.67% | 90.78% | 2.326% | 9.224% | 0% | 0% | 90.48% | 43.62% | 85.71% | 36.93% | 100% | 40.28% | 100% | 38.94% | #DIV/0! | #DIV/0! | #DIV/0! | #DIV/0! | Rural Fringe | 334.8385 | East North Central
46074 | 0.0043944 | Indianapolis | 0 | IN | 2012 | 32 | 11364.6314 | 762.784 | 938580 | 29 | 8970.4802 | 29 | 3744.422 | 29 | 3011.1358 | 603.06 | 732066 | 3 | 2394.1511 | 3 | 1010.2411 | 3 | 945.9641 | 159.724 | 206514 | 0 | 0 | 0 | 0 | 0 | 0 | 0 | 0 | 355.1447 | 90.62% | 78.93% | 9.375% | 21.07% | 0% | 0% | 100% | 41.74% | 100% | 33.57% | 100% | 42.2% | 100% | 39.51% | #DIV/0! | #DIV/0! | #DIV/0! | #DIV/0! | Suburb Large | 587.5499 | East North Central
46075 | 0.16618 | Indianapolis | 0 | IN | 2012 | 265 | 158907.5544 | 13264.48 | 16607430 | 200 | 34070.437 | 195 | 14020.6057 | 163 | 11725.5731 | 2013.68 | 2454840 | 53 | 51986.0108 | 53 | 30913.8028 | 52 | 28945.6746 | 4277.97 | 5292810 | 12 | 72851.1066 | 12 | 55663.3949 | 12 | 54490.0646 | 6972.83 | 8859780 | 599.6511 | 75.47% | 21.44% | 20% | 32.71% | 4.528% | 45.84% | 97.5% | 41.15% | 81.5% | 34.42% | 100% | 59.47% | 98.11% | 55.68% | 100% | 76.41% | 100% | 74.8% | Town Fringe | 129.4986 | East North Central
46077 | 0.48126 | Indianapolis | 0 | IN | 2012 | 7224 | 2027688.8915 | 128581.9 | 159437000 | 6775 | 1390705.3722 | 6627 | 517275.2637 | 5894 | 404756.9228 | 74340.8 | 91261100 | 407 | 317909.7384 | 407 | 181058.6203 | 407 | 164203.8777 | 25541 | 31493900 | 42 | 319073.781 | 42 | 239502.2971 | 42 | 229629.375 | 28700.1 | 36682000 | 280.6878 | 93.78% | 68.59% | 5.634% | 15.68% | 0.5814% | 15.74% | 97.82% | 37.2% | 87% | 29.1% | 100% | 56.95% | 100% | 51.65% | 100% | 75.06% | 100% | 71.97% | Suburb Large | 553.8301 | East North Central
46107 | 1 | Indianapolis | 0 | IN | 2012 | 5279 | 1031421.3526 | 67573.9 | 84280600 | 5082 | 645581.8934 | 5025 | 253275.7443 | 4383 | 199189.8863 | 34428.4 | 42333700 | 171 | 145440.3413 | 171 | 87287.0734 | 171 | 82717.8433 | 12191.1 | 15177300 | 26 | 240399.1179 | 26 | 173040.4549 | 26 | 166640.3992 | 20954.4 | 26769600 | 195.382 | 96.27% | 62.59% | 3.239% | 14.1% | 0.4925% | 23.31% | 98.88% | 39.23% | 86.25% | 30.85% | 100% | 60.02% | 100% | 56.87% | 100% | 71.98% | 100% | 69.32% | Suburb Large | 3470.3738 | East North Central
46112 | 0.41949 | Indianapolis | 0 | IN | 2012 | 3791 | 1022475.2293 | 80698.95 | 100229000 | 3709 | 681087.3983 | 3668 | 305665.9264 | 3409 | 256784.6989 | 45837.3 | 55580700 | 59 | 48218.5558 | 59 | 29079.1785 | 59 | 27497.4439 | 4148.65 | 5172900 | 23 | 293169.2751 | 23 | 263143.3371 | 23 | 260826.4001 | 30713 | 39475400 | 269.7112 | 97.84% | 66.61% | 1.556% | 4.716% | 0.6067% | 28.67% | 98.89% | 44.88% | 91.91% | 37.7% | 100% | 60.31% | 100% | 57.03% | 100% | 89.76% | 100% | 88.97% | Suburb Large | 798.1096 | East North Central
46113 | 0.68204 | Indianapolis | 0 | IN | 2012 | 4025 | 925863.7794 | 67603.49 | 84513500 | 3870 | 611064.4509 | 3830 | 258827.5412 | 3570 | 209939.8329 | 37242.9 | 45783400 | 141 | 114491.4054 | 141 | 64849.059 | 140 | 59360.5044 | 9345.99 | 11579500 | 14 | 200307.9231 | 14 | 183108.1832 | 14 | 180781.6588 | 21014.6 | 27150600 | 230.0283 | 96.15% | 66% | 3.503% | 12.37% | 0.3478% | 21.63% | 98.97% | 42.36% | 92.25% | 34.36% | 100% | 56.64% | 99.29% | 51.85% | 100% | 91.41% | 100% | 90.25% | Suburb Large | 511.4505 | East North Central
46123 | 0.27164 | Indianapolis | 0 | IN | 2012 | 3544 | 1031616.4086 | 82602.5 | 103282200 | 3360 | 583342.8173 | 3336 | 258805.3608 | 3194 | 217450.4587 | 38978.1 | 47405300 | 164 | 129333.2533 | 164 | 77668.5416 | 164 | 71547.6202 | 10852.1 | 13384600 | 20 | 318940.3379 | 20 | 290817.9969 | 20 | 287492.5144 | 32772.3 | 42492300 | 291.0882 | 94.81% | 56.55% | 4.628% | 12.54% | 0.5643% | 30.92% | 99.29% | 44.37% | 95.06% | 37.28% | 100% | 60.05% | 100% | 55.32% | 100% | 91.18% | 100% | 90.14% | Suburb Large | 1046.7286 | East North Central
46126 | 0.0067181 | Indianapolis | 0 | IN | 2012 | 13 | 2067.4724 | 87.175 | 105685 | 13 | 2067.4724 | 13 | 664.9504 | 8 | 494.3057 | 87.175 | 105685 | 0 | 0 | 0 | 0 | 0 | 0 | 0 | 0 | 0 | 0 | 0 | 0 | 0 | 0 | 0 | 0 | 159.0363 | 100% | 100% | 0% | 0% | 0% | 0% | 100% | 32.16% | 61.54% | 23.91% | #DIV/0! | #DIV/0! | #DIV/0! | #DIV/0! | #DIV/0! | #DIV/0! | #DIV/0! | #DIV/0! | Rural Distant | 86.9357 | East North Central
46140 | 0.0038757 | Indianapolis | 0 | IN | 2012 | 224 | 51145.6034 | 3829.827 | 4595516 | 222 | 49954.4126 | 216 | 23578.5323 | 203 | 19934.3934 | 3699.8 | 4441980 | 2 | 1191.1908 | 2 | 873.4153 | 2 | 850.9852 | 130.027 | 153536 | 0 | 0 | 0 | 0 | 0 | 0 | 0 | 0 | 228.3286 | 99.11% | 97.67% | 0.8929% | 2.329% | 0% | 0% | 97.3% | 47.2% | 91.44% | 39.91% | 100% | 73.32% | 100% | 71.44% | #DIV/0! | #DIV/0! | #DIV/0! | #DIV/0! | Town Fringe | 237.1482 | East North Central
46142 | 0.25605 | Indianapolis | 0 | IN | 2012 | 2613 | 754550.3306 | 51587 | 64609200 | 2445 | 440345.9547 | 2399 | 171109.1219 | 2059 | 135484.14 | 23637.3 | 29247200 | 153 | 135611.7977 | 153 | 80580.597 | 153 | 74450.0167 | 11593.5 | 14204600 | 15 | 178592.5782 | 15 | 146403.5141 | 15 | 140496.7483 | 16356.2 | 21157400 | 288.7678 | 93.57% | 58.36% | 5.855% | 17.97% | 0.5741% | 23.67% | 98.12% | 38.86% | 84.21% | 30.77% | 100% | 59.42% | 100% | 54.9% | 100% | 81.98% | 100% | 78.67% | Suburb Large | 1950.4061 | East North Central
46143 | 0.057487 | Indianapolis | 0 | IN | 2012 | 983 | 264765.2871 | 19948.38 | 25043500 | 917 | 146743.1724 | 899 | 64174.2103 | 808 | 53534.9979 | 9387.83 | 11497300 | 55 | 53849.8108 | 55 | 35615.0978 | 55 | 34096.9131 | 4565.84 | 5766260 | 11 | 64172.3039 | 11 | 53681.0096 | 11 | 52454.9489 | 5994.71 | 7779940 | 269.3441 | 93.29% | 55.42% | 5.595% | 20.34% | 1.119% | 24.24% | 98.04% | 43.73% | 88.11% | 36.48% | 100% | 66.14% | 100% | 63.32% | 100% | 83.65% | 100% | 81.74% | Suburb Large | 907.8057 | East North Central
46158 | 0.02467 | Indianapolis | 0 | IN | 2012 | 786 | 137519.214 | 8706.776 | 10740370 | 771 | 117017.8892 | 759 | 48562.7257 | 659 | 39630.9196 | 6851.02 | 8412480 | 13 | 11106.2675 | 13 | 6474.1611 | 13 | 6071.189 | 987.225 | 1207830 | 2 | 9395.0574 | 2 | 6979.4265 | 2 | 6831.2271 | 868.531 | 1120060 | 174.9608 | 98.09% | 85.09% | 1.654% | 8.076% | 0.2545% | 6.832% | 98.44% | 41.5% | 85.47% | 33.87% | 100% | 58.29% | 100% | 54.66% | 100% | 74.29% | 100% | 72.71% | Suburb Large | 330.7094 | East North Central
46163 | 0.051086 | Indianapolis | 0 | IN | 2012 | 132 | 30753.5788 | 2020.381 | 2471939 | 127 | 27356.9317 | 126 | 11728.381 | 118 | 9883.6606 | 1832.53 | 2233990 | 5 | 3396.6471 | 5 | 1681.0468 | 5 | 1418.2123 | 187.851 | 237949 | 0 | 0 | 0 | 0 | 0 | 0 | 0 | 0 | 232.9817 | 96.21% | 88.96% | 3.788% | 11.04% | 0% | 0% | 99.21% | 42.87% | 92.91% | 36.13% | 100% | 49.49% | 100% | 41.75% | #DIV/0! | #DIV/0! | #DIV/0! | #DIV/0! | Rural Fringe | 383.0612 | East North Central
46168 | 0.32392 | Indianapolis | 0 | IN | 2012 | 2392 | 2880699.2568 | 283869.8 | 366675400 | 2084 | 350340.6956 | 2046 | 151594.3728 | 1815 | 123989.63 | 21346.6 | 26086200 | 214 | 191987.5686 | 214 | 118262.525 | 214 | 109821.9801 | 16361.2 | 20273200 | 94 | 2338370.9926 | 94 | 2198873.3221 | 94 | 2186690.876 | 246162 | 320316000 | 1204.3057 | 87.12% | 12.16% | 8.946% | 6.665% | 3.93% | 81.17% | 98.18% | 43.27% | 87.09% | 35.39% | 100% | 61.6% | 100% | 57.2% | 100% | 94.03% | 100% | 93.51% | Suburb Large | 841.1577 | East North Central
46183 | 1 | Indianapolis | 0 | IN | 2012 | 39 | 5961.9415 | 305.245 | 376588 | 37 | 4892.3091 | 35 | 1701.2501 | 31 | 1275.929 | 227.656 | 277913 | 2 | 1069.6324 | 2 | 601.3814 | 2 | 554.6175 | 77.589 | 98675 | 0 | 0 | 0 | 0 | 0 | 0 | 0 | 0 | 152.8703 | 94.87% | 82.06% | 5.128% | 17.94% | 0% | 0% | 94.59% | 34.77% | 83.78% | 26.08% | 100% | 56.22% | 100% | 51.85% | #DIV/0! | #DIV/0! | #DIV/0! | #DIV/0! | City Large | 712.9899 | East North Central
46201 | 1 | Indianapolis | 0 | IN | 2012 | 14808 | 2569861.859 | 162184.1 | 205235800 | 14492 | 1639500.7058 | 14239 | 591886.7869 | 11842 | 445182.5067 | 80122.5 | 100229000 | 250 | 237548.6959 | 250 | 164524.1604 | 249 | 155829.5679 | 19714.8 | 25064100 | 66 | 692812.4573 | 66 | 524068.101 | 66 | 507510.2702 | 62346.8 | 79942700 | 173.5455 | 97.87% | 63.8% | 1.688% | 9.244% | 0.4457% | 26.96% | 98.25% | 36.1% | 81.71% | 27.15% | 100% | 69.26% | 99.6% | 65.6% | 100% | 75.64% | 100% | 73.25% | City Large | 5152.8224 | East North Central
46203 | 1 | Indianapolis | 0 | IN | 2012 | 18324 | 3168907.8396 | 219940.9 | 273592200 | 17755 | 2010757.5746 | 17475 | 839173.0986 | 14763 | 654909.1611 | 114580 | 138635000 | 458 | 435377.2606 | 458 | 297815.8716 | 457 | 283133.4802 | 37770.3 | 47633900 | 111 | 722773.0044 | 111 | 585968.9727 | 111 | 572612.7171 | 67590.6 | 87323300 | 172.9376 | 96.89% | 63.45% | 2.499% | 13.74% | 0.6058% | 22.81% | 98.42% | 41.73% | 83.15% | 32.57% | 100% | 68.4% | 99.78% | 65.03% | 100% | 81.07% | 100% | 79.22% | City Large | 2960.0432 | East North Central
46204 | 1 | Indianapolis | 0 | IN | 2012 | 348 | 919597.927 | 63698.21 | 82244950 | 112 | 29580.0905 | 112 | 16366.3548 | 107 | 14781.2202 | 1980.01 | 2482750 | 158 | 182432.6223 | 158 | 112758.2619 | 156 | 105823.0688 | 12694.9 | 16410900 | 78 | 707585.2142 | 78 | 431708.3784 | 78 | 411303.1854 | 49023.3 | 63351300 | 2642.5228 | 32.18% | 3.217% | 45.4% | 19.84% | 22.41% | 76.95% | 100% | 55.33% | 95.54% | 49.97% | 100% | 61.81% | 98.73% | 58.01% | 100% | 61.01% | 100% | 58.13% | City Large | 3699.2469 | East North Central
46205 | 1 | Indianapolis | 0 | IN | 2012 | 10862 | 2025277.715 | 121476.7 | 153071700 | 10335 | 1273771.698 | 9992 | 425870.9095 | 7931 | 325318.0441 | 57700.2 | 72019800 | 466 | 433073.1928 | 466 | 273691.2676 | 466 | 258964.5488 | 34400.4 | 43588000 | 61 | 318432.8242 | 61 | 244082.2685 | 61 | 236668.5413 | 29376.1 | 37463900 | 186.4553 | 95.15% | 62.89% | 4.29% | 21.38% | 0.5616% | 15.72% | 96.68% | 33.43% | 76.74% | 25.54% | 100% | 63.2% | 100% | 59.8% | 100% | 76.65% | 100% | 74.32% | City Large | 3927.8562 | East North Central
46216 | 1 | Indianapolis | 0 | IN | 2012 | 651 | 295641.6218 | 24751.29 | 31092380 | 550 | 93872.2958 | 549 | 43181.1564 | 515 | 36696.8326 | 6478.54 | 7897970 | 82 | 83388.3693 | 82 | 49668.6039 | 82 | 46485.5023 | 7174.75 | 8968710 | 19 | 118380.9567 | 19 | 93519.3064 | 19 | 91011.1116 | 11098 | 14225700 | 454.1346 | 84.49% | 31.75% | 12.6% | 28.21% | 2.919% | 40.04% | 99.82% | 46% | 93.64% | 39.09% | 100% | 59.56% | 100% | 55.75% | 100% | 79% | 100% | 76.88% | Suburb Large | 862.1135 | East North Central
46217 | 1 | Indianapolis | 0 | IN | 2012 | 12141 | 2771159.8152 | 180120.2 | 223729400 | 11649 | 2028743.5895 | 11497 | 826898.8198 | 10465 | 666210.7144 | 116950 | 143392000 | 437 | 401643.7625 | 437 | 245253.4108 | 435 | 227486.3081 | 32186.2 | 40318100 | 55 | 340772.4632 | 55 | 272849.3352 | 55 | 264848.5371 | 30984 | 40019300 | 228.2481 | 95.95% | 73.21% | 3.599% | 14.49% | 0.453% | 12.3% | 98.7% | 40.76% | 89.84% | 32.84% | 100% | 61.06% | 99.54% | 56.64% | 100% | 80.07% | 100% | 77.72% | City Large | 1521.9905 | East North Central
46218 | 1 | Indianapolis | 0 | IN | 2012 | 14963 | 2376403.6646 | 152497.1 | 191234400 | 14508 | 1568968.7261 | 13980 | 577457.7903 | 11029 | 446660.6416 | 77084.7 | 94860500 | 378 | 350719.1417 | 378 | 245207.8728 | 378 | 234369.6685 | 30758.7 | 38905700 | 77 | 456715.7967 | 77 | 384575.1506 | 77 | 376843.1665 | 44653.7 | 57468200 | 158.8187 | 96.96% | 66.02% | 2.526% | 14.76% | 0.5146% | 19.22% | 96.36% | 36.8% | 76.02% | 28.47% | 100% | 69.92% | 100% | 66.83% | 100% | 84.2% | 100% | 82.51% | City Large | 3162.146 | East North Central
46219 | 1 | Indianapolis | 0 | IN | 2012 | 14883 | 4542576.9678 | 351029.1 | 446578100 | 14197 | 1894885.0945 | 13832 | 708339.0875 | 11338 | 551809.3362 | 93662 | 114668000 | 508 | 487799.4797 | 508 | 337555.3337 | 508 | 323201.2499 | 42620.1 | 53795100 | 178 | 2159892.3936 | 178 | 1876469.145 | 178 | 1845893.667 | 214747 | 278115000 | 305.2192 | 95.39% | 41.71% | 3.413% | 10.74% | 1.196% | 47.55% | 97.43% | 37.38% | 79.86% | 29.12% | 100% | 69.2% | 100% | 66.26% | 100% | 86.88% | 100% | 85.46% | City Large | 2606.0777 | East North Central
46220 | 1 | Indianapolis | 0 | IN | 2012 | 14154 | 3077455.7385 | 160566.3 | 202139800 | 13437 | 2101888.467 | 12704 | 616723.5106 | 9263 | 454094.7272 | 78127.9 | 96899200 | 632 | 523497.9187 | 632 | 316697.0947 | 629 | 295777.9112 | 40295.9 | 50895400 | 85 | 452069.3528 | 85 | 366388.3593 | 85 | 355636.4012 | 42142.5 | 54345200 | 217.4266 | 94.93% | 68.3% | 4.465% | 17.01% | 0.6005% | 14.69% | 94.54% | 29.34% | 68.94% | 21.6% | 100% | 60.5% | 99.53% | 56.5% | 100% | 81.05% | 100% | 78.67% | City Large | 2767.8037 | East North Central
46221 | 1 | Indianapolis | 0 | IN | 2012 | 11402 | 2753994.6847 | 191346.5 | 241023500 | 11035 | 1494910.5298 | 10892 | 612247.9525 | 9512 | 483152.8636 | 83647.8 | 103129000 | 291 | 273803.3589 | 291 | 182071.2706 | 291 | 170661.8414 | 23506.6 | 29395500 | 76 | 985280.7961 | 76 | 725014.2182 | 76 | 696984.7795 | 84192.1 | 108499000 | 241.5361 | 96.78% | 54.28% | 2.552% | 9.942% | 0.6665% | 35.78% | 98.7% | 40.96% | 86.2% | 32.32% | 100% | 66.5% | 100% | 62.33% | 100% | 73.58% | 100% | 70.74% | City Large | 1325.8464 | East North Central
46226 | 1 | Indianapolis | 0 | IN | 2012 | 15250 | 3611409.6256 | 229513.8 | 288561900 | 14505 | 2179127.5972 | 14029 | 746694.9051 | 11137 | 582936.3424 | 97363 | 119377000 | 623 | 562947.6828 | 623 | 352572.9852 | 618 | 332592.0124 | 46244.8 | 57782900 | 122 | 869334.3455 | 122 | 760821.1763 | 122 | 749159.4894 | 85906 | 111402000 | 236.8137 | 95.11% | 60.34% | 4.085% | 15.59% | 0.8% | 24.07% | 96.72% | 34.27% | 76.78% | 26.75% | 100% | 62.63% | 99.2% | 59.08% | 100% | 87.52% | 100% | 86.18% | Suburb Large | 2985.0033 | East North Central
46227 | 1 | Indianapolis | 0 | IN | 2012 | 16924 | 4129541.5787 | 275019.1 | 342734400 | 15733 | 2542317.2712 | 15336 | 984163.2359 | 13053 | 783711.5714 | 132947 | 163754000 | 1060 | 862229.3056 | 1060 | 520588.592 | 1059 | 487900.9465 | 72936 | 90371100 | 131 | 724995.0019 | 131 | 587559.2598 | 131 | 571462.2149 | 69136.1 | 88609300 | 244.0051 | 92.96% | 61.56% | 6.263% | 20.88% | 0.774% | 17.56% | 97.48% | 38.71% | 82.97% | 30.83% | 100% | 60.38% | 99.91% | 56.59% | 100% | 81.04% | 100% | 78.82% | City Large | 3068.1859 | East North Central
46229 | 0.92348 | Indianapolis | 0 | IN | 2012 | 8382 | 2211033.8979 | 158554.5 | 197905200 | 7885 | 1312255.436 | 7802 | 533479.0711 | 7025 | 432496.9449 | 75073 | 91642000 | 443 | 355131.3967 | 443 | 214875.9004 | 442 | 201089.3682 | 30379.6 | 37567300 | 54 | 543647.0652 | 54 | 466002.3345 | 54 | 456321.5631 | 53101.9 | 68695900 | 263.7836 | 94.07% | 59.35% | 5.285% | 16.06% | 0.6442% | 24.59% | 98.95% | 40.65% | 89.09% | 32.96% | 100% | 60.51% | 99.77% | 56.62% | 100% | 85.72% | 100% | 83.94% | City Large | 2310.9761 | East North Central
46231 | 1 | Indianapolis | 0 | IN | 2012 | 4266 | 1628185.8714 | 137802.34 | 175696200 | 4148 | 658462.0553 | 4081 | 282440.0052 | 3790 | 230136.0384 | 40578.8 | 49600900 | 83 | 72372.6119 | 83 | 48567.5059 | 83 | 45621.8086 | 6257.04 | 7835300 | 35 | 897351.2042 | 35 | 810994.7744 | 35 | 802304.0512 | 90966.5 | 118260000 | 381.6657 | 97.23% | 40.44% | 1.946% | 4.445% | 0.8204% | 55.11% | 98.38% | 42.89% | 91.37% | 34.95% | 100% | 67.11% | 100% | 63.04% | 100% | 90.38% | 100% | 89.41% | City Large | 860.7252 | East North Central
46234 | 0.99995 | Indianapolis | 0 | IN | 2012 | 9921 | 1887311.5536 | 111803.97 | 137782530 | 9660 | 1604176.4702 | 9509 | 633157.9943 | 8382 | 505271.5084 | 88237.3 | 108218000 | 246 | 193062.9165 | 246 | 115892.7622 | 245 | 107343.1885 | 15843.5 | 19682500 | 15 | 90072.1669 | 15 | 66018.8565 | 15 | 63017.1669 | 7723.17 | 9882030 | 190.234 | 97.37% | 85% | 2.48% | 10.23% | 0.1512% | 4.773% | 98.44% | 39.47% | 86.77% | 31.5% | 100% | 60.03% | 99.59% | 55.6% | 100% | 73.3% | 100% | 69.96% | City Large | 1604.7704 | East North Central
46235 | 0.98496 | Indianapolis | 0 | IN | 2012 | 8448 | 1670817.6751 | 120210.2 | 147935700 | 8075 | 1183377.4139 | 8023 | 521276.9183 | 7391 | 434747.8388 | 75373.5 | 91459000 | 347 | 261484.4104 | 347 | 155333.5834 | 347 | 144884.8323 | 22384.3 | 27539200 | 26 | 225955.8507 | 26 | 194869.1113 | 26 | 191138.0362 | 22452.4 | 28937500 | 197.7767 | 95.58% | 70.83% | 4.107% | 15.65% | 0.3078% | 13.52% | 99.36% | 44.05% | 91.53% | 36.74% | 100% | 59.4% | 100% | 55.41% | 100% | 86.24% | 100% | 84.59% | Suburb Large | 3242.493 | East North Central
46236 | 0.81254 | Indianapolis | 0 | IN | 2012 | 8038 | 1916978.1648 | 118522.9 | 147626500 | 7793 | 1448526.557 | 7713 | 538556.4233 | 7033 | 418436.0816 | 75738.3 | 93152900 | 211 | 175746.1632 | 211 | 107555.8612 | 211 | 99361.4383 | 14100.5 | 17692700 | 34 | 292705.4446 | 34 | 241656.09 | 34 | 236341.8996 | 28684.1 | 36780900 | 238.4894 | 96.95% | 75.56% | 2.625% | 9.168% | 0.423% | 15.27% | 98.97% | 37.18% | 90.25% | 28.89% | 100% | 61.2% | 100% | 56.54% | 100% | 82.56% | 100% | 80.74% | Suburb Large | 2218.2115 | East North Central
46237 | 1 | Indianapolis | 0 | IN | 2012 | 13007 | 2969968.8291 | 210463.2 | 259681500 | 12350 | 2144673.7769 | 12271 | 944795.3753 | 11586 | 782241.9546 | 139397 | 170202000 | 621 | 491636.4463 | 621 | 278437.7061 | 619 | 253858.9818 | 39827.3 | 49221300 | 36 | 333658.6059 | 36 | 266576.4665 | 36 | 260620.7345 | 31238.9 | 40258200 | 228.3362 | 94.95% | 72.21% | 4.774% | 16.55% | 0.2768% | 11.23% | 99.36% | 44.05% | 93.81% | 36.47% | 100% | 56.63% | 99.68% | 51.64% | 100% | 79.89% | 100% | 78.11% | Rural Fringe | 2774.7013 | East North Central
46239 | 0.99668 | Indianapolis | 0 | IN | 2012 | 10617 | 2374589.6956 | 168404.9 | 209029700 | 10327 | 1764940.3818 | 10210 | 757084.5516 | 9505 | 628475.7625 | 112060 | 136957000 | 231 | 208512.9504 | 231 | 135357.7532 | 230 | 127382.9066 | 17555.7 | 22133900 | 59 | 401136.3634 | 59 | 333595.8103 | 59 | 326678.9608 | 38789.2 | 49938800 | 223.6592 | 97.27% | 74.33% | 2.176% | 8.781% | 0.5557% | 16.89% | 98.87% | 42.9% | 92.04% | 35.61% | 100% | 64.92% | 99.57% | 61.09% | 100% | 83.16% | 100% | 81.44% | Rural Fringe | 883.4281 | East North Central
46240 | 1 | Indianapolis | 0 | IN | 2012 | 5824 | 2246748.8713 | 140045.3 | 176379000 | 4978 | 965664.8835 | 4702 | 263673.8446 | 3408 | 196296.2613 | 33723 | 41531800 | 742 | 594849.3781 | 742 | 324684.7258 | 740 | 294337.0522 | 44869.5 | 55611100 | 104 | 686234.6098 | 104 | 533070.2801 | 104 | 516244.5345 | 61452.8 | 79236100 | 385.7742 | 85.47% | 42.98% | 12.74% | 26.48% | 1.786% | 30.54% | 94.46% | 27.3% | 68.46% | 20.33% | 100% | 54.58% | 99.73% | 49.48% | 100% | 77.68% | 100% | 75.23% | City Large | 1817.0218 | East North Central
46241 | 1 | Indianapolis | 0 | IN | 2012 | 13511 | 4467463.7898 | 362093.9 | 464171500 | 12663 | 1484449.9657 | 12291 | 583547.063 | 10018 | 453437.5604 | 76188.4 | 94503600 | 585 | 591180.6447 | 585 | 417142.9877 | 585 | 399200.3279 | 51586.5 | 65507900 | 263 | 2391833.1794 | 263 | 2087105.7631 | 263 | 2052120.8777 | 234319 | 304160000 | 330.6538 | 93.72% | 33.23% | 4.33% | 13.23% | 1.947% | 53.54% | 97.06% | 39.31% | 79.11% | 30.55% | 100% | 70.56% | 100% | 67.53% | 100% | 87.26% | 100% | 85.8% | City Large | 1415.8347 | East North Central
46249 | 1 | Indianapolis | 0 | IN | 2012 | 21 | 13295.3553 | 1337.377 | 1664939 | 15 | 3238.1168 | 15 | 2269.0324 | 14 | 2109.7106 | 341.18 | 400133 | 4 | 3574.3119 | 4 | 2935.4096 | 4 | 2873.0639 | 392.973 | 479783 | 2 | 6482.9267 | 2 | 5444.7389 | 2 | 5362.3107 | 603.224 | 785023 | 633.1122 | 71.43% | 24.36% | 19.05% | 26.88% | 9.524% | 48.76% | 100% | 70.07% | 93.33% | 65.15% | 100% | 82.13% | 100% | 80.38% | 100% | 83.99% | 100% | 82.71% | Suburb Large | 939.6286 | East North Central
46250 | 1 | Indianapolis | 0 | IN | 2012 | 4928 | 2116172.2003 | 144574.9 | 182815600 | 4185 | 894408.7487 | 4102 | 299232.5523 | 3537 | 230531.2976 | 40578.1 | 49912800 | 643 | 547704.0028 | 643 | 311224.3104 | 640 | 284569.6854 | 41408.8 | 51906000 | 100 | 674059.4488 | 100 | 551374.0807 | 100 | 536141.955 | 62588 | 80996800 | 429.4181 | 84.92% | 42.27% | 13.05% | 25.88% | 2.029% | 31.85% | 98.02% | 33.46% | 84.52% | 25.77% | 100% | 56.82% | 99.53% | 51.96% | 100% | 81.8% | 100% | 79.54% | Suburb Large | 2345.259 | East North Central
46254 | 1 | Indianapolis | 0 | IN | 2012 | 9142 | 2711650.0197 | 194024.3 | 242963700 | 8168 | 1315950.6665 | 8056 | 523516.5063 | 7345 | 418134.2441 | 73086.9 | 89206900 | 883 | 698700.1592 | 883 | 396567.3759 | 882 | 362847.7522 | 54250.9 | 67493400 | 91 | 696999.1939 | 91 | 589046.4674 | 91 | 575350.678 | 66686.5 | 86263400 | 296.6145 | 89.35% | 48.53% | 9.659% | 25.77% | 0.9954% | 25.7% | 98.63% | 39.78% | 89.92% | 31.77% | 100% | 56.76% | 99.89% | 51.93% | 100% | 84.51% | 100% | 82.55% | City Large | 3053.4813 | East North Central
46256 | 0.98575 | Indianapolis | 0 | IN | 2012 | 7847 | 2383280.4502 | 149181.2 | 187157400 | 7391 | 1532589.5643 | 7266 | 527709.7525 | 6498 | 411250.054 | 74696 | 91757400 | 380 | 321258.0424 | 380 | 190749.8481 | 377 | 177930.2057 | 25654.5 | 32190100 | 76 | 529432.8435 | 76 | 431293.6395 | 76 | 419536.5829 | 48830.7 | 63209900 | 303.7187 | 94.19% | 64.31% | 4.843% | 13.48% | 0.9685% | 22.21% | 98.31% | 34.43% | 87.92% | 26.83% | 100% | 59.38% | 99.21% | 55.39% | 100% | 81.46% | 100% | 79.24% | Suburb Large | 1939.8427 | East North Central
46259 | 0.85801 | Indianapolis | 0 | IN | 2012 | 4810 | 1032368.8559 | 71358.96 | 87330850 | 4724 | 911414.2686 | 4652 | 399289.8508 | 4325 | 332256.9692 | 60891.6 | 74207500 | 80 | 57231.6087 | 80 | 32984.2878 | 79 | 30911.2806 | 4852.47 | 6006150 | 6 | 63722.9786 | 6 | 42586.1127 | 6 | 41164.3574 | 5614.89 | 7117200 | 214.6297 | 98.21% | 88.28% | 1.663% | 5.544% | 0.1247% | 6.173% | 98.48% | 43.81% | 91.55% | 36.46% | 100% | 57.63% | 98.75% | 54.01% | 100% | 66.83% | 100% | 64.6% | Rural Fringe | 603.3481 | East North Central
46260 | 1 | Indianapolis | 0 | IN | 2012 | 7650 | 2485194.1457 | 141243.6 | 175451800 | 6675 | 1424512.4722 | 6458 | 456331.6717 | 5309 | 354690.2291 | 60864.8 | 75111200 | 929 | 710463.2405 | 929 | 349049.6036 | 923 | 310577.9148 | 50243.3 | 61770900 | 46 | 350218.433 | 46 | 252421.4455 | 46 | 241958.4577 | 30135.5 | 38569700 | 324.862 | 87.25% | 57.32% | 12.14% | 28.59% | 0.6013% | 14.09% | 96.75% | 32.03% | 79.54% | 24.9% | 100% | 49.13% | 99.35% | 43.71% | 100% | 72.08% | 100% | 69.09% | City Large | 3243.7907 | East North Central
46268 | 1 | Indianapolis | 0 | IN | 2012 | 7079 | 3970600.6061 | 338563 | 433180700 | 6063 | 1007984.0848 | 5928 | 405375.9321 | 5353 | 323313.542 | 55943.1 | 68763700 | 790 | 721463.178 | 790 | 454930.2223 | 786 | 423487.2323 | 58598.9 | 73498000 | 226 | 2241153.3433 | 226 | 1995541.2013 | 226 | 1967566.874 | 224021 | 290919000 | 560.8985 | 85.65% | 25.39% | 11.16% | 18.17% | 3.193% | 56.44% | 97.77% | 40.22% | 88.29% | 32.08% | 100% | 63.06% | 99.49% | 58.7% | 100% | 89.04% | 100% | 87.79% | City Large | 1812.8328 | East North Central
46278 | 1 | Indianapolis | 0 | IN | 2012 | 3457 | 1510586.9758 | 112581.97 | 143710100 | 3198 | 681875.1103 | 3133 | 238564.4578 | 2815 | 183288.6543 | 33441.8 | 41298800 | 167 | 134190.4123 | 167 | 71358.0645 | 167 | 64240.4812 | 9573.57 | 12027000 | 92 | 694521.4532 | 92 | 622286.453 | 92 | 614262.2652 | 69566.6 | 90384300 | 436.9647 | 92.51% | 45.14% | 4.831% | 8.883% | 2.661% | 45.98% | 97.97% | 34.99% | 88.02% | 26.88% | 100% | 53.18% | 100% | 47.87% | 100% | 89.6% | 100% | 88.44% | City Large | 694.4782 | East North Central
46280 | 1 | Indianapolis | 0 | IN | 2012 | 2781 | 601856.8248 | 30066.7 | 37116300 | 2654 | 460665.966 | 2541 | 140067.09 | 1940 | 107104.7753 | 18480.1 | 22654500 | 115 | 90417.089 | 115 | 53182.4268 | 115 | 49079.8691 | 7254.64 | 9001590 | 12 | 50773.7698 | 12 | 33669.8549 | 12 | 31981.8616 | 4331.96 | 5460210 | 216.4174 | 95.43% | 76.54% | 4.135% | 15.02% | 0.4315% | 8.436% | 95.74% | 30.41% | 73.1% | 23.25% | 100% | 58.82% | 100% | 54.28% | 100% | 66.31% | 100% | 62.99% | City Small | 1346.1106 | East North Central
46290 | 1 | Indianapolis | 0 | IN | 2012 | 122 | 93754.9012 | 6128.89 | 7780340 | 98 | 29655.4766 | 97 | 11040.8521 | 93 | 8613.506 | 1565.52 | 1921440 | 15 | 16068.1657 | 15 | 8802.7564 | 15 | 8033.3613 | 1127.68 | 1425090 | 9 | 48031.2589 | 9 | 30695.2408 | 9 | 28913.407 | 3435.69 | 4433810 | 768.4828 | 80.33% | 31.63% | 12.3% | 17.14% | 7.377% | 51.23% | 98.98% | 37.23% | 94.9% | 29.05% | 100% | 54.78% | 100% | 50% | 100% | 63.91% | 100% | 60.2% | City Small | 1184.5902 | East North Central
46312 | 0.75493 | Chicago | 0 | IL | 2012 | 6597 | 15140048.4465 | 275752.3 | 331518800 | 6043 | 2927132.2705 | 5862 | 326020.606 | 5137 | 269862.0369 | 42721.5 | 50953300 | 429 | 1652876.405 | 429 | 263438.1197 | 425 | 250756.048 | 32005.8 | 38390500 | 125 | 10560039.7709 | 125 | 1512991.1514 | 125 | 1459621.1005 | 201025 | 242175000 | 2294.9899 | 91.6% | 19.33% | 6.503% | 10.92% | 1.895% | 69.75% | 97% | 11.14% | 85.01% | 9.219% | 100% | 15.94% | 99.07% | 15.17% | 100% | 14.33% | 100% | 13.82% | Suburb Large | 1869.1892 | East North Central
46320 | 0.42076 | Chicago | 0 | IL | 2012 | 329 | 1115370.6254 | 21029.34 | 25387790 | 229 | 113714.4325 | 186 | 13476.7406 | 119 | 11404.2029 | 1519.85 | 1814800 | 78 | 311048.1457 | 78 | 55614.2732 | 78 | 53444.8183 | 6602.99 | 7918090 | 22 | 690608.0471 | 22 | 117007.203 | 22 | 111314.5301 | 12906.5 | 15654900 | 3390.1843 | 69.6% | 10.2% | 23.71% | 27.89% | 6.687% | 61.92% | 81.22% | 11.85% | 51.97% | 10.03% | 100% | 17.88% | 100% | 17.18% | 100% | 16.94% | 100% | 16.12% | Suburb Large | 2928.3111 | East North Central
46327 | 0.67207 | Chicago | 0 | IL | 2008 | 2995 | 527067.9382 | 46514.58 | 55295320 | 2901 | 261996.2974 | 2870 | 110389.5668 | 2314 | 85680.7712 | 15809.2 | 18504700 | 72 | 69312.8023 | 72 | 52654.3614 | 72 | 51315.9859 | 7662.08 | 9166720 | 22 | 195758.8385 | 22 | 163738.7081 | 22 | 161629.7983 | 23043.3 | 27623900 | 175.9826 | 96.86% | 49.71% | 2.404% | 13.15% | 0.7346% | 37.14% | 98.93% | 42.13% | 79.77% | 32.7% | 100% | 75.97% | 100% | 74.04% | 100% | 83.64% | 100% | 82.57% | Suburb Large | 2638.6479 | East North Central
46394 | 1 | Chicago | 0 | IL | 2012 | 5628 | 3675797.8424 | 60124 | 71300100 | 5398 | 2252893.0179 | 5269 | 240803.1566 | 4559 | 191136.1201 | 32126.2 | 37719100 | 196 | 716435.3407 | 196 | 114927.7132 | 189 | 108933.7165 | 13649.7 | 16315900 | 34 | 706469.4838 | 34 | 122695.1765 | 34 | 117932.4977 | 14348.1 | 17265100 | 653.1268 | 95.91% | 61.29% | 3.483% | 19.49% | 0.6041% | 19.22% | 97.61% | 10.69% | 84.46% | 8.484% | 100% | 16.04% | 96.43% | 15.2% | 100% | 17.37% | 100% | 16.69% | Suburb Large | 2590.224 | East North Central
46406 | 0.07912 | Chicago | 0 | IL | 2012 | 93 | 151183.9219 | 2243.809 | 2713590 | 78 | 42774.9891 | 69 | 4563.3939 | 49 | 3716.8053 | 515.898 | 622881 | 13 | 54120.947 | 13 | 6665.9717 | 13 | 6151.3435 | 802.655 | 967039 | 2 | 54287.9859 | 2 | 8448.1973 | 2 | 7960.3029 | 925.256 | 1123670 | 1625.6336 | 83.87% | 28.29% | 13.98% | 35.8% | 2.151% | 35.91% | 88.46% | 10.67% | 62.82% | 8.689% | 100% | 12.32% | 100% | 11.37% | 100% | 15.56% | 100% | 14.66% | City Small | 836.6566 | East North Central
46798 | 0.11334 | FortWayne | 0 | IN | 2008 | 53 | 38145.6954 | 3501.673 | 4303481 | 49 | 6415.72 | 49 | 3032.6294 | 41 | 2536.9353 | 432.591 | 505126 | 2 | 1750.7383 | 2 | 1000.4195 | 2 | 920.0117 | 121.492 | 148955 | 2 | 29979.2371 | 2 | 26446.5231 | 2 | 26047.4531 | 2947.59 | 3649400 | 719.7301 | 92.45% | 16.82% | 3.774% | 4.59% | 3.774% | 78.59% | 100% | 47.27% | 83.67% | 39.54% | 100% | 57.14% | 100% | 52.55% | 100% | 88.22% | 100% | 86.88% | City Midsize | 95.2135 | East North Central
46802 | 0.98847 | FortWayne | 0 | IN | 2008 | 3970 | 1294592.7415 | 96377.1 | 116151100 | 3611 | 406726.9299 | 3560 | 156972.5355 | 2557 | 112845.5034 | 18702.3 | 21745100 | 277 | 282861.7376 | 277 | 194471.8488 | 277 | 183688.8753 | 23230.5 | 28114500 | 82 | 605004.0739 | 82 | 464588.27 | 82 | 450783.0937 | 54444.3 | 66291500 | 326.0939 | 90.96% | 31.42% | 6.977% | 21.85% | 2.065% | 46.73% | 98.59% | 38.59% | 70.81% | 27.74% | 100% | 68.75% | 100% | 64.94% | 100% | 76.79% | 100% | 74.51% | City Midsize | 2633.7667 | East North Central
46803 | 0.68297 | FortWayne | 0 | IN | 2008 | 4299 | 1577154.5575 | 128830 | 156317800 | 3918 | 418332.5974 | 3853 | 170467.8437 | 2894 | 125495.1391 | 21297.1 | 24659000 | 289 | 282540.9598 | 289 | 201686.4414 | 289 | 192526.3364 | 24980.7 | 30059800 | 92 | 876281.0004 | 92 | 696496.4209 | 92 | 680432.6172 | 82552.2 | 101599000 | 366.8654 | 91.14% | 26.52% | 6.722% | 17.91% | 2.14% | 55.56% | 98.34% | 40.75% | 73.86% | 30% | 100% | 71.38% | 100% | 68.14% | 100% | 79.48% | 100% | 77.65% | Suburb Large | 1518.5537 | East North Central
46804 | 0.18671 | FortWayne | 0 | IN | 2008 | 1157 | 472017.4573 | 37288.3 | 45258300 | 1012 | 160007.4976 | 1002 | 64454.9501 | 857 | 51385.3288 | 8634.9 | 10131500 | 119 | 116613.921 | 119 | 81656.2793 | 119 | 78288.4489 | 10190.4 | 12333900 | 26 | 195396.0388 | 26 | 164477.1126 | 26 | 159535.4556 | 18463 | 22792900 | 407.9667 | 87.47% | 33.9% | 10.29% | 24.71% | 2.247% | 41.4% | 99.01% | 40.28% | 84.68% | 32.11% | 100% | 70.02% | 100% | 67.13% | 100% | 84.18% | 100% | 81.65% | Suburb Large | 1258.3018 | East North Central
46805 | 0.96475 | FortWayne | 0 | IN | 2008 | 10498 | 1839519.3818 | 119761.6 | 143398000 | 10117 | 972891.4012 | 9827 | 354046.1067 | 6743 | 254082.0566 | 44522.1 | 51829300 | 307 | 283190.015 | 307 | 191157.3117 | 307 | 180559.509 | 23922.3 | 28698500 | 74 | 583437.9656 | 74 | 449575.7392 | 74 | 432288.7643 | 51317.2 | 62870200 | 175.2257 | 96.37% | 52.89% | 2.924% | 15.39% | 0.7049% | 31.72% | 97.13% | 36.39% | 66.65% | 26.12% | 100% | 67.5% | 100% | 63.76% | 100% | 77.06% | 100% | 74.09% | City Midsize | 3391.4936 | East North Central
46806 | 0.73435 | FortWayne | 0 | IN | 2008 | 10922 | 1250602.5818 | 68520.4 | 81048800 | 10751 | 989651.0734 | 10327 | 348598.8242 | 6925 | 255121.4836 | 44609.7 | 52005300 | 144 | 121905.7674 | 144 | 82726.428 | 144 | 77962.7277 | 10724.8 | 12798000 | 27 | 139045.741 | 27 | 116598.9268 | 27 | 113926.3355 | 13185.9 | 16245500 | 114.5031 | 98.43% | 79.13% | 1.318% | 9.748% | 0.2472% | 11.12% | 96.06% | 35.22% | 64.41% | 25.78% | 100% | 67.86% | 100% | 63.95% | 100% | 83.86% | 100% | 81.93% | Suburb Large | 2541.8206 | East North Central
46807 | 0.97394 | FortWayne | 0 | IN | 2008 | 6810 | 918150.6766 | 49265.46 | 58356900 | 6684 | 725061.7002 | 6589 | 256703.49 | 5107 | 186601.937 | 33009 | 38571400 | 113 | 109613.3107 | 113 | 68535.8524 | 113 | 64265.6201 | 8583.71 | 10367800 | 13 | 83475.6656 | 13 | 67580.3181 | 13 | 65341.4336 | 7672.75 | 9417700 | 134.8239 | 98.15% | 78.97% | 1.659% | 11.94% | 0.1909% | 9.092% | 98.58% | 35.4% | 76.41% | 25.74% | 100% | 62.53% | 100% | 58.63% | 100% | 80.96% | 100% | 78.28% | City Midsize | 4488.3786 | East North Central
46808 | 0.94782 | FortWayne | 0 | IN | 2008 | 10830 | 2210650.4175 | 169420.9 | 204592400 | 10314 | 968654.9067 | 10099 | 403824.057 | 7145 | 296786.5857 | 51226.1 | 59471800 | 384 | 396652.8737 | 384 | 291942.8921 | 384 | 280593.8604 | 35335 | 42812600 | 132 | 845342.637 | 132 | 728257.9304 | 132 | 716597.8816 | 82859.8 | 102308000 | 204.1228 | 95.24% | 43.82% | 3.546% | 17.94% | 1.219% | 38.24% | 97.92% | 41.69% | 69.27% | 30.64% | 100% | 73.6% | 100% | 70.74% | 100% | 86.15% | 100% | 84.77% | City Midsize | 1773.9392 | East North Central
46809 | 0.53018 | FortWayne | 0 | IN | 2008 | 3639 | 1072940.3358 | 85674.4 | 103598500 | 3390 | 436455.8593 | 3302 | 182200.4229 | 2643 | 146651.7229 | 23894.7 | 27865100 | 186 | 197183.675 | 186 | 150407.6415 | 186 | 145979.1507 | 18282.6 | 22091900 | 63 | 439300.8015 | 63 | 385300.8279 | 63 | 379827.1696 | 43497.1 | 53641500 | 294.8448 | 93.16% | 40.68% | 5.111% | 18.38% | 1.731% | 40.94% | 97.4% | 41.75% | 77.96% | 33.6% | 100% | 76.28% | 100% | 74.03% | 100% | 87.71% | 100% | 86.46% | City Midsize | 480.5043 | East North Central
46815 | 0.51011 | FortWayne | 0 | IN | 2008 | 4641 | 1128035.9079 | 72567.8 | 85584200 | 4454 | 832615.7892 | 4428 | 337664.8291 | 3981 | 268480.1223 | 45984.2 | 53483200 | 162 | 140269.2447 | 162 | 85107.9787 | 162 | 80233.3346 | 11837.8 | 14031700 | 25 | 155150.8741 | 25 | 128695.5045 | 25 | 124899.1915 | 14745.8 | 18069300 | 243.0588 | 95.97% | 73.81% | 3.491% | 12.43% | 0.5387% | 13.75% | 99.42% | 40.55% | 89.38% | 32.25% | 100% | 60.67% | 100% | 57.2% | 100% | 82.95% | 100% | 80.5% | City Midsize | 2344.1095 | East North Central
46816 | 0.11804 | FortWayne | 0 | IN | 2008 | 3043 | 637523.8468 | 44307.4 | 52640200 | 2880 | 430956.2595 | 2853 | 188782.7585 | 2472 | 151474.1943 | 25411.6 | 29923600 | 149 | 109560.8572 | 149 | 67856.5978 | 149 | 64047.3619 | 9823.24 | 11542100 | 14 | 97006.7301 | 14 | 80891.1864 | 14 | 78559.9121 | 9072.56 | 11174500 | 209.505 | 94.64% | 67.6% | 4.896% | 17.19% | 0.4601% | 15.22% | 99.06% | 43.81% | 85.83% | 35.15% | 100% | 61.94% | 100% | 58.46% | 100% | 83.39% | 100% | 80.98% | Suburb Large | 506.0455 | East North Central
46818 | 0.087389 | FortWayne | 0 | IN | 2008 | 3399 | 851914.0457 | 69243.8 | 83740200 | 3206 | 366282.9847 | 3191 | 179205.5342 | 2569 | 136596.5419 | 22310.2 | 25977900 | 144 | 157977.9429 | 144 | 122602.7729 | 144 | 118860.3869 | 14298.9 | 17502600 | 49 | 327653.1181 | 49 | 289796.8303 | 49 | 285886.5413 | 32634.7 | 40259700 | 250.6367 | 94.32% | 43% | 4.237% | 18.54% | 1.442% | 38.46% | 99.53% | 48.93% | 80.13% | 37.29% | 100% | 77.61% | 100% | 75.24% | 100% | 88.45% | 100% | 87.25% | Rural Fringe | 317.1673 | East North Central
46819 | 0.07402 | FortWayne | 0 | IN | 2008 | 1111 | 223428.6704 | 12156.935 | 14455180 | 1079 | 185516.1573 | 1059 | 71095.1864 | 900 | 54930.8638 | 9219.9 | 10957300 | 29 | 28207.6423 | 29 | 14858.134 | 29 | 13699.7636 | 2064.98 | 2434530 | 3 | 9704.8708 | 3 | 7661.7616 | 3 | 7274.5515 | 872.055 | 1063350 | 201.1059 | 97.12% | 83.03% | 2.61% | 12.62% | 0.27% | 4.344% | 98.15% | 38.32% | 83.41% | 29.61% | 100% | 52.67% | 100% | 48.57% | 100% | 78.95% | 100% | 74.96% | City Midsize | 320.2967 | East North Central
46825 | 0.33514 | FortWayne | 0 | IN | 2008 | 3975 | 1266212.9013 | 97112.9 | 116854000 | 3562 | 563111.3368 | 3544 | 242429.0596 | 3176 | 196138.1016 | 33022.5 | 38914400 | 347 | 329688.6283 | 347 | 229861.4056 | 346 | 218920.4068 | 28941.5 | 34818400 | 66 | 373412.9361 | 66 | 305946.7947 | 66 | 298439.9212 | 35148.9 | 43121200 | 318.5441 | 89.61% | 44.47% | 8.73% | 26.04% | 1.66% | 29.49% | 99.49% | 43.05% | 89.16% | 34.83% | 100% | 69.72% | 99.71% | 66.4% | 100% | 81.93% | 100% | 79.92% | City Midsize | 1812.1646 | East North Central
46835 | 0.16093 | FortWayne | 0 | IN | 2008 | 2696 | 704884.6227 | 45342.73 | 53321760 | 2479 | 461909.6966 | 2472 | 193724.1465 | 2292 | 152782.0537 | 25532.5 | 29990400 | 205 | 178354.017 | 205 | 95487.1886 | 204 | 87818.2905 | 14224.2 | 16586000 | 12 | 64620.9091 | 12 | 46103.4053 | 12 | 43565.3572 | 5586.03 | 6745360 | 261.4557 | 91.95% | 65.53% | 7.604% | 25.3% | 0.4451% | 9.168% | 99.72% | 41.94% | 92.46% | 33.08% | 100% | 53.54% | 99.51% | 49.24% | 100% | 71.34% | 100% | 67.42% | City Midsize | 1600.7305 | East North Central
47129 | 0.45045 | Louisville | 0 | KY | 2012 | 4500 | 944150.6776 | 59086.4 | 65795000 | 4256 | 526836.3208 | 4113 | 188383.1684 | 3266 | 144478.4729 | 24251.1 | 26624000 | 217 | 197949.4993 | 217 | 117165.1911 | 216 | 108974.5202 | 14863 | 16593200 | 27 | 219364.8575 | 27 | 174597.6008 | 27 | 169369.3341 | 19972.3 | 22577800 | 209.8113 | 94.58% | 55.8% | 4.822% | 20.97% | 0.6% | 23.23% | 96.64% | 35.76% | 76.74% | 27.42% | 100% | 59.19% | 99.54% | 55.05% | 100% | 79.59% | 100% | 77.21% | Suburb Large | 1977.3571 | East North Central
47130 | 0.26208 | Louisville | 0 | KY | 2012 | 9902 | 2149544.9878 | 128740.3 | 143665100 | 9458 | 1293409.0069 | 9121 | 441774.1 | 7290 | 339983.9988 | 57997.2 | 64090100 | 369 | 327861.6079 | 369 | 201638.9374 | 368 | 187397.4708 | 24820.8 | 27775800 | 75 | 528274.3731 | 75 | 376368.0466 | 75 | 364934.1315 | 45922.3 | 51799200 | 217.0819 | 95.52% | 60.17% | 3.727% | 15.25% | 0.7574% | 24.58% | 96.44% | 34.16% | 77.08% | 26.29% | 100% | 61.5% | 99.73% | 57.16% | 100% | 71.24% | 100% | 69.08% | Suburb Large | 1302.9369 | East North Central
47150 | 0.25673 | Louisville | 0 | KY | 2012 | 9882 | 1870644.8579 | 106630.8 | 135697700 | 9488 | 1210833.916 | 9308 | 423274.6612 | 7339 | 306027.5452 | 53176 | 66799200 | 336 | 302137.5129 | 336 | 185053.2702 | 335 | 169160.2888 | 22380.8 | 28545400 | 58 | 357673.4289 | 58 | 277764.9409 | 58 | 267462.8607 | 31074 | 40353100 | 189.2982 | 96.01% | 64.73% | 3.4% | 16.15% | 0.5869% | 19.12% | 98.1% | 34.96% | 77.35% | 25.27% | 100% | 61.25% | 99.7% | 55.99% | 100% | 77.66% | 100% | 74.78% | Suburb Large | 1087.2678 | East North Central
48015 | 1 | Detroit | 0 | MI | 2012 | 3048 | 749432.0023 | 59663.63 | 66697700 | 2900 | 331364.6033 | 2866 | 144755.2424 | 2475 | 114873.7437 | 19679.1 | 21385800 | 114 | 107290.3686 | 114 | 75602.7329 | 114 | 71859.8456 | 8895.63 | 10003800 | 34 | 310777.0303 | 34 | 275606.1718 | 34 | 271944.6099 | 31088.9 | 35308100 | 245.8766 | 95.14% | 44.22% | 3.74% | 14.32% | 1.115% | 41.47% | 98.83% | 43.68% | 85.34% | 34.67% | 100% | 70.47% | 100% | 66.98% | 100% | 88.68% | 100% | 87.5% | Suburb Large | 4780.7617 | East North Central
48021 | 0.15191 | Detroit | 0 | MI | 2012 | 2154 | 258755.3149 | 16163.02 | 17485440 | 2118 | 201164.5074 | 2091 | 82120.9316 | 1720 | 61641.3424 | 11076.6 | 11733000 | 28 | 26562.3017 | 28 | 19451.6367 | 28 | 18213.9644 | 2195.31 | 2468310 | 8 | 31028.5058 | 8 | 25855.3794 | 8 | 25226.7575 | 2891.11 | 3284130 | 120.1278 | 98.33% | 77.74% | 1.3% | 10.27% | 0.3714% | 11.99% | 98.73% | 40.82% | 81.21% | 30.64% | 100% | 73.23% | 100% | 68.57% | 100% | 83.33% | 100% | 81.3% | Suburb Large | 6303.4518 | East North Central
48025 | 0.4213 | Detroit | 0 | MI | 2012 | 1404 | 421955.8232 | 22275.47 | 23140230 | 1276 | 278719.934 | 1238 | 90573.5502 | 1041 | 68083.8265 | 11778.6 | 12119000 | 121 | 107652.701 | 121 | 52797.7693 | 121 | 46152.8585 | 7263.23 | 7554900 | 7 | 35583.1882 | 7 | 27164.781 | 7 | 26172.6385 | 3233.64 | 3466330 | 300.5383 | 90.88% | 66.05% | 8.618% | 25.51% | 0.4986% | 8.433% | 97.02% | 32.5% | 81.58% | 24.43% | 100% | 49.04% | 100% | 42.87% | 100% | 76.34% | 100% | 73.55% | Suburb Large | 1824.0203 | East North Central
48030 | 1 | Detroit | 0 | MI | 2012 | 7439 | 944168.7665 | 58423.6 | 64173400 | 7237 | 619610.4478 | 6876 | 225469.7154 | 5059 | 170761.127 | 29177.3 | 31421200 | 171 | 172733.1038 | 171 | 128352.9777 | 171 | 122934.385 | 15252.2 | 17001700 | 31 | 151825.2148 | 31 | 122313.1379 | 31 | 118012.5873 | 13994.1 | 15750500 | 126.9215 | 97.28% | 65.62% | 2.299% | 18.29% | 0.4167% | 16.08% | 95.01% | 36.39% | 69.9% | 27.56% | 100% | 74.31% | 100% | 71.17% | 100% | 80.56% | 100% | 77.73% | Suburb Large | 5838.6036 | East North Central
48033 | 1 | Detroit | 0 | MI | 2012 | 4883 | 1734491.0153 | 115138.3 | 122165400 | 4303 | 709894.5342 | 4061 | 226318.6385 | 2954 | 169489.6842 | 27786.4 | 28617500 | 475 | 468392.8602 | 475 | 297175.125 | 473 | 278968.5886 | 38204.1 | 40357100 | 105 | 556203.621 | 105 | 430746.4643 | 105 | 415918.5203 | 49147.8 | 53190800 | 355.2101 | 88.12% | 40.93% | 9.728% | 27% | 2.15% | 32.07% | 94.38% | 31.88% | 68.65% | 23.88% | 100% | 63.45% | 99.58% | 59.56% | 100% | 77.44% | 100% | 74.78% | City Small | 1802.6071 | East North Central
48034 | 0.99728 | Detroit | 0 | MI | 2012 | 2235 | 1180204.605 | 84967 | 89614500 | 1744 | 367498.797 | 1724 | 145381.5124 | 1566 | 115188.0843 | 18851.8 | 19532300 | 414 | 388677.9697 | 414 | 218613.3105 | 413 | 199582.7716 | 29865.8 | 31067200 | 77 | 424027.8383 | 77 | 313765.5263 | 77 | 301580.8757 | 36249.4 | 39015000 | 528.0558 | 78.03% | 31.14% | 18.52% | 32.93% | 3.445% | 35.93% | 98.85% | 39.56% | 89.79% | 31.34% | 100% | 56.25% | 99.76% | 51.35% | 100% | 74% | 100% | 71.12% | City Small | 2775.9072 | East North Central
48066 | 0.055817 | Detroit | 0 | MI | 2012 | 850 | 203845.7459 | 16588.11 | 18371430 | 783 | 74923.9597 | 779 | 35715.6082 | 684 | 27575.8339 | 4862.59 | 5073140 | 49 | 57219.8026 | 49 | 42042.4628 | 49 | 40472.6801 | 4954.51 | 5593530 | 18 | 71701.9835 | 18 | 60226.7802 | 18 | 58990.8951 | 6771.01 | 7704760 | 239.8185 | 92.12% | 36.76% | 5.765% | 28.07% | 2.118% | 35.17% | 99.49% | 47.67% | 87.36% | 36.81% | 100% | 73.48% | 100% | 70.73% | 100% | 84% | 100% | 82.27% | Suburb Large | 4787.5026 | East North Central
48067 | 1 | Detroit | 0 | MI | 2012 | 10460 | 1429818.0011 | 71650.5 | 78704000 | 10133 | 962463.1727 | 9551 | 278362.2485 | 6160 | 193405.891 | 34065.1 | 36549000 | 280 | 269166.4447 | 280 | 170629.7888 | 280 | 158407.8147 | 20773.3 | 23146600 | 47 | 198188.3837 | 47 | 149095.6069 | 47 | 143117.5349 | 16812.1 | 19008400 | 136.6939 | 96.87% | 67.31% | 2.677% | 18.83% | 0.4493% | 13.86% | 94.26% | 28.92% | 60.79% | 20.09% | 100% | 63.39% | 100% | 58.85% | 100% | 75.23% | 100% | 72.21% | Suburb Large | 5333.2802 | East North Central
48069 | 1 | Detroit | 0 | MI | 2012 | 1104 | 124670.3745 | 4441.297 | 4925747 | 1092 | 110122.3289 | 969 | 27598.0963 | 578 | 18251.3121 | 3299.59 | 3645890 | 11 | 10465.5182 | 11 | 7381.7609 | 11 | 6881.9046 | 842.932 | 950458 | 1 | 4082.5274 | 1 | 2186.6538 | 1 | 2044.1637 | 298.775 | 329399 | 112.9261 | 98.91% | 88.33% | 0.9964% | 8.395% | 0.09058% | 3.275% | 88.74% | 25.06% | 52.93% | 16.57% | 100% | 70.53% | 100% | 65.76% | 100% | 53.56% | 100% | 50.07% | Suburb Large | 4692.9358 | East North Central
48070 | 1 | Detroit | 0 | MI | 2012 | 2687 | 350094.4344 | 13864.902 | 15353248 | 2655 | 319582.4232 | 2515 | 93080.6677 | 1765 | 65252.9229 | 11772.4 | 12997700 | 30 | 23894.4625 | 30 | 13578.8404 | 29 | 12081.1453 | 1551.55 | 1741550 | 2 | 6617.5487 | 2 | 4694.5544 | 2 | 4443.5361 | 540.952 | 613998 | 130.2919 | 98.81% | 91.28% | 1.116% | 6.825% | 0.07443% | 1.89% | 94.73% | 29.13% | 66.48% | 20.42% | 100% | 56.83% | 96.67% | 50.56% | 100% | 70.94% | 100% | 67.15% | Suburb Large | 4184.859 | East North Central
48071 | 0.73814 | Detroit | 0 | MI | 2012 | 11284 | 1820191.5954 | 125020.8 | 137900200 | 10877 | 1047129.9921 | 10482 | 414100.6755 | 8295 | 322373.9898 | 54310 | 58145900 | 324 | 317451.7171 | 324 | 227341.2161 | 324 | 216699.2418 | 27353.3 | 30505800 | 83 | 455609.8861 | 83 | 385497.9396 | 83 | 376844.3602 | 43357.5 | 49248500 | 161.3073 | 96.39% | 57.53% | 2.871% | 17.44% | 0.7356% | 25.03% | 96.37% | 39.55% | 76.26% | 30.79% | 100% | 71.61% | 100% | 68.26% | 100% | 84.61% | 100% | 82.71% | Suburb Large | 4111.9104 | East North Central
48072 | 1 | Detroit | 0 | MI | 2012 | 7183 | 764619.394 | 38000.07 | 41333290 | 7047 | 577210.7571 | 6637 | 176023.6219 | 4424 | 123120.5211 | 22190.3 | 23623900 | 119 | 119145.4288 | 119 | 84293.6866 | 119 | 79039.1703 | 9885.94 | 11039600 | 17 | 68263.2082 | 17 | 51715.9939 | 17 | 49619.5095 | 5923.83 | 6669790 | 106.4485 | 98.11% | 75.49% | 1.657% | 15.58% | 0.2367% | 8.928% | 94.18% | 30.5% | 62.78% | 21.33% | 100% | 70.75% | 100% | 66.34% | 100% | 75.76% | 100% | 72.69% | Suburb Large | 5690.339 | East North Central
48073 | 0.60552 | Detroit | 0 | MI | 2012 | 7364 | 997177.8099 | 47811.86 | 52142870 | 7186 | 777687.4925 | 6803 | 237830.6138 | 4799 | 174396.0251 | 30338.5 | 32610500 | 160 | 134785.0476 | 160 | 82717.0399 | 160 | 76828.8013 | 10106.7 | 11240400 | 18 | 84705.2698 | 18 | 62435.1985 | 18 | 59915.9343 | 7366.66 | 8291970 | 135.4125 | 97.58% | 77.99% | 2.173% | 13.52% | 0.2444% | 8.495% | 94.67% | 30.58% | 66.78% | 22.42% | 100% | 61.37% | 100% | 57% | 100% | 73.71% | 100% | 70.73% | Suburb Large | 4551.8545 | East North Central
48075 | 1 | Detroit | 0 | MI | 2012 | 6618 | 2056909.2384 | 134283.8 | 149414000 | 6150 | 1069838.5922 | 5816 | 383405.6175 | 4640 | 303485.0559 | 50357.5 | 54953500 | 379 | 370942.3064 | 379 | 239732.0108 | 379 | 224412.431 | 29542.1 | 32791300 | 89 | 616128.3397 | 89 | 481622.5441 | 89 | 466955.9406 | 54384.2 | 61669200 | 310.8053 | 92.93% | 52.01% | 5.727% | 18.03% | 1.345% | 29.95% | 94.57% | 35.84% | 75.45% | 28.37% | 100% | 64.63% | 100% | 60.5% | 100% | 78.17% | 100% | 75.79% | City Small | 2810.8139 | East North Central
48076 | 1 | Detroit | 0 | MI | 2012 | 9048 | 2017108.6413 | 119585.4 | 130578900 | 8689 | 1365927.2294 | 8339 | 491718.1419 | 6822 | 378873.251 | 63784.2 | 68527800 | 303 | 283415.6312 | 303 | 171616.157 | 303 | 159248.9899 | 23088.7 | 25134900 | 56 | 367765.7807 | 56 | 285352.2322 | 56 | 275263.5354 | 32712.5 | 36916200 | 222.9342 | 96.03% | 67.72% | 3.349% | 14.05% | 0.6189% | 18.23% | 95.97% | 36% | 78.51% | 27.74% | 100% | 60.55% | 100% | 56.19% | 100% | 77.59% | 100% | 74.85% | City Small | 3726.9555 | East North Central
48088 | 0.68789 | Detroit | 0 | MI | 2012 | 6162 | 1194783.6214 | 89231.3 | 95966900 | 5970 | 856229.8332 | 5957 | 430087.1755 | 5309 | 348733.2758 | 58573.8 | 61771400 | 165 | 158673.5038 | 165 | 104701.6261 | 165 | 98422.8917 | 13661.4 | 14949000 | 27 | 179880.2845 | 27 | 150328.24 | 27 | 146007.0277 | 16996.1 | 19246500 | 193.8954 | 96.88% | 71.66% | 2.678% | 13.28% | 0.4382% | 15.06% | 99.78% | 50.23% | 88.93% | 40.73% | 100% | 65.99% | 100% | 62.03% | 100% | 83.57% | 100% | 81.17% | City Midsize | 5005.0666 | East North Central
48089 | 1 | Detroit | 0 | MI | 2012 | 14522 | 3117796.3822 | 247014.8 | 274318500 | 13769 | 1311732.2899 | 13442 | 563315.0638 | 11040 | 441538.6661 | 75967.7 | 80942800 | 572 | 584785.1973 | 572 | 441537.8874 | 572 | 425919.054 | 52021.1 | 58308700 | 181 | 1221278.895 | 181 | 1047945.4913 | 181 | 1028864.3888 | 119026 | 135067000 | 214.6947 | 94.81% | 42.07% | 3.939% | 18.76% | 1.246% | 39.17% | 97.63% | 42.94% | 80.18% | 33.66% | 100% | 75.5% | 100% | 72.83% | 100% | 85.81% | 100% | 84.24% | City Midsize | 4027.8407 | East North Central
48091 | 1 | Detroit | 0 | MI | 2012 | 13190 | 3223690.8259 | 255842.8 | 282487900 | 12553 | 1336670.7195 | 12260 | 588335.3209 | 9941 | 462202.1062 | 78789.8 | 83610600 | 523 | 504462.0116 | 523 | 361128.6683 | 523 | 344133.1693 | 44211 | 49093300 | 114 | 1382558.0948 | 114 | 1154923.0776 | 114 | 1128220.7297 | 132842 | 149784000 | 244.4042 | 95.17% | 41.46% | 3.965% | 15.65% | 0.8643% | 42.89% | 97.67% | 44.01% | 79.19% | 34.58% | 100% | 71.59% | 100% | 68.22% | 100% | 83.54% | 100% | 81.6% | City Midsize | 3955.7628 | East North Central
48092 | 0.70436 | Detroit | 0 | MI | 2012 | 7075 | 2229943.0719 | 177690.5 | 195656600 | 6747 | 1018514.3102 | 6675 | 476357.2607 | 6037 | 386555.2747 | 64664.7 | 68855100 | 246 | 240534.8537 | 246 | 154276.1571 | 246 | 144928.8112 | 20236.4 | 22217500 | 82 | 970893.908 | 82 | 799399.9237 | 82 | 781004.381 | 92789.4 | 104584000 | 315.1863 | 95.36% | 45.67% | 3.477% | 10.79% | 1.159% | 43.54% | 98.93% | 46.77% | 89.48% | 37.95% | 100% | 64.14% | 100% | 60.25% | 100% | 82.34% | 100% | 80.44% | City Midsize | 2985.8973 | East North Central
48093 | 0.7383 | Detroit | 0 | MI | 2012 | 6241 | 1450338.7344 | 107352.7 | 116001600 | 5932 | 903394.1803 | 5900 | 438219.6535 | 5284 | 357150.8476 | 59350.5 | 62711500 | 274 | 248544.0283 | 274 | 154698.6207 | 274 | 144202.9325 | 20704.3 | 22491500 | 35 | 298400.5258 | 35 | 238443.3307 | 35 | 230902.2993 | 27297.9 | 30798600 | 232.3888 | 95.05% | 62.29% | 4.39% | 17.14% | 0.5608% | 20.57% | 99.46% | 48.51% | 89.08% | 39.53% | 100% | 62.24% | 100% | 58.02% | 100% | 79.91% | 100% | 77.38% | City Midsize | 4170.496 | East North Central
48101 | 1 | Detroit | 0 | MI | 2012 | 13802 | 2261175.5972 | 149603 | 177100900 | 13533 | 1396269.1042 | 13428 | 558450.7497 | 11063 | 410892.646 | 72241 | 83146100 | 198 | 169351.6269 | 198 | 112568.2316 | 198 | 104334.7546 | 13288.7 | 15946500 | 71 | 695554.8661 | 71 | 573552.7154 | 71 | 554982.9701 | 64073.3 | 78008300 | 163.8296 | 98.05% | 61.75% | 1.435% | 7.49% | 0.5144% | 30.76% | 99.22% | 40% | 81.75% | 29.43% | 100% | 66.47% | 100% | 61.61% | 100% | 82.46% | 100% | 79.79% | Suburb Large | 4009.9914 | East North Central
48111 | 0.0037557 | Detroit | 0 | MI | 2012 | 42 | 7339.8488 | 335.886 | 385398 | 41 | 6389.2545 | 38 | 1953.4266 | 28 | 1429.7033 | 249.87 | 284312 | 1 | 950.5942 | 1 | 791.7369 | 1 | 768 | 86.016 | 101086 | 0 | 0 | 0 | 0 | 0 | 0 | 0 | 0 | 174.7583 | 97.62% | 87.05% | 2.381% | 12.95% | 0% | 0% | 92.68% | 30.57% | 68.29% | 22.38% | 100% | 83.29% | 100% | 80.79% | #DIV/0! | #DIV/0! | #DIV/0! | #DIV/0! | Suburb Large | 598.4966 | East North Central
48120 | 1 | Detroit | 0 | MI | 2012 | 1705 | 1333337.7617 | 98511.35 | 111466300 | 1455 | 201381.1602 | 1398 | 73972.1972 | 1147 | 56345.8948 | 9224.45 | 10218400 | 188 | 165191.7329 | 188 | 99118.4652 | 186 | 90320.4837 | 11549 | 13019300 | 62 | 966764.8686 | 62 | 687464.963 | 62 | 650124.366 | 77737.9 | 88228600 | 782.0163 | 85.34% | 15.1% | 11.03% | 12.39% | 3.636% | 72.51% | 96.08% | 36.73% | 78.83% | 27.98% | 100% | 60% | 98.94% | 54.68% | 100% | 71.11% | 100% | 67.25% | City Small | 1896.8047 | East North Central
48122 | 1 | Detroit | 0 | MI | 2012 | 4643 | 944711.0294 | 67669.2 | 81999600 | 4428 | 380831.9245 | 4355 | 139433.3104 | 3280 | 100436.871 | 16919.6 | 20200300 | 179 | 165052.8516 | 179 | 105881.7046 | 179 | 99447.7898 | 12671.8 | 15336300 | 36 | 398826.2533 | 36 | 341574.6877 | 36 | 334201.7441 | 38077.8 | 46463000 | 203.47 | 95.37% | 40.31% | 3.855% | 17.47% | 0.7754% | 42.22% | 98.35% | 36.61% | 74.07% | 26.37% | 100% | 64.15% | 100% | 60.25% | 100% | 85.64% | 100% | 83.8% | Suburb Large | 3668.0559 | East North Central
48124 | 1 | Detroit | 0 | MI | 2012 | 15806 | 2541142.3577 | 154292.4 | 182586900 | 15408 | 1467196.7736 | 14954 | 492983.6573 | 11082 | 355016.4572 | 64505.2 | 74090500 | 322 | 319125.7056 | 322 | 206766.1275 | 322 | 191067.5439 | 24935.1 | 29827500 | 76 | 754819.8785 | 76 | 575190.8464 | 76 | 551352.4277 | 64852.1 | 78668900 | 160.7707 | 97.48% | 57.74% | 2.037% | 12.56% | 0.4808% | 29.7% | 97.05% | 33.6% | 71.92% | 24.2% | 100% | 64.79% | 100% | 59.87% | 100% | 76.2% | 100% | 73.04% | City Small | 3455.193 | East North Central
48125 | 1 | Detroit | 0 | MI | 2012 | 11170 | 1256168.2015 | 72679.66 | 85855500 | 11033 | 986052.5893 | 10674 | 370194.374 | 8335 | 275712.1381 | 48547.7 | 56827200 | 108 | 102244.8947 | 108 | 70897.9122 | 108 | 66842.7636 | 8426.76 | 10137000 | 29 | 167870.7175 | 29 | 134860.8816 | 29 | 130838.6498 | 15705.2 | 18891300 | 112.4591 | 98.77% | 78.5% | 0.9669% | 8.139% | 0.2596% | 13.36% | 96.75% | 37.54% | 75.55% | 27.96% | 100% | 69.34% | 100% | 65.38% | 100% | 80.34% | 100% | 77.94% | Suburb Large | 5249.7249 | East North Central
48126 | 0.99965 | Detroit | 0 | MI | 2012 | 14464 | 3386229.6506 | 251465.9 | 276006500 | 13847 | 1422656.2634 | 13813 | 594820.2452 | 11502 | 436061.7033 | 79463.4 | 82650400 | 471 | 456821.7731 | 471 | 298245.9924 | 471 | 277724.6285 | 35511.5 | 39572100 | 146 | 1506751.6141 | 146 | 1174246.3087 | 146 | 1137313.4237 | 136491 | 153784000 | 234.1143 | 95.73% | 42.01% | 3.256% | 13.49% | 1.009% | 44.5% | 99.75% | 41.81% | 83.06% | 30.65% | 100% | 65.29% | 100% | 60.79% | 100% | 77.93% | 100% | 75.48% | City Small | 5606.3129 | East North Central
48127 | 1 | Detroit | 0 | MI | 2012 | 15425 | 2324663.0152 | 148729.1 | 171850200 | 15117 | 1875644.467 | 14969 | 824009.5275 | 12710 | 641883.1479 | 110330 | 125977000 | 270 | 240851.8892 | 270 | 152690.262 | 270 | 141603.2765 | 19187.9 | 22678900 | 38 | 208166.659 | 38 | 166572.6528 | 38 | 160764.4644 | 19211.2 | 23194300 | 150.7075 | 98% | 80.68% | 1.75% | 10.36% | 0.2464% | 8.955% | 99.02% | 43.93% | 84.08% | 34.22% | 100% | 63.4% | 100% | 58.79% | 100% | 80.02% | 100% | 77.23% | Suburb Large | 4706.5975 | East North Central
48128 | 1 | Detroit | 0 | MI | 2012 | 5080 | 643992.8036 | 37201.61 | 42786150 | 5013 | 467921.0554 | 4902 | 166952.2137 | 3778 | 121422.3742 | 22471.6 | 25050400 | 38 | 32714.4077 | 38 | 21600.2712 | 38 | 19707.7557 | 2567.11 | 3060350 | 29 | 143357.3406 | 29 | 107129.9413 | 29 | 101836.5744 | 12162.9 | 14675400 | 126.7702 | 98.68% | 72.66% | 0.748% | 5.08% | 0.5709% | 22.26% | 97.79% | 35.68% | 75.36% | 25.95% | 100% | 66.03% | 100% | 60.24% | 100% | 74.73% | 100% | 71.04% | City Small | 4327.947 | East North Central
48133 | 0.11568 | Toledo | 0 | OH | 2012 | 1295 | 242285.2981 | 15933.06 | 19005750 | 1261 | 165219.3296 | 1217 | 54803.3504 | 871 | 37257.8329 | 9220.38 | 10731300 | 24 | 20649.1566 | 24 | 13840.4735 | 24 | 12914.5732 | 1619.71 | 1959210 | 10 | 56416.8119 | 10 | 46433.7671 | 10 | 45666.8839 | 5092.97 | 6315240 | 187.0929 | 97.37% | 68.19% | 1.853% | 8.523% | 0.7722% | 23.29% | 96.51% | 33.17% | 69.07% | 22.55% | 100% | 67.03% | 100% | 62.54% | 100% | 82.3% | 100% | 80.95% | Rural Fringe | 215.4043 | East North Central
48135 | 0.085809 | Detroit | 0 | MI | 2012 | 1023 | 150980.8205 | 10556.6 | 12007120 | 991 | 100848.9685 | 980 | 45812.3662 | 852 | 36617.1511 | 6298.64 | 7021390 | 30 | 28302.8106 | 30 | 18379.6686 | 30 | 16973.6057 | 2428.99 | 2782980 | 2 | 21829.0415 | 2 | 16003.9617 | 2 | 15096.8289 | 1828.97 | 2202750 | 147.5863 | 96.87% | 66.8% | 2.933% | 18.75% | 0.1955% | 14.46% | 98.89% | 45.43% | 85.97% | 36.31% | 100% | 64.94% | 100% | 59.97% | 100% | 73.31% | 100% | 69.16% | Suburb Large | 4732.4437 | East North Central
48141 | 0.63151 | Detroit | 0 | MI | 2012 | 5709 | 783627.3633 | 48229.9 | 56309700 | 5541 | 528367.662 | 5346 | 192556.1791 | 4001 | 145932.3754 | 25817.7 | 29709900 | 140 | 124803.3073 | 140 | 79850.2613 | 140 | 74838.6543 | 10417.9 | 12141300 | 28 | 130456.394 | 28 | 102565.2846 | 28 | 99412.2558 | 11994.3 | 14458500 | 137.2618 | 97.06% | 67.43% | 2.452% | 15.93% | 0.4905% | 16.65% | 96.48% | 36.44% | 72.21% | 27.62% | 100% | 63.98% | 100% | 59.97% | 100% | 78.62% | 100% | 76.2% | Suburb Large | 4026.1653 | East North Central
48144 | 0.20781 | Toledo | 0 | OH | 2012 | 721 | 140334.6061 | 4750.97 | 5700060 | 683 | 116372.8026 | 616 | 28456.4164 | 419 | 20081.4301 | 3652.82 | 4375720 | 38 | 23961.8034 | 38 | 8440.0879 | 37 | 6320.614 | 1098.15 | 1324340 | 0 | 0 | 0 | 0 | 0 | 0 | 0 | 0 | 194.6388 | 94.73% | 82.93% | 5.27% | 17.07% | 0% | 0% | 90.19% | 24.45% | 61.35% | 17.26% | 100% | 35.22% | 97.37% | 26.38% | #DIV/0! | #DIV/0! | #DIV/0! | #DIV/0! | Suburb Large | 1126.7609 | East North Central
48146 | 1 | Detroit | 0 | MI | 2012 | 17216 | 1925165.6064 | 109135.7 | 130107500 | 16953 | 1433411.027 | 16719 | 529576.0523 | 12718 | 373762.038 | 65839.4 | 77644200 | 221 | 215290.7572 | 221 | 151209.61 | 221 | 141486.2526 | 17115.3 | 20715100 | 42 | 276463.8222 | 42 | 231205.3063 | 42 | 224413.4712 | 26181 | 31748200 | 111.8242 | 98.47% | 74.46% | 1.284% | 11.18% | 0.244% | 14.36% | 98.62% | 36.95% | 75.02% | 26.08% | 100% | 70.24% | 100% | 65.72% | 100% | 83.63% | 100% | 81.17% | Suburb Large | 6457.8124 | East North Central
48150 | 0.043402 | Detroit | 0 | MI | 2012 | 850 | 155891.0434 | 10428.52 | 12314660 | 806 | 80112.0145 | 779 | 27394.2715 | 558 | 20159.076 | 3510.61 | 3944990 | 38 | 47350.5661 | 38 | 34803.8503 | 38 | 33633.0173 | 4119.81 | 4979390 | 6 | 28428.4628 | 6 | 24580.7831 | 6 | 23964.7941 | 2798.1 | 3390280 | 183.4012 | 94.82% | 51.39% | 4.471% | 30.37% | 0.7059% | 18.24% | 96.65% | 34.19% | 69.23% | 25.16% | 100% | 73.5% | 100% | 71.03% | 100% | 86.47% | 100% | 84.3% | City Small | 2268.7451 | East North Central
48152 | 0.049295 | Detroit | 0 | MI | 2012 | 1288 | 145354.6276 | 6455.796 | 7281725 | 1276 | 126964.4924 | 1212 | 41140.6269 | 871 | 29648.1672 | 4945.72 | 5523520 | 10 | 10186.0325 | 10 | 7385.2463 | 10 | 6893.1092 | 818.228 | 953775 | 2 | 8204.1027 | 2 | 6234.6346 | 2 | 5780.2219 | 691.848 | 804430 | 112.853 | 99.07% | 87.35% | 0.7764% | 7.008% | 0.1553% | 5.644% | 94.98% | 32.4% | 68.26% | 23.35% | 100% | 72.5% | 100% | 67.67% | 100% | 75.99% | 100% | 70.46% | City Small | 2601.3196 | East North Central
48154 | 0.045476 | Detroit | 0 | MI | 2012 | 821 | 112124.4886 | 5954.49 | 6717598 | 819 | 109300.7644 | 808 | 43844.2776 | 673 | 32282.8028 | 5667.58 | 6394290 | 2 | 2823.7242 | 2 | 1980.0789 | 2 | 1870.186 | 286.91 | 323308 | 0 | 0 | 0 | 0 | 0 | 0 | 0 | 0 | 136.5706 | 99.76% | 97.48% | 0.2436% | 2.518% | 0% | 0% | 98.66% | 40.11% | 82.17% | 29.54% | 100% | 70.12% | 100% | 66.23% | #DIV/0! | #DIV/0! | #DIV/0! | #DIV/0! | City Small | 3283.6109 | East North Central
48164 | 0.10768 | Detroit | 0 | MI | 2012 | 715 | 183362.873 | 13812.27 | 16173730 | 658 | 92286.6366 | 641 | 39036.9263 | 532 | 30505.3577 | 5359.7 | 6119780 | 48 | 40598.8933 | 48 | 23183.5046 | 48 | 21742.9416 | 3532.79 | 4083200 | 9 | 50477.3431 | 9 | 42936.5806 | 9 | 41980.8732 | 4919.78 | 5970750 | 256.4516 | 92.03% | 50.33% | 6.713% | 22.14% | 1.259% | 27.53% | 97.42% | 42.3% | 80.85% | 33.06% | 100% | 57.1% | 100% | 53.56% | 100% | 85.06% | 100% | 83.17% | Rural Fringe | 395.5001 | East North Central
48174 | 0.85273 | Detroit | 0 | MI | 2012 | 11592 | 3995310.7813 | 325805.3 | 389904500 | 10880 | 1337488.3456 | 10624 | 567661.6146 | 8881 | 444231.4831 | 76033.8 | 87109200 | 486 | 503702.1704 | 486 | 357845.9468 | 486 | 342612.7292 | 43824.5 | 52218300 | 226 | 2154120.2654 | 226 | 1834226.7331 | 226 | 1793834.0172 | 205947 | 250577000 | 344.661 | 93.86% | 33.48% | 4.193% | 12.61% | 1.95% | 53.92% | 97.65% | 42.44% | 81.63% | 33.21% | 100% | 71.04% | 100% | 68.02% | 100% | 85.15% | 100% | 83.27% | Suburb Large | 660.8082 | East North Central
48180 | 1 | Detroit | 0 | MI | 2012 | 26545 | 5062176.8722 | 370704.1 | 437678300 | 25466 | 2702247.6787 | 24842 | 1115712.6788 | 20295 | 854506.4472 | 147126 | 168671000 | 852 | 814758.7459 | 852 | 557852.4125 | 851 | 529738.8748 | 71486.1 | 84092300 | 227 | 1545170.4477 | 227 | 1343024.0746 | 227 | 1321549.4456 | 152092 | 184915000 | 190.7017 | 95.94% | 53.38% | 3.21% | 16.1% | 0.8552% | 30.52% | 97.55% | 41.29% | 79.69% | 31.62% | 100% | 68.47% | 99.88% | 65.02% | 100% | 86.92% | 100% | 85.53% | City Small | 2640.5601 | East North Central
48182 | 0.050118 | Toledo | 0 | OH | 2012 | 1317 | 234974.1185 | 9181.815 | 11169303 | 1303 | 202540.0574 | 1242 | 57058.7412 | 875 | 39878.6369 | 6559.04 | 7975880 | 10 | 8145.431 | 10 | 5065.7368 | 9 | 4771.6658 | 597.485 | 740063 | 4 | 24288.6301 | 4 | 16274.1738 | 4 | 15679.4135 | 2025.29 | 2453360 | 178.4162 | 98.94% | 86.2% | 0.7593% | 3.467% | 0.3037% | 10.34% | 95.32% | 28.17% | 67.15% | 19.69% | 100% | 62.19% | 90% | 58.58% | 100% | 67% | 100% | 64.55% | Suburb Large | 582.0141 | East North Central
48183 | 0.046948 | Detroit | 0 | MI | 2012 | 213 | 153713.9416 | 14296.43 | 17205270 | 187 | 36790.9772 | 184 | 16317.3916 | 173 | 13499.2487 | 2369.75 | 2696510 | 21 | 18657.9398 | 21 | 13207.1844 | 21 | 12663.4386 | 1630.98 | 1961060 | 5 | 98265.0246 | 5 | 90658.2969 | 5 | 90041.4945 | 10295.7 | 12547700 | 721.6617 | 87.79% | 23.93% | 9.859% | 12.14% | 2.347% | 63.93% | 98.4% | 44.35% | 92.51% | 36.69% | 100% | 70.79% | 100% | 67.87% | 100% | 92.26% | 100% | 91.63% | Suburb Large | 2160.1784 | East North Central
48185 | 0.020344 | Detroit | 0 | MI | 2012 | 379 | 38541.5236 | 2298.889 | 2706834 | 376 | 35749.7893 | 366 | 15419.3573 | 284 | 12160.9377 | 2057.14 | 2418260 | 3 | 2791.7342 | 3 | 2052.7439 | 3 | 1928.2723 | 241.749 | 288574 | 0 | 0 | 0 | 0 | 0 | 0 | 0 | 0 | 101.6927 | 99.21% | 92.76% | 0.7916% | 7.243% | 0% | 0% | 97.34% | 43.13% | 75.53% | 34.02% | 100% | 73.53% | 100% | 69.07% | #DIV/0! | #DIV/0! | #DIV/0! | #DIV/0! | Suburb Large | 3910.6748 | East North Central
48186 | 0.060414 | Detroit | 0 | MI | 2012 | 412 | 49744.1537 | 3173.336 | 3631850 | 400 | 39228.5525 | 386 | 15130.2815 | 310 | 12192.1565 | 2184.53 | 2472080 | 12 | 10515.6011 | 12 | 7628.4591 | 12 | 7299.6571 | 988.806 | 1159770 | 0 | 0 | 0 | 0 | 0 | 0 | 0 | 0 | 120.7382 | 97.09% | 78.86% | 2.913% | 21.14% | 0% | 0% | 96.5% | 38.57% | 77.5% | 31.08% | 100% | 72.54% | 100% | 69.42% | #DIV/0! | #DIV/0! | #DIV/0! | #DIV/0! | Suburb Large | 4384.6242 | East North Central
48192 | 0.59166 | Detroit | 0 | MI | 2012 | 9126 | 1070941.5903 | 74019.5 | 85390700 | 8958 | 805209.5171 | 8907 | 367934.8895 | 7504 | 282853.5227 | 51304.4 | 58033900 | 144 | 129448.0758 | 144 | 90058.9331 | 144 | 85018.0167 | 10879.4 | 13011900 | 24 | 136283.9974 | 24 | 104802.7228 | 24 | 101176.7042 | 11835.7 | 14344900 | 117.3506 | 98.16% | 75.19% | 1.578% | 12.09% | 0.263% | 12.73% | 99.43% | 45.69% | 83.77% | 35.13% | 100% | 69.57% | 100% | 65.68% | 100% | 76.9% | 100% | 74.24% | Suburb Large | 4203.6995 | East North Central
48193 | 0.64097 | Detroit | 0 | MI | 2012 | 2444 | 788900.6566 | 66218.84 | 78365000 | 2257 | 341657.9178 | 2245 | 163336.4839 | 2103 | 131841.2198 | 23133.6 | 26331700 | 163 | 121227.0362 | 163 | 67873.552 | 163 | 59251.3732 | 9235.74 | 10745700 | 24 | 326015.7026 | 24 | 301857.7303 | 24 | 298985.5236 | 33849.5 | 41287600 | 322.7908 | 92.35% | 43.31% | 6.669% | 15.37% | 0.982% | 41.33% | 99.47% | 47.81% | 93.18% | 38.59% | 100% | 55.99% | 100% | 48.88% | 100% | 92.59% | 100% | 91.71% | Suburb Large | 2188.0872 | East North Central
48195 | 0.9993 | Detroit | 0 | MI | 2012 | 11737 | 2018879.7033 | 152943.1 | 178679700 | 11300 | 1246963.0605 | 11210 | 597150.1929 | 10080 | 479964.6416 | 83795.8 | 95823700 | 368 | 322462.9363 | 368 | 205457.3246 | 368 | 190346.7276 | 26373.2 | 31015200 | 69 | 449453.7066 | 69 | 375953.2288 | 69 | 366168.5695 | 42774.1 | 51840800 | 172.0099 | 96.28% | 61.77% | 3.135% | 15.97% | 0.5879% | 22.26% | 99.2% | 47.89% | 89.2% | 38.49% | 100% | 63.72% | 100% | 59.03% | 100% | 83.65% | 100% | 81.47% | Suburb Large | 4364.5695 | East North Central
48201 | 1 | Detroit | Detroit, MI | MI | 2012 | 1047 | 1109308.2786 | 73099.03 | 82726880 | 669 | 148339.3451 | 667 | 66634.6362 | 616 | 52539.8014 | 7515.33 | 8370880 | 307 | 290411.1025 | 307 | 164346.2982 | 307 | 147059.6569 | 18347.2 | 20695000 | 71 | 670557.8309 | 71 | 431429.3681 | 71 | 403410.4532 | 47236.5 | 53661000 | 1059.5112 | 63.9% | 13.37% | 29.32% | 26.18% | 6.781% | 60.45% | 99.7% | 44.92% | 92.08% | 35.42% | 100% | 56.59% | 100% | 50.64% | 100% | 64.34% | 100% | 60.16% | City Large | 6748.1869 | East North Central
48202 | 1 | Detroit | Detroit, MI | MI | 2012 | 4334 | 1339554.925 | 75201.6 | 84846600 | 3956 | 548730.1569 | 3942 | 185401.6643 | 3087 | 121852.8183 | 21086.9 | 23329900 | 295 | 284771.0858 | 295 | 168516.1951 | 295 | 153062.6326 | 18583.9 | 21069800 | 83 | 506053.6823 | 83 | 328443.7067 | 83 | 304371.631 | 35530.8 | 40446900 | 309.0805 | 91.28% | 40.96% | 6.807% | 21.26% | 1.915% | 37.78% | 99.65% | 33.79% | 78.03% | 22.21% | 100% | 59.18% | 100% | 53.75% | 100% | 64.9% | 100% | 60.15% | City Large | 4880.6983 | East North Central
48203 | 1 | Detroit | Detroit, MI | MI | 2012 | 12057 | 2412183.0097 | 156056.7 | 173887300 | 11525 | 1192381.5275 | 11408 | 419318.8903 | 8270 | 281516.1963 | 49571.9 | 53333800 | 439 | 422160.3739 | 439 | 286339.2425 | 436 | 267799.3641 | 32503.9 | 36685100 | 93 | 797641.1082 | 93 | 649999.0582 | 93 | 627073.9755 | 73980.9 | 83868400 | 200.0649 | 95.59% | 49.43% | 3.641% | 17.5% | 0.7713% | 33.07% | 98.98% | 35.17% | 71.76% | 23.61% | 100% | 67.83% | 99.32% | 63.44% | 100% | 81.49% | 100% | 78.62% | City Large | 3737.5494 | East North Central
48204 | 1 | Detroit | Detroit, MI | MI | 2012 | 12604 | 1792933.2124 | 102156.9 | 112385300 | 12266 | 1250657.045 | 12198 | 454570.192 | 9989 | 316744.7162 | 56914.5 | 61334500 | 285 | 275974.6559 | 285 | 188844.0407 | 284 | 176866.5364 | 22018.2 | 24693000 | 53 | 266301.5115 | 53 | 205076.0444 | 53 | 196609.3072 | 23224.2 | 26357800 | 142.2511 | 97.32% | 69.75% | 2.261% | 15.39% | 0.4205% | 14.85% | 99.45% | 36.35% | 81.44% | 25.33% | 100% | 68.43% | 99.65% | 64.09% | 100% | 77.01% | 100% | 73.83% | City Large | 5642.627 | East North Central
48205 | 0.85867 | Detroit | Detroit, MI | MI | 2012 | 15223 | 1706206.4781 | 94819.1 | 103348600 | 14991 | 1322277.7434 | 14856 | 490175.6679 | 11545 | 339878.3839 | 61970.7 | 66266800 | 200 | 191646.4163 | 200 | 134531.0634 | 200 | 126533.8161 | 15555.1 | 17476000 | 32 | 192282.3184 | 32 | 151636.1961 | 32 | 146640.2888 | 17293.3 | 19605800 | 112.0808 | 98.48% | 77.5% | 1.314% | 11.23% | 0.2102% | 11.27% | 99.1% | 37.07% | 77.01% | 25.7% | 100% | 70.2% | 100% | 66.02% | 100% | 78.86% | 100% | 76.26% | City Large | 6852.4945 | East North Central
48206 | 1 | Detroit | Detroit, MI | MI | 2012 | 8127 | 1146971.7429 | 48373.76 | 53821960 | 7950 | 944689.4574 | 7928 | 304354.0733 | 6248 | 187388.6031 | 34904.9 | 38560000 | 164 | 137421.1954 | 164 | 78164.5181 | 164 | 69818.0309 | 8632.22 | 9780090 | 13 | 64861.09 | 13 | 40791.3487 | 13 | 38356.4891 | 4836.64 | 5481870 | 141.131 | 97.82% | 82.36% | 2.018% | 11.98% | 0.16% | 5.655% | 99.72% | 32.22% | 78.59% | 19.84% | 100% | 56.88% | 100% | 50.81% | 100% | 62.89% | 100% | 59.14% | City Large | 6763.8157 | East North Central
48207 | 0.9957 | Detroit | Detroit, MI | MI | 2012 | 3686 | 1860288.0069 | 124009.6 | 140281500 | 2976 | 434766.4253 | 2964 | 156041.6349 | 2313 | 111184.1011 | 18361.4 | 20425400 | 558 | 528495.3429 | 558 | 306576.6087 | 557 | 275646.8911 | 35280 | 39833000 | 152 | 897026.2387 | 152 | 640765.2539 | 152 | 603921.1112 | 70368.2 | 80023100 | 504.6902 | 80.74% | 23.37% | 15.14% | 28.41% | 4.124% | 48.22% | 99.6% | 35.89% | 77.72% | 25.57% | 100% | 58.01% | 99.82% | 52.16% | 100% | 71.43% | 100% | 67.32% | City Large | 3057.7185 | East North Central
48208 | 1 | Detroit | Detroit, MI | MI | 2012 | 2998 | 772227.8192 | 47257.9 | 53177700 | 2771 | 337530.2288 | 2765 | 118906.8676 | 1985 | 75718.1597 | 12698.8 | 14158100 | 186 | 191036.7164 | 186 | 120337.9865 | 185 | 109078.0962 | 13694.9 | 15393800 | 41 | 243660.874 | 41 | 187687.6029 | 41 | 177017.8089 | 20864.2 | 23625800 | 257.581 | 92.43% | 43.71% | 6.204% | 24.74% | 1.368% | 31.55% | 99.78% | 35.23% | 71.63% | 22.43% | 100% | 62.99% | 99.46% | 57.1% | 100% | 77.03% | 100% | 72.65% | City Large | 3194.1441 | East North Central
48209 | 1 | Detroit | Detroit, MI | MI | 2012 | 9405 | 1994361.2085 | 117471.2 | 132800700 | 8946 | 894947.2246 | 8884 | 299667.4073 | 6241 | 195857.0592 | 32805 | 36687700 | 349 | 344770.1316 | 349 | 219640.0987 | 346 | 202094.2473 | 24344.1 | 27625700 | 110 | 754643.8522 | 110 | 526663.562 | 110 | 501956.4549 | 60322.1 | 68487300 | 212.0533 | 95.12% | 44.87% | 3.711% | 17.29% | 1.17% | 37.84% | 99.31% | 33.48% | 69.76% | 21.88% | 100% | 63.71% | 99.14% | 58.62% | 100% | 69.79% | 100% | 66.52% | City Large | 4289.0843 | East North Central
48210 | 1 | Detroit | Detroit, MI | MI | 2012 | 11046 | 1826139.1862 | 106622.8 | 119892300 | 10769 | 1100779.9798 | 10742 | 355050.0568 | 8519 | 236754.3301 | 43814.4 | 48676300 | 227 | 227290.1676 | 227 | 152316.2337 | 227 | 141960.1858 | 17179.4 | 19447700 | 50 | 498069.0388 | 50 | 402431.1717 | 50 | 387445.1486 | 45629 | 51768300 | 165.3213 | 97.49% | 60.28% | 2.055% | 12.45% | 0.4527% | 27.27% | 99.75% | 32.25% | 79.11% | 21.51% | 100% | 67.01% | 100% | 62.46% | 100% | 80.8% | 100% | 77.79% | City Large | 6294.3481 | East North Central
48211 | 1 | Detroit | Detroit, MI | MI | 2012 | 2681 | 1677656.9062 | 134819.6 | 151517300 | 2438 | 277589.6285 | 2419 | 103531.327 | 1934 | 74704.3042 | 12985.3 | 13972700 | 159 | 173321.6193 | 159 | 113133.9618 | 159 | 104353.245 | 12835.3 | 14486600 | 84 | 1226745.6584 | 84 | 959205.2451 | 84 | 921208.5858 | 108999 | 123058000 | 625.7579 | 90.94% | 16.55% | 5.931% | 10.33% | 3.133% | 73.12% | 99.22% | 37.3% | 79.33% | 26.91% | 100% | 65.27% | 100% | 60.21% | 100% | 78.19% | 100% | 75.09% | City Large | 2504.3798 | East North Central
48212 | 1 | Detroit | Detroit, MI | MI | 2012 | 13587 | 2373931.4034 | 152140.7 | 170084100 | 13096 | 1231415.0717 | 13018 | 457033.0966 | 10428 | 314429.9675 | 57491.4 | 62807200 | 403 | 421375.177 | 403 | 299405.6004 | 403 | 280516.8718 | 33375.5 | 37781600 | 88 | 721141.1547 | 88 | 545108.9919 | 88 | 518424.6063 | 61273.8 | 69495300 | 174.7208 | 96.39% | 51.87% | 2.966% | 17.75% | 0.6477% | 30.38% | 99.4% | 37.11% | 79.63% | 25.53% | 100% | 71.05% | 100% | 66.57% | 100% | 75.59% | 100% | 71.89% | City Large | 6597.7879 | East North Central
48213 | 0.99958 | Detroit | Detroit, MI | MI | 2012 | 11490 | 1761175.1853 | 96588.9 | 108033600 | 11187 | 1066246.0183 | 11096 | 347299.2014 | 7486 | 210115.095 | 37960 | 41695900 | 255 | 258048.5895 | 255 | 172411.603 | 255 | 160004.2562 | 19697.7 | 22248400 | 48 | 436880.5775 | 48 | 338095.3709 | 48 | 324625.8112 | 38931.2 | 44089300 | 153.279 | 97.36% | 60.54% | 2.219% | 14.65% | 0.4178% | 24.81% | 99.19% | 32.57% | 66.92% | 19.71% | 100% | 66.81% | 100% | 62.01% | 100% | 77.39% | 100% | 74.31% | City Large | 4269.0271 | East North Central
48214 | 1 | Detroit | Detroit, MI | MI | 2012 | 7583 | 1735654.1648 | 108011.7 | 122323700 | 7282 | 810436.3461 | 7226 | 243948.5319 | 4980 | 151959.8624 | 27364.8 | 30485800 | 256 | 234127.6192 | 256 | 141162.3511 | 255 | 129133.3949 | 15945 | 18058300 | 45 | 691090.1994 | 45 | 583720.0363 | 45 | 568800.3472 | 64701.9 | 73779600 | 228.8875 | 96.03% | 46.69% | 3.376% | 13.49% | 0.5934% | 39.82% | 99.23% | 30.1% | 68.39% | 18.75% | 100% | 60.29% | 99.61% | 55.16% | 100% | 84.46% | 100% | 82.3% | City Large | 4279.1797 | East North Central
48215 | 0.31107 | Detroit | Detroit, MI | MI | 2012 | 1105 | 295910.9391 | 18773.58 | 21248200 | 1062 | 109339.1296 | 1061 | 39265.3723 | 755 | 25198.37 | 4078.45 | 4561990 | 38 | 43440.9521 | 38 | 28280.2023 | 38 | 26232.8482 | 3367.83 | 3789910 | 5 | 143130.8574 | 5 | 101498.0083 | 5 | 95220.5093 | 11327.3 | 12896300 | 267.7927 | 96.11% | 36.95% | 3.439% | 14.68% | 0.4525% | 48.37% | 99.91% | 35.91% | 71.09% | 23.05% | 100% | 65.1% | 100% | 60.39% | 100% | 70.91% | 100% | 66.53% | City Large | 2943.4744 | East North Central
48216 | 1 | Detroit | Detroit, MI | MI | 2012 | 1669 | 721143.2231 | 50622.89 | 57312120 | 1425 | 196883.1849 | 1421 | 75950.8176 | 1144 | 53241.2055 | 8454.49 | 9397120 | 188 | 195248.3585 | 188 | 130931.7945 | 188 | 120712.4367 | 14420.3 | 16324700 | 56 | 329011.6797 | 56 | 252895.9969 | 56 | 241086.4336 | 27748.1 | 31590300 | 432.081 | 85.38% | 27.3% | 11.26% | 27.07% | 3.355% | 45.62% | 99.72% | 38.58% | 80.28% | 27.04% | 100% | 67.06% | 100% | 61.83% | 100% | 76.87% | 100% | 73.28% | City Large | 2522.942 | East North Central
48217 | 1 | Detroit | Detroit, MI | MI | 2012 | 4543 | 789603.1581 | 49566.2 | 60064000 | 4361 | 368925.1849 | 4284 | 133845.8269 | 2994 | 91562.2445 | 15088.7 | 18081000 | 157 | 157978.0504 | 157 | 113288.9302 | 154 | 108654.1965 | 12843.5 | 15633100 | 25 | 262699.9228 | 25 | 191489.8297 | 25 | 182998.2226 | 21634 | 26349900 | 173.8066 | 95.99% | 46.72% | 3.456% | 20.01% | 0.5503% | 33.27% | 98.23% | 36.28% | 68.65% | 24.82% | 100% | 71.71% | 98.09% | 68.78% | 100% | 72.89% | 100% | 69.66% | City Large | 2895.2356 | East North Central
48218 | 1 | Detroit | 0 | MI | 2012 | 3603 | 995888.092 | 67276.13 | 75288920 | 3463 | 324402.7165 | 3417 | 122776.2749 | 2566 | 88800.5975 | 14648.1 | 16306700 | 111 | 100102.9994 | 111 | 65930.5205 | 111 | 61922.8639 | 7493.83 | 8479720 | 29 | 571382.3761 | 29 | 333586.6876 | 29 | 321949.0643 | 45134.2 | 50502500 | 276.4052 | 96.11% | 32.57% | 3.081% | 10.05% | 0.8049% | 57.37% | 98.67% | 37.85% | 74.1% | 27.37% | 100% | 65.86% | 100% | 61.86% | 100% | 58.38% | 100% | 56.35% | Suburb Large | 2966.2809 | East North Central
48219 | 1 | Detroit | Detroit, MI | MI | 2012 | 19470 | 2266324.8219 | 117432.7 | 126067600 | 19078 | 1704693.0053 | 18047 | 556370.3597 | 12259 | 396461.1155 | 70314.9 | 73347500 | 339 | 329497.6284 | 339 | 225222.7278 | 339 | 212247.8678 | 26601.8 | 29719400 | 53 | 232134.1881 | 53 | 176059.1262 | 53 | 169015.1348 | 20516 | 23000700 | 116.4009 | 97.99% | 75.22% | 1.741% | 14.54% | 0.2722% | 10.24% | 94.6% | 32.64% | 64.26% | 23.26% | 100% | 68.35% | 100% | 64.42% | 100% | 75.84% | 100% | 72.81% | City Large | 5503.395 | East North Central
48220 | 1 | Detroit | 0 | MI | 2012 | 10217 | 1586651.7249 | 103177.5 | 114814800 | 9847 | 836111.1322 | 9095 | 272529.7647 | 6104 | 199475.3351 | 34561.8 | 37390500 | 281 | 285316.6555 | 281 | 208233.5799 | 281 | 197553.5826 | 23839.5 | 26845000 | 89 | 465223.9372 | 89 | 390748.9183 | 89 | 381793.1926 | 44776.2 | 50579300 | 155.2953 | 96.38% | 52.7% | 2.75% | 17.98% | 0.8711% | 29.32% | 92.36% | 32.59% | 61.99% | 23.86% | 100% | 72.98% | 100% | 69.24% | 100% | 83.99% | 100% | 82.07% | Suburb Large | 5042.2366 | East North Central
48221 | 1 | Detroit | Detroit, MI | MI | 2012 | 15697 | 1941075.3004 | 104769.9 | 112438000 | 15403 | 1514658.6465 | 15197 | 532741.207 | 11800 | 371471.858 | 68606.3 | 71931700 | 260 | 270948.7268 | 260 | 188917.7278 | 260 | 179448.6873 | 22387.6 | 25037100 | 34 | 155467.9271 | 34 | 117064.8006 | 34 | 112771.2091 | 13776 | 15469200 | 123.659 | 98.13% | 78.03% | 1.656% | 13.96% | 0.2166% | 8.009% | 98.66% | 35.17% | 76.61% | 24.53% | 100% | 69.72% | 100% | 66.23% | 100% | 75.3% | 100% | 72.54% | City Large | 6907.7577 | East North Central
48223 | 1 | Detroit | Detroit, MI | MI | 2012 | 11032 | 1481682.9626 | 84283.3 | 92182800 | 10780 | 973010.8651 | 10312 | 302651.4704 | 6685 | 209536.6905 | 37107.5 | 39032400 | 215 | 196304.8729 | 215 | 139140.2847 | 215 | 132563.0328 | 16755.9 | 18657100 | 37 | 312367.2246 | 37 | 265483.8358 | 37 | 260298.9243 | 30419.9 | 34493300 | 134.3077 | 97.72% | 65.67% | 1.949% | 13.25% | 0.3354% | 21.08% | 95.66% | 31.1% | 62.01% | 21.53% | 100% | 70.88% | 100% | 67.53% | 100% | 84.99% | 100% | 83.33% | City Large | 4239.057 | East North Central
48224 | 0.056473 | Detroit | Detroit, MI | MI | 2012 | 954 | 94768.7039 | 4244.495 | 4602510 | 941 | 83254.9046 | 931 | 29305.5744 | 664 | 18378.3918 | 3328.29 | 3557930 | 13 | 11513.7993 | 13 | 8676.6049 | 13 | 7989.6063 | 916.205 | 1044580 | 0 | 0 | 0 | 0 | 0 | 0 | 0 | 0 | 99.3383 | 98.64% | 87.85% | 1.363% | 12.15% | 0% | 0% | 98.94% | 35.2% | 70.56% | 22.07% | 100% | 75.36% | 100% | 69.39% | #DIV/0! | #DIV/0! | #DIV/0! | #DIV/0! | City Large | 7807.3298 | East North Central
48226 | 1 | Detroit | Detroit, MI | MI | 2012 | 304 | 709156.9438 | 45425.291 | 51720550 | 111 | 20437.9056 | 110 | 8588.3495 | 95 | 6901.4117 | 939.171 | 1057430 | 115 | 139713.9027 | 115 | 69108.4423 | 115 | 62377.7732 | 7473.52 | 8492120 | 78 | 549005.1355 | 78 | 338776.3169 | 78 | 321518.1399 | 37012.6 | 42171000 | 2332.7531 | 36.51% | 2.882% | 37.83% | 19.7% | 25.66% | 77.42% | 99.1% | 42.02% | 85.59% | 33.77% | 100% | 49.46% | 100% | 44.65% | 100% | 61.71% | 100% | 58.56% | City Large | 2811.9736 | East North Central
48227 | 1 | Detroit | Detroit, MI | MI | 2012 | 19407 | 2500063.2374 | 155108.1 | 168398600 | 18887 | 1581724.9358 | 18539 | 577860.8558 | 13313 | 399247.14 | 71096.5 | 73943000 | 445 | 430939.4108 | 445 | 317297.8649 | 445 | 303356.1684 | 37387.1 | 41822200 | 75 | 487398.8907 | 75 | 405343.1238 | 75 | 395668.7854 | 46624.5 | 52633400 | 128.8228 | 97.32% | 63.27% | 2.293% | 17.24% | 0.3865% | 19.5% | 98.16% | 36.53% | 70.49% | 25.24% | 100% | 73.63% | 100% | 70.39% | 100% | 83.16% | 100% | 81.18% | City Large | 6059.5475 | East North Central
48228 | 1 | Detroit | Detroit, MI | MI | 2012 | 23352 | 2587408.2367 | 172718.3 | 184302700 | 22968 | 1835028.2874 | 22582 | 754862.9609 | 17895 | 568300.1106 | 102688 | 105575000 | 325 | 302903.9962 | 325 | 217088.8793 | 325 | 206673.2205 | 26382.6 | 29311900 | 59 | 449475.9531 | 59 | 381966.5747 | 59 | 374298.063 | 43647.7 | 49415800 | 110.8003 | 98.36% | 70.92% | 1.392% | 11.71% | 0.2527% | 17.37% | 98.32% | 41.14% | 77.91% | 30.97% | 100% | 71.67% | 100% | 68.23% | 100% | 84.98% | 100% | 83.27% | City Large | 5950.5285 | East North Central
48229 | 1 | Detroit | 0 | MI | 2012 | 4381 | 615395.5983 | 34845.07 | 41605650 | 4285 | 388831.8347 | 4216 | 143599.8398 | 3146 | 99031.5471 | 16771.6 | 19793700 | 76 | 67746.8156 | 76 | 43185.8799 | 76 | 39874.0866 | 5088.07 | 6116550 | 20 | 158816.9479 | 20 | 105364.5203 | 20 | 101719.817 | 12985.4 | 15695400 | 140.4692 | 97.81% | 63.18% | 1.735% | 11.01% | 0.4565% | 25.81% | 98.39% | 36.93% | 73.42% | 25.47% | 100% | 63.75% | 100% | 58.86% | 100% | 66.34% | 100% | 64.05% | Suburb Large | 3492.8828 | East North Central
48233 | 1 | Detroit | Detroit, MI | MI | 2012 | 5 | 10876.1745 | 808.3198 | 920405.7 | 1 | 371.4905 | 1 | 276.1661 | 1 | 266.9003 | 29.8928 | 34131.7 | 2 | 2933.3852 | 2 | 2103.7881 | 2 | 1974.0678 | 223.415 | 254974 | 2 | 7571.2987 | 2 | 5038.5163 | 2 | 4712 | 555.012 | 631300 | 2175.2349 | 20% | 3.416% | 40% | 26.97% | 40% | 69.61% | 100% | 74.34% | 100% | 71.85% | 100% | 71.72% | 100% | 67.3% | 100% | 66.55% | 100% | 62.24% | City Large | 6.9759 | East North Central
48234 | 1 | Detroit | Detroit, MI | MI | 2012 | 15628 | 2294459.6548 | 158377.9 | 172228200 | 15256 | 1335848.0477 | 15053 | 530971.1021 | 11841 | 388147.9723 | 69953.7 | 72562800 | 292 | 286289.1181 | 292 | 203439.8062 | 292 | 192733.5124 | 23964.7 | 26738100 | 80 | 672322.489 | 80 | 561942.2862 | 80 | 549839.9252 | 64459.5 | 72927300 | 146.8172 | 97.62% | 58.22% | 1.868% | 12.48% | 0.5119% | 29.3% | 98.67% | 39.75% | 77.62% | 29.06% | 100% | 71.06% | 100% | 67.32% | 100% | 83.58% | 100% | 81.78% | City Large | 4598.7825 | East North Central
48235 | 1 | Detroit | Detroit, MI | MI | 2012 | 18494 | 2037955.0724 | 116896.9 | 123459900 | 18162 | 1603891.2828 | 17778 | 609199.3407 | 13738 | 446687.8413 | 81443.8 | 83661100 | 304 | 286135.6276 | 304 | 203979.5901 | 304 | 193097.9461 | 23749.2 | 26600700 | 28 | 147928.162 | 28 | 101460.5615 | 28 | 96237.8483 | 11703.9 | 13198100 | 110.1955 | 98.2% | 78.7% | 1.644% | 14.04% | 0.1514% | 7.259% | 97.89% | 37.98% | 75.64% | 27.85% | 100% | 71.29% | 100% | 67.48% | 100% | 68.59% | 100% | 65.06% | City Large | 7184.6972 | East North Central
48237 | 1 | Detroit | 0 | MI | 2012 | 10268 | 1913169.2336 | 125282.1 | 137685500 | 9834 | 1184375.1591 | 9495 | 459482.0876 | 7820 | 355158.6279 | 60714 | 65059400 | 354 | 337770.543 | 354 | 236773.3698 | 354 | 224802.6262 | 28072.3 | 31358700 | 80 | 391023.5316 | 80 | 319222.7234 | 80 | 310931.6182 | 36495.8 | 41267400 | 186.3235 | 95.77% | 61.91% | 3.448% | 17.66% | 0.7791% | 20.44% | 96.55% | 38.8% | 79.52% | 29.99% | 100% | 70.1% | 100% | 66.55% | 100% | 81.64% | 100% | 79.52% | Suburb Large | 5636.229 | East North Central
48238 | 1 | Detroit | Detroit, MI | MI | 2012 | 13496 | 1961473.4163 | 114469.8 | 126097100 | 13086 | 1257669.6607 | 12994 | 450997.9859 | 10023 | 300011.3556 | 54149 | 58015400 | 344 | 311256.5694 | 344 | 218622.7031 | 344 | 206005.4871 | 25099.2 | 28227700 | 66 | 392547.1862 | 66 | 309038.4128 | 66 | 296572.7006 | 35221.6 | 39854000 | 145.3374 | 96.96% | 64.12% | 2.549% | 15.87% | 0.489% | 20.01% | 99.3% | 35.86% | 76.59% | 23.85% | 100% | 70.24% | 100% | 66.19% | 100% | 78.73% | 100% | 75.55% | City Large | 5942.4669 | East North Central
48239 | 1 | Detroit | 0 | MI | 2012 | 16611 | 2752444.3144 | 182026.7 | 212916900 | 16238 | 1697624.9066 | 15853 | 642246.434 | 12254 | 483020.0301 | 84387.8 | 94820800 | 289 | 285886.1651 | 289 | 209392.2998 | 289 | 200493.6363 | 24492.1 | 29411700 | 84 | 768933.2427 | 84 | 643863.7814 | 84 | 626580.3514 | 73146.8 | 88684400 | 165.7001 | 97.75% | 61.68% | 1.74% | 10.39% | 0.5057% | 27.94% | 97.63% | 37.83% | 75.46% | 28.45% | 100% | 73.24% | 100% | 70.13% | 100% | 83.73% | 100% | 81.49% | Suburb Large | 3516.3677 | East North Central
48240 | 1 | Detroit | 0 | MI | 2012 | 8035 | 957799.3942 | 49284.61 | 56735960 | 7902 | 749357.0027 | 7556 | 246858.6878 | 5249 | 178178.4324 | 31346.6 | 35259700 | 115 | 100271.7036 | 115 | 70052.8073 | 114 | 66173.0352 | 8351.57 | 9957160 | 18 | 108170.688 | 18 | 82296.1181 | 18 | 78732.6867 | 9586.44 | 11519100 | 119.2034 | 98.34% | 78.24% | 1.431% | 10.47% | 0.224% | 11.29% | 95.62% | 32.94% | 66.43% | 23.78% | 100% | 69.86% | 99.13% | 65.99% | 100% | 76.08% | 100% | 72.79% | Suburb Large | 5074.9464 | East North Central
48242 | 1 | Detroit | 0 | MI | 2012 | 59 | 89919.8206 | 7614.174 | 9279889 | 36 | 6223.6553 | 36 | 3757.9897 | 30 | 3227.1045 | 397.044 | 474709 | 12 | 13656.9224 | 12 | 10711.3904 | 12 | 10189.9221 | 1151.3 | 1398180 | 11 | 70039.2428 | 11 | 55340.4227 | 11 | 53575.7835 | 6065.83 | 7407000 | 1524.0648 | 61.02% | 6.921% | 20.34% | 15.19% | 18.64% | 77.89% | 100% | 60.38% | 83.33% | 51.85% | 100% | 78.43% | 100% | 74.61% | 100% | 79.01% | 100% | 76.49% | Suburb Large | 3.1953 | East North Central
48334 | 0.046971 | Detroit | 0 | MI | 2012 | 252 | 61152.6565 | 3095.971 | 3197642 | 242 | 49128.9568 | 234 | 17641.3277 | 203 | 12998.3699 | 2309.43 | 2359740 | 9 | 7586.7889 | 9 | 4030.1302 | 8 | 3478.3499 | 451.049 | 482562 | 1 | 4436.9107 | 1 | 2344.0507 | 1 | 2236.8293 | 335.492 | 355340 | 242.6693 | 96.03% | 80.34% | 3.571% | 12.41% | 0.3968% | 7.255% | 96.69% | 35.91% | 83.88% | 26.46% | 100% | 53.12% | 88.89% | 45.85% | 100% | 52.83% | 100% | 50.41% | City Small | 2058.3278 | East North Central
48336 | 0.10512 | Detroit | 0 | MI | 2012 | 1149 | 173881.3789 | 8284.038 | 8501688 | 1138 | 160638.3662 | 1105 | 56707.8026 | 848 | 41038.9026 | 7276.85 | 7454010 | 10 | 8020.614 | 10 | 5176.2958 | 10 | 4780.922 | 658.261 | 677133 | 1 | 5222.3987 | 1 | 2676.8462 | 1 | 2279.3292 | 348.927 | 370545 | 151.3328 | 99.04% | 92.38% | 0.8703% | 4.613% | 0.08703% | 3.003% | 97.1% | 35.3% | 74.52% | 25.55% | 100% | 64.54% | 100% | 59.61% | 100% | 51.26% | 100% | 43.65% | City Small | 2706.5506 | East North Central
48411 | 1 | Flint | 0 | MI | 2009 | 60 | 8046.6821 | 560.6037 | 624941.3 | 59 | 7175.0571 | 59 | 3223.8952 | 52 | 2679.8578 | 479.113 | 529655 | 1 | 871.625 | 1 | 719.6081 | 1 | 657.1054 | 81.4907 | 95286.3 | 0 | 0 | 0 | 0 | 0 | 0 | 0 | 0 | 134.1114 | 98.33% | 89.17% | 1.667% | 10.83% | 0% | 0% | 100% | 44.93% | 88.14% | 37.35% | 100% | 82.56% | 100% | 75.39% | #DIV/0! | #DIV/0! | #DIV/0! | #DIV/0! | Rural Fringe | 182.2897 | East North Central
48420 | 0.014637 | Flint | 0 | MI | 2009 | 101 | 16013.0509 | 1182.22 | 1289700 | 101 | 16013.0509 | 101 | 7978.6631 | 94 | 6859.0937 | 1182.22 | 1289700 | 0 | 0 | 0 | 0 | 0 | 0 | 0 | 0 | 0 | 0 | 0 | 0 | 0 | 0 | 0 | 0 | 158.5451 | 100% | 100% | 0% | 0% | 0% | 0% | 100% | 49.83% | 93.07% | 42.83% | #DIV/0! | #DIV/0! | #DIV/0! | #DIV/0! | #DIV/0! | #DIV/0! | #DIV/0! | #DIV/0! | Suburb Large | 338.1901 | East North Central
48423 | 0.69115 | Flint | 0 | MI | 2009 | 12264 | 2495837.5873 | 176209.4 | 199030700 | 11753 | 1926635.7882 | 11665 | 871675.1592 | 10650 | 722433.0298 | 126334 | 141657000 | 478 | 393318.1611 | 478 | 227675.6728 | 477 | 210365.0504 | 33218 | 37745700 | 33 | 175883.638 | 33 | 140823.235 | 33 | 136947.3644 | 16657.4 | 19628000 | 203.5093 | 95.83% | 77.19% | 3.898% | 15.76% | 0.2691% | 7.047% | 99.25% | 45.24% | 90.62% | 37.5% | 100% | 57.89% | 99.79% | 53.48% | 100% | 80.07% | 100% | 77.86% | Suburb Large | 499.7653 | East North Central
48430 | 0.056708 | Flint | 0 | MI | 2009 | 741 | 178218.1528 | 14190.27 | 16096640 | 690 | 113660.1343 | 678 | 54457.3656 | 623 | 46752.6323 | 8178.42 | 9151190 | 43 | 37030.0408 | 43 | 24852.2773 | 42 | 23753.5384 | 3299.39 | 3785210 | 8 | 27527.9776 | 8 | 22537.841 | 8 | 22041.1203 | 2712.46 | 3160240 | 240.5103 | 93.12% | 63.78% | 5.803% | 20.78% | 1.08% | 15.45% | 98.26% | 47.91% | 90.29% | 41.13% | 100% | 67.11% | 97.67% | 64.15% | 100% | 81.87% | 100% | 80.07% | Suburb Large | 419.2459 | East North Central
48433 | 0.59203 | Flint | 0 | MI | 2009 | 11028 | 2275272.3101 | 150950.8 | 170348100 | 10630 | 1835233.8281 | 10525 | 795727.5098 | 9475 | 642053.7075 | 112428 | 126108000 | 367 | 279498.5301 | 367 | 161245.0339 | 367 | 147584.2323 | 23107 | 26185400 | 31 | 160539.9519 | 31 | 127618.4004 | 31 | 123896.2484 | 15415.8 | 18054700 | 206.3178 | 96.39% | 80.66% | 3.328% | 12.28% | 0.2811% | 7.056% | 99.01% | 43.36% | 89.13% | 34.98% | 100% | 57.69% | 100% | 52.8% | 100% | 79.49% | 100% | 77.17% | Suburb Large | 468.3317 | East North Central
48436 | 0.27971 | Flint | 0 | MI | 2009 | 683 | 118303.1532 | 9298.14 | 10291822 | 676 | 113622.5103 | 674 | 57077.8681 | 644 | 49971.4844 | 8888.86 | 9831270 | 7 | 4680.6429 | 7 | 2649.0142 | 7 | 2518.3051 | 409.28 | 460552 | 0 | 0 | 0 | 0 | 0 | 0 | 0 | 0 | 173.2111 | 98.98% | 96.04% | 1.025% | 3.956% | 0% | 0% | 99.7% | 50.23% | 95.27% | 43.98% | 100% | 56.6% | 100% | 53.8% | #DIV/0! | #DIV/0! | #DIV/0! | #DIV/0! | Suburb Large | 153.7903 | East North Central
48437 | 1 | Flint | 0 | MI | 2009 | 339 | 76697.1572 | 5555.34 | 6437740 | 320 | 42227.1842 | 313 | 16444.8944 | 260 | 13351.5456 | 2260.85 | 2579270 | 17 | 13596.5697 | 17 | 8889.7917 | 17 | 8526.5619 | 1280.22 | 1466140 | 2 | 20873.4033 | 2 | 17828.0404 | 2 | 17403.7907 | 2014.27 | 2392330 | 226.2453 | 94.4% | 55.06% | 5.015% | 17.73% | 0.59% | 27.22% | 97.81% | 38.94% | 81.25% | 31.62% | 100% | 65.38% | 100% | 62.71% | 100% | 85.41% | 100% | 83.38% | Suburb Large | 276.5925 | East North Central
48438 | 0.34426 | Flint | 0 | MI | 2009 | 1937 | 434310.5773 | 30770.03 | 34768380 | 1877 | 350512.8824 | 1866 | 155632.9913 | 1736 | 129566.5401 | 23385 | 26176400 | 53 | 44437.4684 | 53 | 24701.1776 | 52 | 23101.2378 | 3632.45 | 4144540 | 7 | 39360.2266 | 7 | 32414.3008 | 7 | 31726.6755 | 3752.58 | 4447440 | 224.2182 | 96.9% | 80.71% | 2.736% | 10.23% | 0.3614% | 9.063% | 99.41% | 44.4% | 92.49% | 36.96% | 100% | 55.59% | 98.11% | 51.99% | 100% | 82.35% | 100% | 80.61% | Rural Fringe | 202.3185 | East North Central
48439 | 1 | Flint | 0 | MI | 2009 | 17769 | 4600278.1442 | 328689.3 | 373380300 | 16776 | 3134566.8525 | 16707 | 1392815.6656 | 15925 | 1138715.3508 | 202977 | 227481000 | 915 | 737844.9437 | 915 | 405699.6033 | 915 | 369125.3038 | 58899.8 | 66863900 | 78 | 727866.3479 | 78 | 574577.358 | 78 | 556097.678 | 66812.5 | 79035400 | 258.8935 | 94.41% | 68.14% | 5.149% | 16.04% | 0.439% | 15.82% | 99.59% | 44.43% | 94.93% | 36.33% | 100% | 54.98% | 100% | 50.03% | 100% | 78.94% | 100% | 76.4% | Suburb Large | 868.935 | East North Central
48442 | 0.083215 | Flint | 0 | MI | 2009 | 801 | 263938.0473 | 22059.54 | 25682020 | 749 | 109850.9559 | 740 | 47415.109 | 685 | 39902.4351 | 6979.25 | 7830460 | 38 | 34543.2064 | 38 | 22989.9553 | 38 | 22010.0483 | 3060.19 | 3535860 | 14 | 119543.8849 | 14 | 105948.9812 | 14 | 104720.6119 | 12020.1 | 14315700 | 329.5107 | 93.51% | 41.62% | 4.744% | 13.09% | 1.748% | 45.29% | 98.8% | 43.16% | 91.46% | 36.32% | 100% | 66.55% | 100% | 63.72% | 100% | 88.63% | 100% | 87.6% | Rural Fringe | 247.6974 | East North Central
48451 | 0.043512 | Flint | 0 | MI | 2009 | 217 | 37603.6647 | 2534.1111 | 2858508.4 | 216 | 37131.76 | 214 | 17092.4027 | 202 | 14039.8981 | 2474.42 | 2795430 | 1 | 471.9047 | 1 | 352 | 1 | 351 | 59.6911 | 63078.4 | 0 | 0 | 0 | 0 | 0 | 0 | 0 | 0 | 173.2888 | 99.54% | 98.75% | 0.4608% | 1.255% | 0% | 0% | 99.07% | 46.03% | 93.52% | 37.81% | 100% | 74.59% | 100% | 74.38% | #DIV/0! | #DIV/0! | #DIV/0! | #DIV/0! | Rural Fringe | 436.8871 | East North Central
48457 | 0.0050244 | Flint | 0 | MI | 2009 | 35 | 5052.0407 | 260.843 | 293530 | 35 | 5052.0407 | 31 | 1855.6284 | 25 | 1512.7564 | 260.843 | 293530 | 0 | 0 | 0 | 0 | 0 | 0 | 0 | 0 | 0 | 0 | 0 | 0 | 0 | 0 | 0 | 0 | 144.344 | 100% | 100% | 0% | 0% | 0% | 0% | 88.57% | 36.73% | 71.43% | 29.94% | #DIV/0! | #DIV/0! | #DIV/0! | #DIV/0! | #DIV/0! | #DIV/0! | #DIV/0! | #DIV/0! | Rural Fringe | 188.0985 | East North Central
48458 | 0.7482 | Flint | 0 | MI | 2009 | 9332 | 1383723.9453 | 92041.29 | 103990400 | 9131 | 1127492.7583 | 9032 | 504156.2697 | 7755 | 407857.3591 | 68614 | 76852100 | 181 | 154056.9518 | 181 | 97657.6381 | 180 | 92306.6352 | 13571 | 15488000 | 20 | 102174.2352 | 20 | 84821.7143 | 20 | 82830.7971 | 9856.29 | 11650300 | 148.2773 | 97.85% | 81.48% | 1.94% | 11.13% | 0.2143% | 7.384% | 98.92% | 44.71% | 84.93% | 36.17% | 100% | 63.39% | 99.45% | 59.92% | 100% | 83.02% | 100% | 81.07% | Suburb Large | 548.6522 | East North Central
48462 | 0.023401 | Flint | 0 | MI | 2009 | 103 | 19501.1787 | 1399.59 | 1417110 | 103 | 19501.1787 | 102 | 8867.6678 | 99 | 7662.6366 | 1399.59 | 1417110 | 0 | 0 | 0 | 0 | 0 | 0 | 0 | 0 | 0 | 0 | 0 | 0 | 0 | 0 | 0 | 0 | 189.3318 | 100% | 100% | 0% | 0% | 0% | 0% | 99.03% | 45.47% | 96.12% | 39.29% | #DIV/0! | #DIV/0! | #DIV/0! | #DIV/0! | #DIV/0! | #DIV/0! | #DIV/0! | #DIV/0! | Town Fringe | 321.5348 | East North Central
48463 | 0.17113 | Flint | 0 | MI | 2009 | 457 | 80550.0669 | 6010.028 | 6730972 | 448 | 68994.4326 | 444 | 33275.1923 | 411 | 28396.5412 | 4950.7 | 5527120 | 8 | 7124.4937 | 8 | 4946.4266 | 8 | 4772.4982 | 730.258 | 817672 | 1 | 4431.1406 | 1 | 2231.5079 | 1 | 2053.6164 | 329.07 | 386180 | 176.2584 | 98.03% | 85.65% | 1.751% | 8.845% | 0.2188% | 5.501% | 99.11% | 48.23% | 91.74% | 41.16% | 100% | 69.43% | 100% | 66.99% | 100% | 50.36% | 100% | 46.35% | Rural Distant | 139.0822 | East North Central
48473 | 0.85849 | Flint | 0 | MI | 2009 | 10861 | 2333731.0214 | 178636.9 | 202696600 | 10582 | 1755003.7609 | 10527 | 836026.9578 | 9746 | 697163.3847 | 122480 | 136727000 | 254 | 198403.9034 | 254 | 121165.7685 | 254 | 114047.1829 | 17568.5 | 19934100 | 25 | 380323.3571 | 25 | 337596.3554 | 25 | 333486.4544 | 38588.4 | 46035500 | 214.8726 | 97.43% | 75.2% | 2.339% | 8.502% | 0.2302% | 16.3% | 99.48% | 47.64% | 92.1% | 39.72% | 100% | 61.07% | 100% | 57.48% | 100% | 88.77% | 100% | 87.68% | Suburb Large | 367.9745 | East North Central
48502 | 1 | Flint | 0 | MI | 2009 | 207 | 151087.4045 | 10047.04 | 11954010 | 151 | 24590.9673 | 151 | 9965.4489 | 126 | 7787.2386 | 1134.84 | 1335390 | 37 | 38794.3458 | 37 | 24258.7443 | 37 | 22722.9254 | 2810.61 | 3339480 | 19 | 87702.0913 | 19 | 55932.9752 | 19 | 52710.6821 | 6101.59 | 7279140 | 729.8908 | 72.95% | 16.28% | 17.87% | 25.68% | 9.179% | 58.05% | 100% | 40.52% | 83.44% | 31.67% | 100% | 62.53% | 100% | 58.57% | 100% | 63.78% | 100% | 60.1% | City Midsize | 2814.3845 | East North Central
48503 | 1 | Flint | 0 | MI | 2009 | 11886 | 2210970.1362 | 143122.8 | 166487900 | 11405 | 1225197.3366 | 11245 | 465601.3298 | 8842 | 347678.9939 | 60539.2 | 68711800 | 376 | 371878.4673 | 376 | 262045.4034 | 376 | 246597.1665 | 31226.5 | 36683400 | 105 | 613894.3323 | 105 | 453688.0742 | 105 | 436359.7857 | 51357.1 | 61092700 | 186.0147 | 95.95% | 55.41% | 3.163% | 16.82% | 0.8834% | 27.77% | 98.6% | 38% | 77.53% | 28.38% | 100% | 70.47% | 100% | 66.31% | 100% | 73.9% | 100% | 71.08% | City Midsize | 3024.1196 | East North Central
48504 | 1 | Flint | 0 | MI | 2009 | 15671 | 2167276.5413 | 126023 | 145046200 | 15302 | 1545350.2592 | 15015 | 563537.6542 | 11257 | 408745.6415 | 71052.2 | 80384400 | 317 | 295461.8353 | 317 | 195755.2942 | 317 | 182835.483 | 23803.5 | 27739700 | 52 | 326464.4468 | 52 | 271076.2539 | 52 | 263896.9445 | 31167.3 | 36922100 | 138.2985 | 97.65% | 71.3% | 2.023% | 13.63% | 0.3318% | 15.06% | 98.12% | 36.47% | 73.57% | 26.45% | 100% | 66.25% | 100% | 61.88% | 100% | 83.03% | 100% | 80.83% | Suburb Large | 2063.5543 | East North Central
48505 | 1 | Flint | 0 | MI | 2009 | 14399 | 2139112.5918 | 147751.1 | 168614800 | 14091 | 1301952.5949 | 13839 | 519408.6072 | 11086 | 402621.664 | 71145.1 | 79108800 | 261 | 245175.5108 | 261 | 162664.8081 | 261 | 154583.3861 | 21376.2 | 24564600 | 47 | 591984.4862 | 47 | 457405.612 | 47 | 441924.7696 | 55229.8 | 64941400 | 148.5598 | 97.86% | 60.86% | 1.813% | 11.46% | 0.3264% | 27.67% | 98.21% | 39.89% | 78.67% | 30.92% | 100% | 66.35% | 100% | 63.05% | 100% | 77.27% | 100% | 74.65% | City Midsize | 2090.446 | East North Central
48506 | 1 | Flint | 0 | MI | 2009 | 15955 | 2449306.7216 | 165305.5 | 189388200 | 15618 | 1723313.3869 | 15263 | 716942.3791 | 12311 | 571748.2378 | 97490.6 | 109507000 | 276 | 244979.0846 | 276 | 171391.3073 | 276 | 163786.3273 | 21564.2 | 24969900 | 61 | 481014.2501 | 61 | 400312.6158 | 61 | 392753.3242 | 46250.7 | 54911300 | 153.5134 | 97.89% | 70.36% | 1.73% | 10% | 0.3823% | 19.64% | 97.73% | 41.6% | 78.83% | 33.18% | 100% | 69.96% | 100% | 66.86% | 100% | 83.22% | 100% | 81.65% | Suburb Large | 1514.5355 | East North Central
48507 | 1 | Flint | 0 | MI | 2009 | 14764 | 3868289.9076 | 293352.5 | 341499400 | 13935 | 1717468.6022 | 13703 | 723282.707 | 11337 | 578076.6478 | 97223.4 | 109285000 | 689 | 648843.6996 | 689 | 450438.011 | 689 | 427602.2923 | 55190.1 | 64625400 | 140 | 1501977.6057 | 140 | 1249975.9395 | 140 | 1218245.6886 | 140939 | 167589000 | 262.0083 | 94.38% | 44.4% | 4.667% | 16.77% | 0.9483% | 38.83% | 98.34% | 42.11% | 81.36% | 33.66% | 100% | 69.42% | 100% | 65.9% | 100% | 83.22% | 100% | 81.11% | Suburb Large | 1433.1361 | East North Central
48509 | 1 | Flint | 0 | MI | 2009 | 5120 | 1069460.0773 | 74887.75 | 85608060 | 4993 | 738147.6182 | 4908 | 311961.3707 | 4279 | 252500.277 | 43399.5 | 48434700 | 103 | 91514.2367 | 103 | 63465.2732 | 103 | 60737.2235 | 8271.85 | 9552660 | 24 | 239798.2223 | 24 | 206006.8787 | 24 | 201506.1833 | 23216.4 | 27620700 | 208.8789 | 97.52% | 69.02% | 2.012% | 8.557% | 0.4688% | 22.42% | 98.3% | 42.26% | 85.7% | 34.21% | 100% | 69.35% | 100% | 66.37% | 100% | 85.91% | 100% | 84.03% | Suburb Large | 1081.1107 | East North Central
48519 | 1 | Flint | 0 | MI | 2009 | 3643 | 605577.5955 | 42371.36 | 47732520 | 3558 | 478766.9059 | 3503 | 214162.7983 | 3133 | 176060.9486 | 30325.9 | 33807900 | 74 | 65465.2104 | 74 | 42705.1603 | 74 | 40148.4642 | 5944.32 | 6759290 | 11 | 61345.4792 | 11 | 50735.2693 | 11 | 49313.2886 | 6101.14 | 7165330 | 166.2305 | 97.67% | 79.06% | 2.031% | 10.81% | 0.3019% | 10.13% | 98.45% | 44.73% | 88.06% | 36.77% | 100% | 65.23% | 100% | 61.33% | 100% | 82.7% | 100% | 80.39% | Suburb Large | 1051.7904 | East North Central
48529 | 1 | Flint | 0 | MI | 2009 | 5203 | 884484.8195 | 65526.5 | 75116300 | 4950 | 505410.6265 | 4839 | 218979.6169 | 3838 | 173975.4591 | 29711.1 | 33315600 | 220 | 195308.3829 | 220 | 133421.8607 | 220 | 127768.8641 | 17479.5 | 20166600 | 33 | 183765.8101 | 33 | 156873.4494 | 33 | 154386.2864 | 18335.9 | 21634100 | 169.9952 | 95.14% | 57.14% | 4.228% | 22.08% | 0.6342% | 20.78% | 97.76% | 43.33% | 77.54% | 34.42% | 100% | 68.31% | 100% | 65.42% | 100% | 85.37% | 100% | 84.01% | Suburb Large | 2177.079 | East North Central
48532 | 1 | Flint | 0 | MI | 2009 | 7982 | 1792792.803 | 125821.6 | 143919100 | 7506 | 1158985.0689 | 7440 | 504357.4105 | 6512 | 405235.5037 | 69936.9 | 78905500 | 434 | 367630.8817 | 434 | 229134.608 | 433 | 213203.3306 | 30811.9 | 35303000 | 42 | 266176.8525 | 42 | 217706.3819 | 42 | 211178.859 | 25072.8 | 29710600 | 224.6045 | 94.04% | 64.65% | 5.437% | 20.51% | 0.5262% | 14.85% | 99.12% | 43.52% | 86.76% | 34.96% | 100% | 62.33% | 99.77% | 57.99% | 100% | 81.79% | 100% | 79.34% | Suburb Large | 1128.7661 | East North Central
48808 | 0.86791 | Lansing | 0 | MI | 2013 | 2783 | 505809.3602 | 34898.31 | 39361830 | 2697 | 421332.6888 | 2629 | 178438.1432 | 2309 | 149681.6716 | 26627.4 | 30012800 | 81 | 58615.9726 | 81 | 37078.7624 | 81 | 34840.126 | 5813.17 | 6463240 | 5 | 25860.6987 | 5 | 20480.8095 | 5 | 19758.7749 | 2457.74 | 2885790 | 181.7497 | 96.91% | 83.3% | 2.911% | 11.59% | 0.1797% | 5.113% | 97.48% | 42.35% | 85.61% | 35.53% | 100% | 63.26% | 100% | 59.44% | 100% | 79.2% | 100% | 76.4% | Rural Fringe | 211.98 | East North Central
48813 | 0.018767 | Lansing | 0 | MI | 2013 | 181 | 34441.3304 | 2583.017 | 2891347 | 174 | 29299.2186 | 170 | 13912.7457 | 151 | 12058.7961 | 2090.1 | 2334830 | 7 | 5142.1118 | 7 | 3382.8969 | 7 | 3284.1051 | 492.917 | 556517 | 0 | 0 | 0 | 0 | 0 | 0 | 0 | 0 | 190.2836 | 96.13% | 85.07% | 3.867% | 14.93% | 0% | 0% | 97.7% | 47.49% | 86.78% | 41.16% | 100% | 65.79% | 100% | 63.87% | #DIV/0! | #DIV/0! | #DIV/0! | #DIV/0! | Town Fringe | 146.9424 | East North Central
48820 | 0.72266 | Lansing | 0 | MI | 2007 | 6562 | 1446784.6924 | 101362 | 114862200 | 6361 | 1178883.8622 | 6304 | 519621.9369 | 5833 | 421849.2804 | 76328.8 | 85923300 | 184 | 145637.7543 | 184 | 92235.0581 | 183 | 86202.254 | 13383.2 | 15069200 | 17 | 122263.0759 | 17 | 101469.461 | 17 | 98937.8054 | 11650 | 13869700 | 220.4792 | 96.94% | 81.48% | 2.804% | 10.07% | 0.2591% | 8.451% | 99.1% | 44.08% | 91.7% | 35.78% | 100% | 63.33% | 99.46% | 59.19% | 100% | 82.99% | 100% | 80.92% | Rural Fringe | 241.9926 | East North Central
48821 | 0.97167 | Lansing | 0 | MI | 2013 | 3509 | 654166.4816 | 41111.06 | 46870370 | 3443 | 558326.5573 | 3388 | 230370.8411 | 2959 | 187565.771 | 32683.9 | 36997300 | 57 | 44146.6671 | 57 | 26967.2252 | 57 | 25150.4448 | 3747.75 | 4297060 | 9 | 51693.2572 | 9 | 40130.4717 | 9 | 39185.312 | 4679.41 | 5576010 | 186.4253 | 98.12% | 85.35% | 1.624% | 6.749% | 0.2565% | 7.902% | 98.4% | 41.26% | 85.94% | 33.59% | 100% | 61.09% | 100% | 56.97% | 100% | 77.63% | 100% | 75.8% | Suburb Large | 248.8164 | East North Central
48822 | 0.41113 | Lansing | 0 | MI | 2013 | 1074 | 209030.1207 | 15307.778 | 17169781 | 1035 | 178078.6038 | 1019 | 80840.9432 | 929 | 69595.295 | 12312.7 | 13789700 | 38 | 26564.9624 | 38 | 16385.4393 | 37 | 15698.5068 | 2577.08 | 2877610 | 1 | 4386.5545 | 1 | 3736.4008 | 1 | 3671.9822 | 417.998 | 502471 | 194.6277 | 96.37% | 85.19% | 3.538% | 12.71% | 0.09311% | 2.099% | 98.45% | 45.4% | 89.76% | 39.08% | 100% | 61.68% | 97.37% | 59.09% | 100% | 85.18% | 100% | 83.71% | Suburb Large | 77.7406 | East North Central
48823 | 1 | Lansing | 0 | MI | 2013 | 12770 | 3490576.3596 | 225024.3 | 259520200 | 11785 | 1988347.3633 | 11516 | 730844.8442 | 9662 | 572256.0485 | 100023 | 113609000 | 853 | 730475.0767 | 853 | 423944.1169 | 852 | 391817.8948 | 57289.5 | 65812400 | 132 | 771753.9196 | 132 | 576970.7454 | 132 | 557707.4178 | 67711.8 | 80098800 | 273.3419 | 92.29% | 56.96% | 6.68% | 20.93% | 1.034% | 22.11% | 97.72% | 36.76% | 81.99% | 28.78% | 100% | 58.04% | 99.88% | 53.64% | 100% | 74.76% | 100% | 72.26% | City Small | 2489.7742 | East North Central
48824 | 1 | Lansing | 0 | MI | 2013 | 1 | 2415.6703 | 190.752 | 229056 | 0 | 0 | 0 | 0 | 0 | 0 | 0 | 0 | 0 | 0 | 0 | 0 | 0 | 0 | 0 | 0 | 1 | 2415.6703 | 1 | 1834.0913 | 1 | 1737.2069 | 190.752 | 229056 | 2415.6703 | 0% | 0% | 0% | 0% | 100% | 100% | #DIV/0! | #DIV/0! | #DIV/0! | #DIV/0! | #DIV/0! | #DIV/0! | #DIV/0! | #DIV/0! | 100% | 75.92% | 100% | 71.91% | City Small | 3978.6824 | East North Central
48825 | 1 | Lansing | 0 | MI | 2013 | 2 | 11505.8335 | 997.415 | 1122810 | 0 | 0 | 0 | 0 | 0 | 0 | 0 | 0 | 0 | 0 | 0 | 0 | 0 | 0 | 0 | 0 | 2 | 11505.8335 | 2 | 5870.0004 | 2 | 5482.4611 | 997.415 | 1122810 | 5752.9168 | 0% | 0% | 0% | 0% | 100% | 100% | #DIV/0! | #DIV/0! | #DIV/0! | #DIV/0! | #DIV/0! | #DIV/0! | #DIV/0! | #DIV/0! | 100% | 51.02% | 100% | 47.65% | City Small | 35517.3548 | East North Central
48827 | 0.019231 | Lansing | 0 | MI | 2013 | 197 | 34252.6719 | 2414.98 | 2713581 | 193 | 31528.365 | 192 | 14862.2332 | 181 | 12772.2499 | 2229.75 | 2500750 | 4 | 2724.3068 | 4 | 1224.657 | 4 | 1161.1532 | 185.23 | 212831 | 0 | 0 | 0 | 0 | 0 | 0 | 0 | 0 | 173.8714 | 97.97% | 92.05% | 2.03% | 7.954% | 0% | 0% | 99.48% | 47.14% | 93.78% | 40.51% | 100% | 44.95% | 100% | 42.62% | #DIV/0! | #DIV/0! | #DIV/0! | #DIV/0! | Town Fringe | 147.4477 | East North Central
48837 | 0.5094 | Lansing | 0 | MI | 2013 | 7988 | 1645047.1866 | 109550.4 | 124771100 | 7738 | 1262640.2409 | 7593 | 515991.1804 | 6530 | 417036.3171 | 73818.1 | 83189400 | 218 | 178835.5691 | 218 | 112110.3886 | 218 | 106360.2483 | 16111.6 | 18365200 | 32 | 203571.3766 | 32 | 166092.916 | 32 | 161955.4815 | 19620.7 | 23216500 | 205.9398 | 96.87% | 76.75% | 2.729% | 10.87% | 0.4006% | 12.37% | 98.13% | 40.87% | 84.39% | 33.03% | 100% | 62.69% | 100% | 59.47% | 100% | 81.59% | 100% | 79.56% | Suburb Large | 247.5988 | East North Central
48840 | 0.78523 | Lansing | 0 | MI | 2013 | 4194 | 900444.9665 | 51245.1 | 58736540 | 4014 | 684873.0642 | 3896 | 244296.2411 | 3239 | 191444.3546 | 33862.3 | 38561900 | 165 | 129878.7 | 165 | 68857.7433 | 165 | 62354.6643 | 9839.63 | 11271400 | 15 | 85693.2023 | 15 | 62916.0869 | 15 | 60095.4886 | 7543.17 | 8903240 | 214.6984 | 95.71% | 76.06% | 3.934% | 14.42% | 0.3577% | 9.517% | 97.06% | 35.67% | 80.69% | 27.95% | 100% | 53.02% | 100% | 48.01% | 100% | 73.42% | 100% | 70.13% | Suburb Large | 671.4973 | East North Central
48842 | 0.99487 | Lansing | 0 | MI | 2013 | 8393 | 1732062.1002 | 116677.5 | 133350100 | 8101 | 1216863.0033 | 7925 | 493681.2326 | 6866 | 397127.5889 | 69816.3 | 78572900 | 255 | 213891.2243 | 254 | 127205.9346 | 254 | 117635.4949 | 18166.1 | 20601100 | 37 | 301307.8725 | 37 | 247664.1534 | 37 | 241789.9938 | 28695.1 | 34176100 | 206.3698 | 96.52% | 70.26% | 3.038% | 12.35% | 0.4408% | 17.4% | 97.83% | 40.57% | 84.75% | 32.64% | 99.61% | 59.47% | 99.61% | 55% | 100% | 82.2% | 100% | 80.25% | Suburb Large | 966.9512 | East North Central
48848 | 0.12414 | Lansing | 0 | MI | 2007 | 350 | 63357.8916 | 4453.726 | 5031504 | 342 | 56876.7186 | 338 | 25222.095 | 301 | 20800.1668 | 3716.35 | 4220940 | 8 | 6481.1729 | 8 | 4646.9258 | 8 | 4479.8488 | 737.376 | 810564 | 0 | 0 | 0 | 0 | 0 | 0 | 0 | 0 | 181.0225 | 97.71% | 89.77% | 2.286% | 10.23% | 0% | 0% | 98.83% | 44.35% | 88.01% | 36.57% | 100% | 71.7% | 100% | 69.12% | #DIV/0! | #DIV/0! | #DIV/0! | #DIV/0! | Rural Distant | 105.1507 | East North Central
48854 | 0.70021 | Lansing | 0 | MI | 2007 | 8206 | 1888739.7782 | 141805.5 | 162871500 | 7759 | 1228270.7705 | 7630 | 554663.0466 | 6703 | 456627.3367 | 80075.8 | 90594200 | 402 | 326293.7732 | 402 | 203072.7936 | 401 | 190911.0531 | 29059.6 | 33204600 | 45 | 334175.2346 | 45 | 286657.0985 | 45 | 281051.9014 | 32670.1 | 39072700 | 230.1657 | 94.55% | 65.03% | 4.899% | 17.28% | 0.5484% | 17.69% | 98.34% | 45.16% | 86.39% | 37.18% | 100% | 62.24% | 99.75% | 58.51% | 100% | 85.78% | 100% | 84.1% | Rural Fringe | 190.5555 | East North Central
48864 | 0.97551 | Lansing | 0 | MI | 2013 | 7020 | 2234222.2742 | 149508.3 | 172599400 | 6495 | 1301716.4677 | 6363 | 478113.1378 | 5656 | 379797.4899 | 67328.9 | 76350200 | 460 | 426197.6884 | 460 | 256189.1637 | 458 | 239237.5966 | 35916.1 | 41178800 | 65 | 506308.1181 | 65 | 397230.6901 | 65 | 385932.2264 | 46263.3 | 55070400 | 318.2653 | 92.52% | 58.26% | 6.553% | 19.08% | 0.9259% | 22.66% | 97.97% | 36.73% | 87.08% | 29.18% | 100% | 60.11% | 99.57% | 56.13% | 100% | 78.46% | 100% | 76.22% | Suburb Large | 967.9674 | East North Central
48872 | 0.0085025 | Lansing | 0 | MI | 2013 | 96 | 17088.0109 | 912.852 | 1066310 | 96 | 17088.0109 | 95 | 6128.1782 | 82 | 5127.7666 | 912.852 | 1066310 | 0 | 0 | 0 | 0 | 0 | 0 | 0 | 0 | 0 | 0 | 0 | 0 | 0 | 0 | 0 | 0 | 178.0001 | 100% | 100% | 0% | 0% | 0% | 0% | 98.96% | 35.86% | 85.42% | 30.01% | #DIV/0! | #DIV/0! | #DIV/0! | #DIV/0! | #DIV/0! | #DIV/0! | #DIV/0! | #DIV/0! | Town Fringe | 139.4817 | East North Central
48876 | 0.97379 | Lansing | 0 | MI | 2013 | 2237 | 431923.3822 | 32563.87 | 37431130 | 2176 | 310341.5999 | 2141 | 139993.0805 | 1924 | 117636.5993 | 20453.9 | 23158000 | 55 | 45280.1773 | 55 | 29375.0494 | 55 | 28054.44 | 4107.27 | 4695010 | 6 | 76301.605 | 6 | 70645.3257 | 6 | 70143.5117 | 8002.7 | 9578120 | 193.0815 | 97.27% | 71.85% | 2.459% | 10.48% | 0.2682% | 17.67% | 98.39% | 45.11% | 88.42% | 37.91% | 100% | 64.87% | 100% | 61.96% | 100% | 92.59% | 100% | 91.93% | Rural Fringe | 166.5251 | East North Central
48879 | 0.00074705 | Lansing | 0 | MI | 2013 | 42 | 6205.8593 | 493.089 | 540316 | 42 | 6205.8593 | 42 | 3148.9368 | 42 | 2683.9836 | 493.089 | 540316 | 0 | 0 | 0 | 0 | 0 | 0 | 0 | 0 | 0 | 0 | 0 | 0 | 0 | 0 | 0 | 0 | 147.7586 | 100% | 100% | 0% | 0% | 0% | 0% | 100% | 50.74% | 100% | 43.25% | #DIV/0! | #DIV/0! | #DIV/0! | #DIV/0! | #DIV/0! | #DIV/0! | #DIV/0! | #DIV/0! | Rural Fringe | 105.798 | East North Central
48894 | 0.0035259 | Lansing | 0 | MI | 2007 | 3 | 531.6366 | 33.9322 | 40095.6 | 3 | 531.6366 | 3 | 225.304 | 3 | 190.353 | 33.9322 | 40095.6 | 0 | 0 | 0 | 0 | 0 | 0 | 0 | 0 | 0 | 0 | 0 | 0 | 0 | 0 | 0 | 0 | 177.2122 | 100% | 100% | 0% | 0% | 0% | 0% | 100% | 42.38% | 100% | 35.81% | #DIV/0! | #DIV/0! | #DIV/0! | #DIV/0! | #DIV/0! | #DIV/0! | #DIV/0! | #DIV/0! | Rural Distant | 74.076 | East North Central
48895 | 0.026178 | Lansing | 0 | MI | 2013 | 351 | 66438.9409 | 2872.365 | 3244577 | 348 | 64376.6431 | 332 | 20041.1521 | 263 | 15519.3104 | 2738.4 | 3089880 | 3 | 2062.2978 | 3 | 923.8482 | 3 | 773.3835 | 133.965 | 154697 | 0 | 0 | 0 | 0 | 0 | 0 | 0 | 0 | 189.2847 | 99.15% | 96.9% | 0.8547% | 3.104% | 0% | 0% | 95.4% | 31.13% | 75.57% | 24.11% | 100% | 44.8% | 100% | 37.5% | #DIV/0! | #DIV/0! | #DIV/0! | #DIV/0! | Town Fringe | 144.677 | East North Central
48906 | 1 | Lansing | 0 | MI | 2013 | 12989 | 2616422.39 | 184799.7 | 213742300 | 12454 | 1562703.2695 | 12130 | 623683.4428 | 9593 | 487698.3983 | 83409.3 | 94230500 | 442 | 412425.6539 | 442 | 294069.9563 | 442 | 282228.6768 | 37660.1 | 43712100 | 93 | 641293.4667 | 93 | 542891.4902 | 93 | 532789.6756 | 63730.3 | 75799700 | 201.4337 | 95.88% | 59.73% | 3.403% | 15.76% | 0.716% | 24.51% | 97.4% | 39.91% | 77.03% | 31.21% | 100% | 71.3% | 100% | 68.43% | 100% | 84.66% | 100% | 83.08% | City Midsize | 869.1637 | East North Central
48910 | 1 | Lansing | 0 | MI | 2013 | 14482 | 2567978.9922 | 172924.8 | 200637800 | 13912 | 1393483.3537 | 13403 | 502090.9555 | 10226 | 388406.04 | 68305.2 | 77324500 | 474 | 434487.9792 | 474 | 291227.3837 | 473 | 276622.4757 | 37913 | 43877000 | 96 | 740007.6594 | 96 | 573317.5674 | 96 | 557952.3087 | 66706.6 | 79436300 | 177.3221 | 96.06% | 54.26% | 3.273% | 16.92% | 0.6629% | 28.82% | 96.34% | 36.03% | 73.5% | 27.87% | 100% | 67.03% | 99.79% | 63.67% | 100% | 77.47% | 100% | 75.4% | City Midsize | 2406.653 | East North Central
48911 | 1 | Lansing | 0 | MI | 2013 | 13806 | 2690695.3553 | 178304.2 | 205934800 | 13172 | 1720512.0694 | 12770 | 673145.6404 | 10458 | 535138.9442 | 91653.3 | 103912000 | 539 | 456018.4539 | 539 | 276856.638 | 538 | 257769.4662 | 36792.5 | 42565100 | 95 | 514164.832 | 95 | 434553.9571 | 95 | 424870.8999 | 49858.4 | 59457700 | 194.8932 | 95.41% | 63.94% | 3.904% | 16.95% | 0.6881% | 19.11% | 96.95% | 39.12% | 79.4% | 31.1% | 100% | 60.71% | 99.81% | 56.53% | 100% | 84.52% | 100% | 82.63% | City Midsize | 2123.2667 | East North Central
48912 | 1 | Lansing | 0 | MI | 2013 | 7150 | 1421457.6552 | 95720 | 111711200 | 6789 | 743255.6448 | 6615 | 272054.8131 | 5039 | 207580.1148 | 35716.9 | 40746200 | 296 | 283852.3195 | 296 | 199905.3733 | 296 | 190287.7987 | 24446.5 | 28592800 | 65 | 394349.6908 | 65 | 308701.5432 | 65 | 299506.4427 | 35556.6 | 42372200 | 198.8053 | 94.95% | 52.29% | 4.14% | 19.97% | 0.9091% | 27.74% | 97.44% | 36.6% | 74.22% | 27.93% | 100% | 70.43% | 100% | 67.04% | 100% | 78.28% | 100% | 75.95% | City Midsize | 3439.2093 | East North Central
48915 | 1 | Lansing | 0 | MI | 2013 | 4208 | 553508.5521 | 31415.26 | 36047800 | 4140 | 392517.7984 | 4064 | 129771.4537 | 3105 | 92692.5061 | 17438.3 | 19660700 | 55 | 58724.599 | 55 | 40235.7882 | 55 | 38084.5393 | 5259.52 | 6045300 | 13 | 102266.1548 | 13 | 75665.7424 | 13 | 73050.9516 | 8717.44 | 10341800 | 131.5372 | 98.38% | 70.91% | 1.307% | 10.61% | 0.3089% | 18.48% | 98.16% | 33.06% | 75% | 23.61% | 100% | 68.52% | 100% | 64.85% | 100% | 73.99% | 100% | 71.43% | City Midsize | 3668.8633 | East North Central
48917 | 1 | Lansing | 0 | MI | 2013 | 11939 | 4472354.0465 | 362065.2 | 422771100 | 11025 | 1848085.9312 | 10814 | 768808.4917 | 9504 | 626023.491 | 108410 | 122313000 | 759 | 664002.0194 | 759 | 416668.7804 | 757 | 393159.1916 | 56806.2 | 65425100 | 155 | 1960266.0959 | 155 | 1729247.4523 | 155 | 1704126.0805 | 196849 | 235033000 | 374.6004 | 92.34% | 41.32% | 6.357% | 14.85% | 1.298% | 43.83% | 98.09% | 41.6% | 86.2% | 33.87% | 100% | 62.75% | 99.74% | 59.21% | 100% | 88.21% | 100% | 86.93% | Suburb Large | 1305.1091 | East North Central
48933 | 1 | Lansing | 0 | MI | 2013 | 629 | 408745.5954 | 28347.69 | 33537350 | 508 | 69969.4318 | 505 | 28368.9534 | 414 | 21472.4549 | 3642.28 | 4133350 | 79 | 90914.3668 | 79 | 54908.0922 | 79 | 51404.7916 | 6438.11 | 7595200 | 42 | 247861.7968 | 42 | 162104.3825 | 42 | 155954.8265 | 18267.3 | 21808800 | 649.834 | 80.76% | 17.12% | 12.56% | 22.24% | 6.677% | 60.64% | 99.41% | 40.54% | 81.5% | 30.69% | 100% | 60.4% | 100% | 56.54% | 100% | 65.4% | 100% | 62.92% | City Midsize | 3347.5499 | East North Central
49251 | 0.18037 | Lansing | 0 | MI | 2007 | 623 | 102013.2645 | 8145.663 | 8424997 | 610 | 94467.9189 | 607 | 47571.7569 | 562 | 41490.9775 | 7286.18 | 7563620 | 13 | 7545.3456 | 13 | 5300.7416 | 13 | 5088.4685 | 859.483 | 861377 | 0 | 0 | 0 | 0 | 0 | 0 | 0 | 0 | 163.7452 | 97.91% | 92.6% | 2.087% | 7.396% | 0% | 0% | 99.51% | 50.36% | 92.13% | 43.92% | 100% | 70.25% | 100% | 67.44% | #DIV/0! | #DIV/0! | #DIV/0! | #DIV/0! | Rural Distant | 97.6501 | East North Central
49267 | 0.043424 | Toledo | 0 | OH | 2012 | 292 | 50239.4102 | 1146.238 | 1395031 | 286 | 44850.9506 | 242 | 7628.0447 | 131 | 5088.1635 | 903.474 | 1094990 | 5 | 2771.1452 | 5 | 1062.8998 | 5 | 918.2898 | 128.07 | 159300 | 1 | 2617.3145 | 1 | 911.5852 | 1 | 721.3375 | 114.694 | 140741 | 172.0528 | 97.95% | 89.27% | 1.712% | 5.516% | 0.3425% | 5.21% | 84.62% | 17.01% | 45.8% | 11.34% | 100% | 38.36% | 100% | 33.14% | 100% | 34.83% | 100% | 27.56% | Rural Fringe | 104.8347 | East North Central
49301 | 0.57608 | GrandRapids | 0 | MI | 2013 | 5992 | 3781436.4517 | 215291.7 | 253432500 | 5637 | 2478336.068 | 5411 | 731647.0558 | 4513 | 547965.0566 | 102172 | 118256000 | 333 | 485455.3988 | 333 | 234766.3354 | 329 | 207910.9042 | 33050.2 | 38247400 | 22 | 817644.9849 | 22 | 712349.4951 | 22 | 698768.7247 | 80069.5 | 96929100 | 631.0808 | 94.08% | 65.54% | 5.557% | 12.84% | 0.3672% | 21.62% | 95.99% | 29.52% | 80.06% | 22.11% | 100% | 48.36% | 98.8% | 42.83% | 100% | 87.12% | 100% | 85.46% | Suburb Large | 348.0506 | East North Central
49302 | 0.065972 | GrandRapids | 0 | MI | 2013 | 636 | 266932.6839 | 9023.17 | 10446640 | 626 | 252165.1221 | 580 | 59727.5534 | 401 | 43945.3502 | 8010.68 | 9281080 | 10 | 14767.5618 | 10 | 6633.9725 | 10 | 5852.4758 | 1012.49 | 1165560 | 0 | 0 | 0 | 0 | 0 | 0 | 0 | 0 | 419.7055 | 98.43% | 94.47% | 1.572% | 5.532% | 0% | 0% | 92.65% | 23.69% | 64.06% | 17.43% | 100% | 44.92% | 100% | 39.63% | #DIV/0! | #DIV/0! | #DIV/0! | #DIV/0! | Rural Fringe | 158.6734 | East North Central
49306 | 0.53722 | GrandRapids | 0 | MI | 2013 | 1791 | 787902.9389 | 32487.04 | 37584650 | 1752 | 675728.893 | 1652 | 188755.1839 | 1284 | 143557.9429 | 25624.8 | 29513100 | 35 | 62166.9746 | 35 | 27670.6077 | 34 | 24953.1839 | 4126.48 | 4786480 | 4 | 50007.0713 | 4 | 22729.6501 | 4 | 22162.5671 | 2735.76 | 3285070 | 439.9235 | 97.82% | 85.76% | 1.954% | 7.89% | 0.2233% | 6.347% | 94.29% | 27.93% | 73.29% | 21.24% | 100% | 44.51% | 97.14% | 40.14% | 100% | 45.45% | 100% | 44.32% | Suburb Large | 501.3984 | East North Central
49315 | 0.20016 | GrandRapids | 0 | MI | 2013 | 2862 | 1969013.9944 | 66697.3 | 77000400 | 2547 | 1050358.0352 | 2509 | 213638.6669 | 2271 | 174579.5158 | 32000.5 | 36440600 | 284 | 427369.6098 | 284 | 111432.2621 | 284 | 99517.8483 | 16615.9 | 19069500 | 31 | 491286.3494 | 31 | 155839.8613 | 31 | 147672.1344 | 18080.9 | 21490300 | 687.9853 | 88.99% | 53.34% | 9.923% | 21.7% | 1.083% | 24.95% | 98.51% | 20.34% | 89.16% | 16.62% | 100% | 26.07% | 100% | 23.29% | 100% | 31.72% | 100% | 30.06% | Suburb Large | 418.3886 | East North Central
49316 | 0.15472 | GrandRapids | 0 | MI | 2013 | 2706 | 1714562.5852 | 127827 | 148907000 | 2471 | 908650.2076 | 2436 | 379250.3655 | 2259 | 305449.0815 | 55451.4 | 63052100 | 199 | 332589.0726 | 199 | 195471.4746 | 199 | 183083.8494 | 27563.6 | 32011200 | 36 | 473323.305 | 36 | 386592.4285 | 36 | 376674.6649 | 44812 | 53843700 | 633.6151 | 91.32% | 53% | 7.354% | 19.4% | 1.33% | 27.61% | 98.58% | 41.74% | 91.42% | 33.62% | 100% | 58.77% | 100% | 55.05% | 100% | 81.68% | 100% | 79.58% | Rural Fringe | 358.4207 | East North Central
49321 | 0.44521 | GrandRapids | 0 | MI | 2013 | 3958 | 2432057.0701 | 80829.2 | 94795200 | 3542 | 1223181.1644 | 3382 | 208914.7327 | 2666 | 162039.55 | 28366.3 | 32557100 | 369 | 660938.6585 | 369 | 195837.5471 | 368 | 182825.3875 | 26291.1 | 30740000 | 47 | 547937.2472 | 47 | 228750.0963 | 47 | 223565.4389 | 26171.8 | 31498100 | 614.4662 | 89.49% | 50.29% | 9.323% | 27.18% | 1.187% | 22.53% | 95.48% | 17.08% | 75.27% | 13.25% | 100% | 29.63% | 99.73% | 27.66% | 100% | 41.75% | 100% | 40.8% | Suburb Large | 626.7703 | East North Central
49341 | 0.018261 | GrandRapids | 0 | MI | 2013 | 270 | 102238.6892 | 3602.247 | 4138394 | 266 | 98204.8761 | 244 | 25747.7334 | 173 | 18622.8213 | 3414.94 | 3920190 | 4 | 4033.8131 | 4 | 1280.7404 | 4 | 926.9515 | 187.307 | 218204 | 0 | 0 | 0 | 0 | 0 | 0 | 0 | 0 | 378.6618 | 98.52% | 96.05% | 1.481% | 3.945% | 0% | 0% | 91.73% | 26.22% | 65.04% | 18.96% | 100% | 31.75% | 100% | 22.98% | #DIV/0! | #DIV/0! | #DIV/0! | #DIV/0! | Suburb Large | 350.0973 | East North Central
49418 | 0.9785 | GrandRapids | 0 | MI | 2013 | 9949 | 6234002.0793 | 214615.6 | 251035100 | 9169 | 3431698.1295 | 8992 | 632770.8599 | 7819 | 501773.0924 | 89855 | 102931000 | 678 | 1187803.9737 | 678 | 353836.2102 | 676 | 330842.1383 | 48796.9 | 56737000 | 102 | 1614499.9761 | 102 | 660410.8912 | 102 | 644399.5939 | 75963.7 | 91367100 | 626.5958 | 92.16% | 55.05% | 6.815% | 19.05% | 1.025% | 25.9% | 98.07% | 18.44% | 85.28% | 14.62% | 100% | 29.79% | 99.71% | 27.85% | 100% | 40.9% | 100% | 39.91% | Suburb Large | 1480.1334 | East North Central
49426 | 0.058799 | GrandRapids | 0 | MI | 2013 | 1005 | 561192.5004 | 19141.611 | 21898639 | 880 | 399556.9332 | 867 | 86505.7026 | 814 | 71803.2122 | 13187.4 | 15045800 | 124 | 155180.0851 | 124 | 36605.5362 | 123 | 31616.8655 | 5638.54 | 6486520 | 1 | 6455.482 | 1 | 2500.9679 | 1 | 2437.3311 | 315.671 | 366319 | 558.4005 | 87.56% | 71.2% | 12.34% | 27.65% | 0.0995% | 1.15% | 98.52% | 21.65% | 92.5% | 17.97% | 100% | 23.59% | 99.19% | 20.37% | 100% | 38.74% | 100% | 37.76% | Suburb Large | 550.9636 | East North Central
49428 | 0.4668 | GrandRapids | 0 | MI | 2013 | 5371 | 2579886.4683 | 79294.8 | 91351500 | 5090 | 1856611.1567 | 5002 | 345493.5115 | 4355 | 273795.4273 | 48024.4 | 54685200 | 261 | 482083.2698 | 261 | 144603.0394 | 261 | 135386.1909 | 19883 | 23061600 | 20 | 241192.0419 | 20 | 95689.6201 | 20 | 92915.1134 | 11387.4 | 13604700 | 480.3363 | 94.77% | 71.96% | 4.859% | 18.69% | 0.3724% | 9.349% | 98.27% | 18.61% | 85.56% | 14.75% | 100% | 30% | 100% | 28.08% | 100% | 39.67% | 100% | 38.52% | Suburb Large | 1498.8966 | East North Central
49435 | 0.39724 | GrandRapids | 0 | MI | 2013 | 1401 | 647312.2804 | 22419.82 | 25685820 | 1314 | 426631.3288 | 1263 | 83298.5939 | 1058 | 68652.6165 | 12016 | 13712000 | 77 | 133724.8932 | 77 | 44103.6524 | 76 | 41827.0735 | 6372.45 | 7199690 | 10 | 86956.0584 | 10 | 32525.2432 | 10 | 31479.8526 | 4031.37 | 4774130 | 462.0359 | 93.79% | 65.91% | 5.496% | 20.66% | 0.7138% | 13.43% | 96.12% | 19.52% | 80.52% | 16.09% | 100% | 32.98% | 98.7% | 31.28% | 100% | 37.4% | 100% | 36.2% | Town Fringe | 159.9562 | East North Central
49503 | 1 | GrandRapids | 0 | MI | 2013 | 10675 | 6059054.9887 | 333729 | 397163600 | 9984 | 2342486.5698 | 9651 | 676551.8831 | 6702 | 461673.5562 | 81476.8 | 93936000 | 487 | 1008722.3811 | 486 | 571035.8862 | 484 | 538249.5856 | 66842.2 | 79746600 | 204 | 2707846.0379 | 204 | 1647508.0077 | 204 | 1583206.2309 | 185410 | 223481000 | 567.593 | 93.53% | 38.66% | 4.562% | 16.65% | 1.911% | 44.69% | 96.66% | 28.88% | 67.13% | 19.71% | 99.79% | 56.61% | 99.38% | 53.36% | 100% | 60.84% | 100% | 58.47% | City Midsize | 4532.8447 | East North Central
49504 | 1 | GrandRapids | 0 | MI | 2013 | 15005 | 6084106.2762 | 177124.4 | 208019300 | 14517 | 3749659.2907 | 14187 | 613840.7213 | 10603 | 430812.7999 | 76489.4 | 87677500 | 379 | 720011.6847 | 379 | 231268.8064 | 378 | 218250.562 | 28391.5 | 33607200 | 109 | 1614435.3008 | 109 | 621404.3976 | 109 | 603448.4634 | 72243.5 | 86734600 | 405.4719 | 96.75% | 61.63% | 2.526% | 11.83% | 0.7264% | 26.54% | 97.73% | 16.37% | 73.04% | 11.49% | 100% | 32.12% | 99.74% | 30.31% | 100% | 38.49% | 100% | 37.38% | City Midsize | 3315.1391 | East North Central
49505 | 1 | GrandRapids | 0 | MI | 2013 | 11817 | 4162970.9716 | 229530.7 | 268862600 | 11390 | 2840789.5648 | 11029 | 920545.95 | 8118 | 660665.8341 | 117741 | 135583000 | 364 | 581037.8121 | 364 | 315396.388 | 364 | 289325.7254 | 42924.3 | 50187700 | 63 | 741143.5947 | 63 | 604764.0351 | 63 | 590284.2177 | 68865.4 | 83091900 | 352.2866 | 96.39% | 68.24% | 3.08% | 13.96% | 0.5331% | 17.8% | 96.83% | 32.4% | 71.27% | 23.26% | 100% | 54.28% | 100% | 49.79% | 100% | 81.6% | 100% | 79.65% | City Midsize | 3512.2929 | East North Central
49506 | 1 | GrandRapids | 0 | MI | 2013 | 11231 | 4206480.9655 | 187354.7 | 218126900 | 10914 | 3207323.9656 | 10544 | 889854.4912 | 7472 | 608508.5361 | 108911 | 125172000 | 274 | 452419.3544 | 274 | 247140.7535 | 272 | 225138.7394 | 30907 | 36369600 | 43 | 546737.6456 | 43 | 394000.1723 | 43 | 377674.899 | 47536.7 | 56585300 | 374.542 | 97.18% | 76.25% | 2.44% | 10.76% | 0.3829% | 13% | 96.61% | 27.74% | 68.46% | 18.97% | 100% | 54.63% | 99.27% | 49.76% | 100% | 72.06% | 100% | 69.08% | City Midsize | 4066.1089 | East North Central
49507 | 1 | GrandRapids | 0 | MI | 2013 | 12424 | 4113818.9375 | 227192 | 268678600 | 12076 | 2543918.0591 | 11593 | 707099.168 | 7601 | 456595.5585 | 84035.5 | 96781200 | 270 | 530287.5668 | 270 | 370512.7497 | 269 | 352312.0683 | 43931.8 | 52383400 | 78 | 1039613.3117 | 78 | 867936.2978 | 78 | 849840.7244 | 99224.7 | 119514000 | 331.1187 | 97.2% | 61.84% | 2.173% | 12.89% | 0.6278% | 25.27% | 96% | 27.8% | 62.94% | 17.95% | 100% | 69.87% | 99.63% | 66.44% | 100% | 83.49% | 100% | 81.75% | City Midsize | 5936.531 | East North Central
49508 | 0.94519 | GrandRapids | 0 | MI | 2013 | 10535 | 6494523.1477 | 431138.6 | 508388900 | 9820 | 3517693.9502 | 9500 | 1213904.6176 | 8029 | 940004.8146 | 163667 | 188547000 | 618 | 1018372.7232 | 618 | 589216.2894 | 617 | 546324.1367 | 77690.6 | 91016900 | 97 | 1958456.4743 | 97 | 1660453.1924 | 97 | 1627958.3072 | 189781 | 228825000 | 616.4711 | 93.21% | 54.16% | 5.866% | 15.68% | 0.9207% | 30.16% | 96.74% | 34.51% | 81.76% | 26.72% | 100% | 57.86% | 99.84% | 53.65% | 100% | 84.78% | 100% | 83.12% | Suburb Large | 3099.0728 | East North Central
49509 | 1 | GrandRapids | 0 | MI | 2013 | 10223 | 4561105.2137 | 152958.2 | 181600100 | 9785 | 2244435.7335 | 9355 | 347848.9183 | 6669 | 250951.0604 | 44025.3 | 50774900 | 344 | 655200.5752 | 344 | 216967.3109 | 343 | 206236.5646 | 26815.8 | 31760500 | 94 | 1661468.905 | 94 | 722564.7615 | 94 | 710948.9564 | 82117.1 | 99064700 | 446.1611 | 95.72% | 49.21% | 3.365% | 14.36% | 0.9195% | 36.43% | 95.61% | 15.5% | 68.16% | 11.18% | 100% | 33.11% | 99.71% | 31.48% | 100% | 43.49% | 100% | 42.79% | City Small | 3739.9972 | East North Central
49512 | 1 | GrandRapids | 0 | MI | 2013 | 4474 | 9125234.1054 | 835954.7 | 1005216000 | 3378 | 1152491.4198 | 3315 | 463991.0086 | 3012 | 369601.5439 | 63388.7 | 72988000 | 758 | 1499898.0627 | 758 | 1017872.0478 | 758 | 970114.9439 | 126380 | 149775000 | 338 | 6472844.6229 | 338 | 5748519.7878 | 338 | 5675956.638 | 646186 | 782453000 | 2039.6142 | 75.5% | 12.63% | 16.94% | 16.44% | 7.555% | 70.93% | 98.13% | 40.26% | 89.17% | 32.07% | 100% | 67.86% | 100% | 64.68% | 100% | 88.81% | 100% | 87.69% | Rural Fringe | 877.1728 | East North Central
49519 | 1 | GrandRapids | 0 | MI | 2013 | 8780 | 3845680.6993 | 110246.5 | 129394300 | 8328 | 2336110.9873 | 7871 | 349241.4264 | 5675 | 260431.7753 | 45904.8 | 52598300 | 379 | 645253.0713 | 379 | 182742.1011 | 359 | 171056.1797 | 23670.1 | 27685500 | 73 | 864316.6408 | 73 | 359013.1179 | 73 | 351186.6376 | 40671.6 | 49110500 | 438.0046 | 94.85% | 60.75% | 4.317% | 16.78% | 0.8314% | 22.47% | 94.51% | 14.95% | 68.14% | 11.15% | 100% | 28.32% | 94.72% | 26.51% | 100% | 41.54% | 100% | 40.63% | City Small | 3039.3288 | East North Central
49525 | 1 | GrandRapids | 0 | MI | 2013 | 10414 | 5446119.7572 | 309801.7 | 362426100 | 9712 | 3471545.4256 | 9373 | 1110287.752 | 7529 | 838338.4606 | 147218 | 169200000 | 634 | 1015713.8715 | 634 | 568557.3103 | 631 | 521729.0674 | 75593.4 | 88556100 | 68 | 958860.4601 | 68 | 746912.4475 | 68 | 724486.3378 | 86990.3 | 104670000 | 522.9614 | 93.26% | 63.74% | 6.088% | 18.65% | 0.653% | 17.61% | 96.51% | 31.98% | 77.52% | 24.15% | 100% | 55.98% | 99.53% | 51.37% | 100% | 77.9% | 100% | 75.56% | Suburb Large | 1138.5903 | East North Central
49534 | 0.88949 | GrandRapids | 0 | MI | 2013 | 8323 | 4639297.1414 | 159380.3 | 185752900 | 7782 | 2725776.8463 | 7463 | 495142.478 | 6198 | 394288.8248 | 69739.6 | 79038200 | 462 | 815116.8241 | 462 | 253668.146 | 461 | 239390.669 | 34344.6 | 39945400 | 79 | 1098403.4709 | 79 | 485456.43 | 79 | 480159.0928 | 55296.1 | 66769300 | 557.4068 | 93.5% | 58.75% | 5.551% | 17.57% | 0.9492% | 23.68% | 95.9% | 18.17% | 79.65% | 14.47% | 100% | 31.12% | 99.78% | 29.37% | 100% | 44.2% | 100% | 43.71% | Suburb Large | 594.7844 | East North Central
49544 | 0.66149 | GrandRapids | 0 | MI | 2013 | 3419 | 3016615.6931 | 121417.9 | 144830800 | 3120 | 995645.429 | 3030 | 183570.5624 | 2441 | 145030.2654 | 24745.1 | 28422500 | 226 | 439294.6941 | 226 | 145844.3623 | 226 | 138375.7798 | 18401.8 | 21660800 | 73 | 1581675.57 | 73 | 696301.6474 | 73 | 686251.0055 | 78271 | 94747500 | 882.3094 | 91.25% | 33.01% | 6.61% | 14.56% | 2.135% | 52.43% | 97.12% | 18.44% | 78.24% | 14.57% | 100% | 33.2% | 100% | 31.5% | 100% | 44.02% | 100% | 43.39% | Suburb Large | 496.7109 | East North Central
49546 | 1 | GrandRapids | 0 | MI | 2013 | 9202 | 6014377.0975 | 333654 | 390519000 | 8294 | 3600389.237 | 7963 | 1071148.2559 | 6377 | 817717.2341 | 144645 | 166749000 | 805 | 1320049.3193 | 805 | 693334.8352 | 802 | 625006.7531 | 91585.6 | 107309000 | 103 | 1093938.5412 | 103 | 819910.2662 | 103 | 790017.5681 | 97423.4 | 116461000 | 653.5946 | 90.13% | 59.86% | 8.748% | 21.95% | 1.119% | 18.19% | 96.01% | 29.75% | 76.89% | 22.71% | 100% | 52.52% | 99.63% | 47.35% | 100% | 74.95% | 100% | 72.22% | Suburb Large | 1395.3937 | East North Central
49548 | 0.96155 | GrandRapids | 0 | MI | 2013 | 11970 | 6097384.324 | 430573 | 511882000 | 11142 | 2599530.3987 | 10596 | 866282.3899 | 7458 | 642017.6991 | 109267 | 125992000 | 661 | 1319708.5789 | 661 | 925542.1357 | 661 | 887694.7393 | 113666 | 134747000 | 167 | 2178145.3464 | 167 | 1841156.7803 | 167 | 1812807.4315 | 207640 | 251143000 | 509.3888 | 93.08% | 42.63% | 5.522% | 21.64% | 1.395% | 35.72% | 95.1% | 33.32% | 66.94% | 24.7% | 100% | 70.13% | 100% | 67.26% | 100% | 84.53% | 100% | 83.23% | Suburb Large | 2932.723 | East North Central
50009 | 0.11031 | DesMoines | 0 | IA | 10 | 221 | 99280.0207 | 8264.17 | 11033890 | 198 | 24606.2751 | 192 | 8950.032 | 118 | 6823.8503 | 1120.93 | 1462670 | 17 | 15682.033 | 17 | 10764.102 | 17 | 10228.0113 | 1295.44 | 1725740 | 6 | 58991.7125 | 6 | 51325.007 | 6 | 50251.0958 | 5847.8 | 7845480 | 449.2309 | 89.59% | 24.78% | 7.692% | 15.8% | 2.715% | 59.42% | 96.97% | 36.37% | 59.6% | 27.73% | 100% | 68.64% | 100% | 65.22% | 100% | 87% | 100% | 85.18% | Rural Fringe | 584.17 | West North Central
50021 | 0.89473 | DesMoines | 0 | IA | 2010 | 7364 | 2252265.6045 | 171933.5 | 226514100 | 6804 | 1143452.5491 | 6719 | 472798.2016 | 5970 | 376791.0491 | 67634.3 | 87556600 | 475 | 419146.8529 | 475 | 266568.6718 | 475 | 248308.076 | 35636.2 | 46196800 | 85 | 689666.2025 | 85 | 608743.8133 | 85 | 599786.2229 | 68663 | 92760700 | 305.8481 | 92.4% | 50.77% | 6.45% | 18.61% | 1.154% | 30.62% | 98.75% | 41.35% | 87.74% | 32.95% | 100% | 63.6% | 100% | 59.24% | 100% | 88.27% | 100% | 86.97% | Suburb Large | 770.421 | West North Central
50023 | 0.957 | DesMoines | 0 | IA | 2010 | 9538 | 2233437.9815 | 150607 | 196463200 | 9097 | 1505868.8429 | 8982 | 596296.3613 | 8049 | 470675.5553 | 86101.7 | 110712000 | 394 | 296405.4139 | 394 | 163061.2583 | 393 | 146938.9916 | 23230.8 | 30073700 | 47 | 431163.7247 | 47 | 359909.2019 | 47 | 351842.1009 | 41274.5 | 55677500 | 234.1621 | 95.38% | 67.42% | 4.131% | 13.27% | 0.4928% | 19.3% | 98.74% | 39.6% | 88.48% | 31.26% | 100% | 55.01% | 99.75% | 49.57% | 100% | 83.47% | 100% | 81.6% | Suburb Large | 1242.1289 | West North Central
50032 | 1 | DesMoines | 0 | IA | 2010 | 212 | 21927.1164 | 893.938 | 1134730 | 212 | 21927.1164 | 200 | 7891.5007 | 126 | 5495.6487 | 893.938 | 1134730 | 0 | 0 | 0 | 0 | 0 | 0 | 0 | 0 | 0 | 0 | 0 | 0 | 0 | 0 | 0 | 0 | 103.4298 | 100% | 100% | 0% | 0% | 0% | 0% | 94.34% | 35.99% | 59.43% | 25.06% | #DIV/0! | #DIV/0! | #DIV/0! | #DIV/0! | #DIV/0! | #DIV/0! | #DIV/0! | #DIV/0! | Suburb Large | 466.6368 | West North Central
50035 | 0.11085 | DesMoines | 0 | IA | 2010 | 116 | 21306.5363 | 1544.002 | 1970243 | 109 | 16384.0372 | 108 | 7310.0092 | 84 | 6249.4376 | 1126.02 | 1443270 | 7 | 4922.4991 | 7 | 2645.462 | 7 | 2539.9586 | 417.982 | 526973 | 0 | 0 | 0 | 0 | 0 | 0 | 0 | 0 | 183.677 | 93.97% | 76.9% | 6.034% | 23.1% | 0% | 0% | 99.08% | 44.62% | 77.06% | 38.14% | 100% | 53.74% | 100% | 51.6% | #DIV/0! | #DIV/0! | #DIV/0! | #DIV/0! | Rural Fringe | 93.3066 | West North Central
50047 | 0.10043 | DesMoines | 0 | IA | 2010 | 212 | 55093.454 | 3857.862 | 5055073 | 200 | 27248.2985 | 191 | 10715.1414 | 134 | 8849.3763 | 1513.01 | 1934450 | 9 | 6997.6413 | 9 | 4732.1351 | 9 | 4642.6119 | 711.152 | 892383 | 3 | 20847.5142 | 3 | 14110.1118 | 3 | 13596.7653 | 1633.7 | 2228240 | 259.8748 | 94.34% | 49.46% | 4.245% | 12.7% | 1.415% | 37.84% | 95.5% | 39.32% | 67% | 32.48% | 100% | 67.62% | 100% | 66.35% | 100% | 67.68% | 100% | 65.22% | Rural Fringe | 150.9796 | West North Central
50061 | 0.28263 | DesMoines | 0 | IA | 2010 | 261 | 59732.7786 | 4279.674 | 5550313 | 242 | 40148.2009 | 240 | 17652.4999 | 206 | 14921.6497 | 2630.31 | 3388450 | 17 | 12619.1135 | 17 | 6397.003 | 17 | 5917.4832 | 910.014 | 1217270 | 2 | 6965.4642 | 2 | 5766.2346 | 2 | 5622.73 | 739.35 | 944593 | 228.8612 | 92.72% | 67.21% | 6.513% | 21.13% | 0.7663% | 11.66% | 99.17% | 43.97% | 85.12% | 37.17% | 100% | 50.69% | 100% | 46.89% | 100% | 82.78% | 100% | 80.72% | Town Distant | 87.3238 | West North Central
50073 | 0.12321 | DesMoines | 0 | IA | 2010 | 53 | 8991.2505 | 637.796 | 820719 | 49 | 6833.8945 | 49 | 3013.1019 | 33 | 2419.9583 | 431.237 | 565125 | 4 | 2157.3561 | 4 | 1415.1292 | 4 | 1337.7416 | 206.559 | 255594 | 0 | 0 | 0 | 0 | 0 | 0 | 0 | 0 | 169.6462 | 92.45% | 76.01% | 7.547% | 23.99% | 0% | 0% | 100% | 44.09% | 67.35% | 35.41% | 100% | 65.6% | 100% | 62.01% | #DIV/0! | #DIV/0! | #DIV/0! | #DIV/0! | Rural Fringe | 33.8735 | West North Central
50109 | 0.32153 | DesMoines | 0 | IA | 2010 | 359 | 69804.5526 | 5031.61 | 6356112 | 351 | 61403.1923 | 347 | 27339.9034 | 316 | 22495.1275 | 4069.28 | 5173860 | 7 | 4317.3983 | 7 | 2885.091 | 7 | 2793.5231 | 455.716 | 563769 | 1 | 4083.9621 | 1 | 3267.7905 | 1 | 3185.1889 | 506.614 | 618483 | 194.4417 | 97.77% | 87.96% | 1.95% | 6.185% | 0.2786% | 5.851% | 98.86% | 44.53% | 90.03% | 36.64% | 100% | 66.82% | 100% | 64.7% | 100% | 80.02% | 100% | 77.99% | Rural Distant | 159.4506 | West North Central
50111 | 0.49579 | DesMoines | 0 | IA | 2010 | 3612 | 838222.1882 | 61205.5 | 80019700 | 3353 | 500166.3015 | 3282 | 212322.8276 | 2782 | 170763.407 | 30633.4 | 39428600 | 228 | 197907.6075 | 228 | 129422.8279 | 228 | 122572.3208 | 17025.3 | 22293300 | 31 | 140148.2792 | 31 | 117574.3539 | 31 | 116097.803 | 13546.8 | 18297800 | 232.0659 | 92.83% | 59.67% | 6.312% | 23.61% | 0.8583% | 16.72% | 97.88% | 42.45% | 82.97% | 34.14% | 100% | 65.4% | 100% | 61.93% | 100% | 83.89% | 100% | 82.84% | Rural Distant | 389.0668 | West North Central
50131 | 0.99593 | DesMoines | 0 | IA | 2010 | 5793 | 1855696.9118 | 131957.6 | 172488300 | 5179 | 980428.5158 | 5131 | 396146.6324 | 4774 | 316185.9337 | 58147.7 | 74794400 | 550 | 461848.3785 | 550 | 262735.0232 | 550 | 238221.3681 | 35980.5 | 46796000 | 64 | 413420.0176 | 64 | 329855.7056 | 64 | 319201.5846 | 37829.4 | 50897900 | 320.3344 | 89.4% | 52.83% | 9.494% | 24.89% | 1.105% | 22.28% | 99.07% | 40.41% | 92.18% | 32.25% | 100% | 56.89% | 100% | 51.58% | 100% | 79.79% | 100% | 77.21% | Rural Fringe | 659.1293 | West North Central
50211 | 0.09898 | DesMoines | 0 | IA | 2010 | 1026 | 166881.9994 | 8927.716 | 11497531 | 1013 | 150176.6709 | 989 | 54439.82 | 812 | 41351.9716 | 7509.78 | 9624800 | 10 | 8035.9111 | 10 | 4738.2777 | 10 | 4365.8755 | 677.398 | 876699 | 3 | 8669.4174 | 3 | 6290.6762 | 3 | 6099.0141 | 740.538 | 996032 | 162.653 | 98.73% | 89.99% | 0.9747% | 4.815% | 0.2924% | 5.195% | 97.63% | 36.25% | 80.16% | 27.54% | 100% | 58.96% | 100% | 54.33% | 100% | 72.56% | 100% | 70.35% | Suburb Large | 196.1062 | West North Central
50226 | 0.21594 | DesMoines | 0 | IA | 2010 | 699 | 151704.3742 | 9903.99 | 12643470 | 678 | 135527.7643 | 674 | 56915.8828 | 593 | 45788.8088 | 8497.43 | 10816900 | 21 | 16176.6099 | 21 | 10874.3626 | 21 | 10114.853 | 1406.56 | 1826570 | 0 | 0 | 0 | 0 | 0 | 0 | 0 | 0 | 217.0306 | 97% | 89.34% | 3.004% | 10.66% | 0% | 0% | 99.41% | 42% | 87.46% | 33.79% | 100% | 67.22% | 100% | 62.53% | #DIV/0! | #DIV/0! | #DIV/0! | #DIV/0! | Rural Fringe | 237.4724 | West North Central
50265 | 1 | DesMoines | 0 | IA | 2010 | 11230 | 2803723.8495 | 170263.4 | 224123800 | 10537 | 1638360.7179 | 10228 | 562574.9057 | 8249 | 425173.4659 | 76351.5 | 99002800 | 622 | 507408.9131 | 622 | 302171.3504 | 622 | 279219.5254 | 39945 | 52375300 | 71 | 657954.2185 | 71 | 475490.1118 | 71 | 457670.7243 | 53966.9 | 72745700 | 249.6637 | 93.83% | 58.44% | 5.539% | 18.1% | 0.6322% | 23.47% | 97.07% | 34.34% | 78.29% | 25.95% | 100% | 59.55% | 100% | 55.03% | 100% | 72.27% | 100% | 69.56% | City Small | 1677.0739 | West North Central
50266 | 0.44875 | DesMoines | 0 | IA | 2010 | 3971 | 1552884.2539 | 110079.7 | 144161100 | 3326 | 679725.5622 | 3298 | 265074.7337 | 3102 | 212514.8165 | 39599.8 | 50760200 | 578 | 471329.5602 | 578 | 256930.1484 | 578 | 229001.7067 | 34469.8 | 44901300 | 67 | 401829.1316 | 67 | 314677.3009 | 67 | 304604.8464 | 36010.1 | 48499600 | 391.0562 | 83.76% | 43.77% | 14.56% | 30.35% | 1.687% | 25.88% | 99.16% | 39% | 93.27% | 31.26% | 100% | 54.51% | 100% | 48.59% | 100% | 78.31% | 100% | 75.8% | Rural Fringe | 1253.8121 | West North Central
50309 | 1 | DesMoines | Des Moines, IA | IA | 2010 | 813 | 812512.8798 | 65260.75 | 88000750 | 448 | 65264.7765 | 425 | 31359.7134 | 307 | 25858.5559 | 3382.25 | 4513950 | 282 | 317091.9713 | 282 | 228864.6414 | 282 | 218496.7015 | 25912.8 | 34888500 | 83 | 430156.132 | 83 | 321672.8109 | 83 | 309419.0465 | 35965.7 | 48598300 | 999.4008 | 55.1% | 8.032% | 34.69% | 39.03% | 10.21% | 52.94% | 94.87% | 48.05% | 68.53% | 39.62% | 100% | 72.18% | 100% | 68.91% | 100% | 74.78% | 100% | 71.93% | City Midsize | 1892.2372 | West North Central
50310 | 1 | DesMoines | Des Moines, IA | IA | 2010 | 12925 | 1923274.0951 | 91415.4 | 120105600 | 12671 | 1383082.0104 | 11705 | 372156.925 | 7189 | 255948.1071 | 44761.4 | 57910300 | 211 | 200248.61 | 211 | 125973.3583 | 211 | 118407.4949 | 15969.2 | 20963000 | 43 | 339943.4747 | 43 | 267065.1538 | 43 | 258556.5583 | 30684.8 | 41232300 | 148.8026 | 98.03% | 71.91% | 1.632% | 10.41% | 0.3327% | 17.68% | 92.38% | 26.91% | 56.74% | 18.51% | 100% | 62.91% | 100% | 59.13% | 100% | 78.56% | 100% | 76.06% | City Midsize | 3855.0138 | West North Central
50311 | 1 | DesMoines | Des Moines, IA | IA | 2010 | 4718 | 635361.3331 | 28167.77 | 36877260 | 4613 | 494095.5029 | 4294 | 132254.5572 | 2748 | 91701.8317 | 16085.1 | 21069100 | 94 | 91637.6297 | 94 | 59177.6404 | 94 | 55773.8624 | 7339.42 | 9651680 | 11 | 49628.2006 | 11 | 37161.0211 | 11 | 36399.5773 | 4743.25 | 6156480 | 134.6675 | 97.77% | 77.77% | 1.992% | 14.42% | 0.2331% | 7.811% | 93.08% | 26.77% | 59.57% | 18.56% | 100% | 64.58% | 100% | 60.86% | 100% | 74.88% | 100% | 73.34% | City Midsize | 4968.4743 | West North Central
50312 | 1 | DesMoines | Des Moines, IA | IA | 2010 | 5333 | 936254.8538 | 42712.4 | 56596200 | 5139 | 647164.7463 | 4800 | 170249.1742 | 3040 | 119125.2815 | 20487.8 | 26917600 | 162 | 143873.1376 | 162 | 88540.8985 | 162 | 82489.6782 | 10529.6 | 13999100 | 32 | 145216.9698 | 32 | 101666.7764 | 32 | 96977.7448 | 11695 | 15679500 | 175.5588 | 96.36% | 69.12% | 3.038% | 15.37% | 0.6% | 15.51% | 93.4% | 26.31% | 59.16% | 18.41% | 100% | 61.54% | 100% | 57.34% | 100% | 70.01% | 100% | 66.78% | City Midsize | 3112.1515 | West North Central
50313 | 1 | DesMoines | 0 | IA | 2010 | 9070 | 2601425.185 | 203061.2 | 270615200 | 8461 | 932584.6162 | 7947 | 320652.3794 | 5621 | 244018.5293 | 41750.3 | 54131500 | 461 | 481149.1215 | 461 | 356137.7323 | 460 | 343981.793 | 42746.9 | 56732700 | 148 | 1187691.4472 | 148 | 1040873.2882 | 148 | 1023185.6379 | 118564 | 159751000 | 286.8164 | 93.29% | 35.85% | 5.083% | 18.5% | 1.632% | 45.66% | 93.93% | 34.38% | 66.43% | 26.17% | 100% | 74.02% | 99.78% | 71.49% | 100% | 87.64% | 100% | 86.15% | Suburb Large | 1068.3253 | West North Central
50314 | 1 | DesMoines | Des Moines, IA | IA | 2010 | 3146 | 619470.3318 | 37908.8 | 50401300 | 2973 | 321485.2312 | 2839 | 107495.2522 | 1930 | 78255.8285 | 13025.7 | 17068600 | 144 | 140881.9583 | 144 | 101787.7424 | 144 | 96882.1227 | 11932.1 | 15855000 | 29 | 157103.1423 | 29 | 116046.0657 | 29 | 111732.0066 | 12951 | 17477700 | 196.9073 | 94.5% | 51.9% | 4.577% | 22.74% | 0.9218% | 25.36% | 95.49% | 33.44% | 64.92% | 24.34% | 100% | 72.25% | 100% | 68.77% | 100% | 73.87% | 100% | 71.12% | City Midsize | 5156.6383 | West North Central
50315 | 1 | DesMoines | Des Moines, IA | IA | 2010 | 14901 | 2201624.013 | 121809.6 | 160341200 | 14551 | 1517748.01 | 13590 | 468452.0039 | 9431 | 340907.0698 | 59025.8 | 76812200 | 298 | 266385.3335 | 298 | 166560.6945 | 296 | 156195.7372 | 21667.4 | 28221400 | 52 | 417490.6695 | 52 | 359373.8861 | 52 | 351239.3751 | 41116.4 | 55307600 | 147.7501 | 97.65% | 68.94% | 2% | 12.1% | 0.349% | 18.96% | 93.4% | 30.86% | 64.81% | 22.46% | 100% | 62.53% | 99.33% | 58.64% | 100% | 86.08% | 100% | 84.13% | City Midsize | 3352.2067 | West North Central
50316 | 1 | DesMoines | Des Moines, IA | IA | 2010 | 6075 | 1035569.3775 | 65191 | 86539700 | 5853 | 573217.2459 | 5527 | 181967.1773 | 3732 | 129427.2445 | 22616.9 | 29357000 | 171 | 157934.0664 | 171 | 109674.2657 | 171 | 103854.0856 | 13012.2 | 17277600 | 51 | 304418.0651 | 51 | 260769.7914 | 51 | 256370.8569 | 29561.9 | 39905100 | 170.4641 | 96.35% | 55.35% | 2.815% | 15.25% | 0.8395% | 29.4% | 94.43% | 31.74% | 63.76% | 22.58% | 100% | 69.44% | 100% | 65.76% | 100% | 85.66% | 100% | 84.22% | City Midsize | 3390.9246 | West North Central
50317 | 0.99612 | DesMoines | Des Moines, IA | IA | 2010 | 17900 | 2861149.6848 | 177600.2 | 232981900 | 17417 | 1785570.7691 | 16526 | 621376.7495 | 12247 | 464932.9357 | 80343 | 103341000 | 385 | 360761.5907 | 385 | 240570.2088 | 385 | 228116.1256 | 30342.8 | 39883600 | 98 | 714817.325 | 98 | 574159.154 | 98 | 558648.5509 | 66914.4 | 89757300 | 159.8408 | 97.3% | 62.41% | 2.151% | 12.61% | 0.5475% | 24.98% | 94.88% | 34.8% | 70.32% | 26.04% | 100% | 66.68% | 100% | 63.23% | 100% | 80.32% | 100% | 78.15% | City Midsize | 1581.2904 | West North Central
50319 | 1 | DesMoines | Des Moines, IA | IA | 2010 | 9 | 25337.7878 | 1758.691 | 2355511.5 | 1 | 379.0632 | 1 | 223.6553 | 1 | 191.9964 | 21.504 | 29214.5 | 3 | 5223.0168 | 3 | 3668.884 | 3 | 3470.2929 | 409.117 | 552157 | 5 | 19735.7078 | 5 | 11657.8988 | 5 | 10920.7767 | 1328.07 | 1774140 | 2815.3098 | 11.11% | 1.496% | 33.33% | 20.61% | 55.56% | 77.89% | 100% | 59% | 100% | 50.65% | 100% | 70.24% | 100% | 66.44% | 100% | 59.07% | 100% | 55.34% | City Midsize | 1864.345 | West North Central
50320 | 0.98743 | DesMoines | Des Moines, IA | IA | 2010 | 7153 | 1186227.2689 | 73576.21 | 95301200 | 6917 | 915778.7722 | 6739 | 362396.7132 | 5718 | 282585.3108 | 49560.2 | 63788500 | 220 | 181187.1903 | 220 | 110514.978 | 220 | 102877.9949 | 15298.9 | 19756000 | 16 | 89261.3064 | 16 | 77030.7644 | 16 | 75104.545 | 8717.11 | 11756700 | 165.8363 | 96.7% | 77.2% | 3.076% | 15.27% | 0.2237% | 7.525% | 97.43% | 39.57% | 82.67% | 30.86% | 100% | 60.99% | 100% | 56.78% | 100% | 86.3% | 100% | 84.14% | City Midsize | 823.6587 | West North Central
50321 | 1 | DesMoines | Des Moines, IA | IA | 2010 | 2313 | 978111.2816 | 72564.8 | 96749800 | 2038 | 356921.0262 | 1992 | 121839.6298 | 1610 | 91900.6457 | 15681.2 | 20267600 | 213 | 211436.2347 | 213 | 141312.7992 | 213 | 134154.0689 | 17483.5 | 23188100 | 62 | 409754.0206 | 62 | 351109.3944 | 62 | 344702.4858 | 39400.1 | 53294100 | 422.8756 | 88.11% | 36.49% | 9.209% | 21.62% | 2.681% | 41.89% | 97.74% | 34.14% | 79% | 25.75% | 100% | 66.83% | 100% | 63.45% | 100% | 85.69% | 100% | 84.12% | City Midsize | 869.9176 | West North Central
50322 | 1 | DesMoines | 0 | IA | 2010 | 11571 | 2926671.4421 | 190677.8 | 251748800 | 10879 | 1609938.2194 | 10472 | 530760.6755 | 8350 | 397604.9588 | 71497.8 | 92328300 | 561 | 496521.1167 | 561 | 311435.9649 | 558 | 288816.4968 | 39461.4 | 51663500 | 131 | 820212.1059 | 131 | 704311.8334 | 131 | 692591.802 | 79718.6 | 107757000 | 252.9316 | 94.02% | 55.01% | 4.848% | 16.97% | 1.132% | 28.03% | 96.26% | 32.97% | 76.75% | 24.7% | 100% | 62.72% | 99.47% | 58.17% | 100% | 85.87% | 100% | 84.44% | Suburb Large | 2917.7366 | West North Central
50323 | 0.37727 | DesMoines | 0 | IA | 2010 | 1035 | 464110.0554 | 38012.4 | 50636470 | 968 | 192770.4901 | 967 | 76454.8447 | 940 | 61174.4781 | 11487.1 | 14916200 | 45 | 45897.0167 | 45 | 26629.0601 | 45 | 23699.2034 | 3615 | 4686870 | 22 | 225442.5487 | 22 | 202764.0098 | 22 | 201381.0321 | 22910.3 | 31033400 | 448.4155 | 93.53% | 41.54% | 4.348% | 9.889% | 2.126% | 48.58% | 99.9% | 39.66% | 97.11% | 31.73% | 100% | 58.02% | 100% | 51.64% | 100% | 89.94% | 100% | 89.33% | Rural Fringe | 846.7851 | West North Central
50324 | 1 | DesMoines | 0 | IA | 2010 | 2121 | 451415.1251 | 22436.7 | 29697080 | 2054 | 324535.0054 | 1935 | 89079.568 | 1355 | 64498.5128 | 10951 | 14311400 | 56 | 53347.7165 | 56 | 36107.4433 | 56 | 33984.6653 | 4277.26 | 5680510 | 11 | 73532.4032 | 11 | 63105.8877 | 11 | 61722.9446 | 7208.44 | 9705170 | 212.8313 | 96.84% | 71.89% | 2.64% | 11.82% | 0.5186% | 16.29% | 94.21% | 27.45% | 65.97% | 19.87% | 100% | 67.68% | 100% | 63.7% | 100% | 85.82% | 100% | 83.94% | City Small | 3404.0251 | West North Central
50325 | 0.6189 | DesMoines | 0 | IA | 2010 | 3046 | 1109927.3066 | 76376.4 | 101178900 | 2729 | 510373 | 2689 | 173274.4072 | 2276 | 131385.3795 | 23438.2 | 30308900 | 260 | 248077.8602 | 260 | 164848.3485 | 260 | 154703.4033 | 19880.9 | 26417700 | 57 | 351476.4464 | 57 | 286869.3387 | 57 | 279863.9626 | 33057.3 | 44452300 | 364.3885 | 89.59% | 45.98% | 8.536% | 22.35% | 1.871% | 31.67% | 98.53% | 33.95% | 83.4% | 25.74% | 100% | 66.45% | 100% | 62.36% | 100% | 81.62% | 100% | 79.63% | City Small | 2086.9617 | West North Central
50327 | 0.27508 | DesMoines | 0 | IA | 2010 | 2588 | 538991.7663 | 33991.51 | 43979270 | 2419 | 367137.7904 | 2373 | 139768.5582 | 1944 | 109088.464 | 19165.7 | 24660100 | 159 | 132371.8042 | 159 | 82034.6255 | 159 | 76572.4789 | 11171 | 14506800 | 10 | 39482.1717 | 10 | 28684.1901 | 10 | 27555.7385 | 3654.81 | 4812370 | 208.2658 | 93.47% | 68.12% | 6.144% | 24.56% | 0.3864% | 7.325% | 98.1% | 38.07% | 80.36% | 29.71% | 100% | 61.97% | 100% | 57.85% | 100% | 72.65% | 100% | 69.79% | Rural Fringe | 537.2805 | West North Central
50398 | 1 | DesMoines | 0 | IA | 2010 | 1 | 9925.0745 | 987.512 | 1259920 | 0 | 0 | 0 | 0 | 0 | 0 | 0 | 0 | 0 | 0 | 0 | 0 | 0 | 0 | 0 | 0 | 1 | 9925.0745 | 1 | 6799.7228 | 1 | 6692.7757 | 987.512 | 1259920 | 9925.0745 | 0% | 0% | 0% | 0% | 100% | 100% | #DIV/0! | #DIV/0! | #DIV/0! | #DIV/0! | #DIV/0! | #DIV/0! | #DIV/0! | #DIV/0! | 100% | 68.51% | 100% | 67.43% | City Small | 2061.2341 | West North Central
51501 | 1 | Omaha | 0 | NE | 2013 | 15949 | 3147721.1104 | 218090.7 | 264749500 | 15309 | 1679763.082 | 15015 | 676303.2819 | 12192 | 521917.781 | 90034.6 | 106410000 | 525 | 468782.7162 | 525 | 316508.5508 | 523 | 300702.4299 | 38669.7 | 47438500 | 115 | 999175.3122 | 115 | 783304.1365 | 115 | 758984.0279 | 89386.4 | 110901000 | 197.3617 | 95.99% | 53.36% | 3.292% | 14.89% | 0.721% | 31.74% | 98.08% | 40.26% | 79.64% | 31.07% | 100% | 67.52% | 99.62% | 64.15% | 100% | 78.4% | 100% | 75.96% | City Small | 1248.9129 | West North Central
51503 | 0.43621 | Omaha | 0 | NE | 2013 | 12521 | 2715278.4957 | 151338.1 | 176984300 | 12061 | 1790127.1423 | 11673 | 577111.1494 | 8725 | 425508.4015 | 75117 | 86585600 | 397 | 363440.8352 | 397 | 217804.4174 | 395 | 203317.0013 | 27172.2 | 31851900 | 63 | 561710.5181 | 63 | 432417.4592 | 63 | 415931.1057 | 49048.9 | 58546800 | 216.858 | 96.33% | 65.93% | 3.171% | 13.39% | 0.5032% | 20.69% | 96.78% | 32.24% | 72.34% | 23.77% | 100% | 59.93% | 99.5% | 55.94% | 100% | 76.98% | 100% | 74.05% | City Small | 301.4133 | West North Central
51510 | 1 | Omaha | 0 | NE | 2013 | 1861 | 367572.6834 | 23607.85 | 28875080 | 1787 | 240377.1539 | 1753 | 92246.0518 | 1417 | 71840.1628 | 12307 | 14946200 | 63 | 53913.5303 | 63 | 33516.1674 | 63 | 31023.5203 | 4130.66 | 5060840 | 11 | 73281.9992 | 11 | 56367.9467 | 11 | 55438.1784 | 7170.19 | 8868040 | 197.5135 | 96.02% | 65.4% | 3.385% | 14.67% | 0.5911% | 19.94% | 98.1% | 38.38% | 79.29% | 29.89% | 100% | 62.17% | 100% | 57.54% | 100% | 76.92% | 100% | 75.65% | City Small | 1851.8895 | West North Central
51526 | 0.32105 | Omaha | 0 | NE | 2013 | 658 | 108729.5641 | 5042.138 | 6024720 | 642 | 95560.7419 | 610 | 32399.032 | 427 | 24776.5663 | 4118.91 | 4934430 | 16 | 13168.8221 | 16 | 6714.1348 | 16 | 5959.9091 | 923.228 | 1090290 | 0 | 0 | 0 | 0 | 0 | 0 | 0 | 0 | 165.2425 | 97.57% | 87.89% | 2.432% | 12.11% | 0% | 0% | 95.02% | 33.9% | 66.51% | 25.93% | 100% | 50.99% | 100% | 45.26% | #DIV/0! | #DIV/0! | #DIV/0! | #DIV/0! | City Small | 48.5811 | West North Central
51534 | 0.024304 | Omaha | 0 | NE | 2013 | 87 | 9348.8925 | 505.739 | 581858 | 84 | 7443.4698 | 82 | 2995.6709 | 40 | 2174.1431 | 385.919 | 439148 | 3 | 1905.4227 | 3 | 819.7001 | 3 | 721.6728 | 119.82 | 142710 | 0 | 0 | 0 | 0 | 0 | 0 | 0 | 0 | 107.4585 | 96.55% | 79.62% | 3.448% | 20.38% | 0% | 0% | 97.62% | 40.25% | 47.62% | 29.21% | 100% | 43.02% | 100% | 37.87% | #DIV/0! | #DIV/0! | #DIV/0! | #DIV/0! | Town Fringe | 87.7779 | West North Central
51561 | 0.077893 | Omaha | 0 | NE | 2013 | 181 | 29807.3088 | 1360.4931 | 1607422.1 | 179 | 28797.9204 | 174 | 9535.5923 | 130 | 7543.2087 | 1298.31 | 1533030 | 2 | 1009.3885 | 2 | 410.8735 | 2 | 372.5855 | 62.1831 | 74392.1 | 0 | 0 | 0 | 0 | 0 | 0 | 0 | 0 | 164.6813 | 98.9% | 96.61% | 1.105% | 3.386% | 0% | 0% | 97.21% | 33.11% | 72.63% | 26.19% | 100% | 40.71% | 100% | 36.91% | #DIV/0! | #DIV/0! | #DIV/0! | #DIV/0! | Town Fringe | 20.0313 | West North Central
53005 | 1 | Milwaukee | 0 | WI | 2013 | 8189 | 2767756.8222 | 170062.5 | 209323800 | 7642 | 1616227.3673 | 7531 | 509922.361 | 6391 | 383697.3123 | 66954.5 | 80512700 | 428 | 441042.1943 | 428 | 299989.7629 | 427 | 283039.7797 | 36355 | 45125600 | 119 | 710487.2606 | 119 | 581511.161 | 119 | 567060.6578 | 66753 | 83685500 | 337.9847 | 93.32% | 58.39% | 5.227% | 15.94% | 1.453% | 25.67% | 98.55% | 31.55% | 83.63% | 23.74% | 100% | 68.02% | 99.77% | 64.18% | 100% | 81.85% | 100% | 79.81% | Suburb Large | 1320.3785 | East North Central
53007 | 1 | Milwaukee | 0 | WI | 2013 | 948 | 382065.7862 | 31209.42 | 39077200 | 809 | 105411.5638 | 797 | 42618.8475 | 652 | 34358.5698 | 5407.72 | 6639300 | 111 | 113756.3895 | 111 | 89411.0899 | 111 | 86685.2624 | 10182.8 | 12746600 | 28 | 162897.8329 | 28 | 138779.3217 | 28 | 135954.3488 | 15618.9 | 19691300 | 403.023 | 85.34% | 27.59% | 11.71% | 29.77% | 2.954% | 42.64% | 98.52% | 40.43% | 80.59% | 32.59% | 100% | 78.6% | 100% | 76.2% | 100% | 85.19% | 100% | 83.46% | Rural Fringe | 2151.9754 | East North Central
53017 | 0.030314 | Milwaukee | 0 | WI | 2013 | 81 | 17069.0879 | 773.048 | 876517.5 | 80 | 16491.787 | 75 | 5499.4502 | 64 | 4312.9372 | 716.195 | 817329 | 1 | 577.301 | 1 | 317.8224 | 1 | 312.7452 | 56.853 | 59188.5 | 0 | 0 | 0 | 0 | 0 | 0 | 0 | 0 | 210.7295 | 98.77% | 96.62% | 1.235% | 3.382% | 0% | 0% | 93.75% | 33.35% | 80% | 26.15% | 100% | 55.05% | 100% | 54.17% | #DIV/0! | #DIV/0! | #DIV/0! | #DIV/0! | Suburb Large | 278.9435 | East North Central
53022 | 0.7985 | Milwaukee | 0 | WI | 2013 | 6729 | 2276618.939 | 168571.5 | 207037900 | 6197 | 1212166.5186 | 6148 | 488595.4311 | 5597 | 395057.6856 | 70997.4 | 85083300 | 425 | 400658.4695 | 425 | 252593.2535 | 425 | 237530.9472 | 32508.6 | 39981900 | 107 | 663793.9508 | 107 | 571527.1051 | 107 | 562106.4112 | 65065.5 | 81972700 | 338.3295 | 92.09% | 53.24% | 6.316% | 17.6% | 1.59% | 29.16% | 99.21% | 40.31% | 90.32% | 32.59% | 100% | 63.04% | 100% | 59.29% | 100% | 86.1% | 100% | 84.68% | Suburb Large | 681.1613 | East North Central
53045 | 1 | Milwaukee | 0 | WI | 2013 | 7280 | 2531994.6939 | 152195.8 | 187015300 | 6705 | 1579058.6742 | 6623 | 514453.9652 | 5863 | 391991.5913 | 71095 | 86263100 | 465 | 427081.3228 | 465 | 248298.6398 | 465 | 227840.9021 | 32928 | 40268500 | 110 | 525854.6969 | 110 | 419320.7868 | 110 | 407803.8133 | 48172.8 | 60483700 | 347.8015 | 92.1% | 62.36% | 6.387% | 16.87% | 1.511% | 20.77% | 98.78% | 32.58% | 87.44% | 24.82% | 100% | 58.14% | 100% | 53.35% | 100% | 79.74% | 100% | 77.55% | Suburb Large | 1311.1761 | East North Central
53046 | 0.70106 | Milwaukee | 0 | WI | 2013 | 619 | 140065.9374 | 9147.36 | 11400560 | 567 | 71074.6369 | 549 | 26404.3102 | 416 | 20300.2219 | 3379.49 | 4147950 | 46 | 47725.5478 | 46 | 30185.0188 | 46 | 29049.3274 | 3850.38 | 4836710 | 6 | 21265.7527 | 6 | 17230.9935 | 6 | 16751.4897 | 1917.49 | 2415900 | 226.2778 | 91.6% | 50.74% | 7.431% | 34.07% | 0.9693% | 15.18% | 96.83% | 37.15% | 73.37% | 28.56% | 100% | 63.25% | 100% | 60.87% | 100% | 81.03% | 100% | 78.77% | Rural Fringe | 368.8407 | East North Central
53051 | 0.93412 | Milwaukee | 0 | WI | 2013 | 13779 | 4397482.6848 | 312342.7 | 386092600 | 12943 | 2280087.092 | 12708 | 827568.5796 | 10752 | 646769.7342 | 116065 | 139981000 | 611 | 614699.7424 | 611 | 409245.0887 | 610 | 387206.5807 | 51040.7 | 63086600 | 225 | 1502695.8505 | 225 | 1279507.1643 | 225 | 1257142.7348 | 145237 | 183025000 | 319.1438 | 93.93% | 51.85% | 4.434% | 13.98% | 1.633% | 34.17% | 98.18% | 36.3% | 83.07% | 28.37% | 100% | 66.58% | 99.84% | 62.99% | 100% | 85.15% | 100% | 83.66% | Suburb Large | 1081.2662 | East North Central
53072 | 0.56304 | Milwaukee | 0 | WI | 2013 | 5123 | 2134974.3105 | 157120.4 | 194209700 | 4388 | 883135.829 | 4286 | 336849.8445 | 3755 | 266331.7847 | 48734.2 | 58900200 | 630 | 538899.4506 | 630 | 302845.4607 | 630 | 274433.7254 | 40760.8 | 50098800 | 105 | 712939.0309 | 105 | 596033.8 | 105 | 583600.9625 | 67625.4 | 85210700 | 416.743 | 85.65% | 41.37% | 12.3% | 25.24% | 2.05% | 33.39% | 97.68% | 38.14% | 85.57% | 30.16% | 100% | 56.2% | 100% | 50.92% | 100% | 83.6% | 100% | 81.86% | Suburb Large | 793.1702 | East North Central
53076 | 0.08131 | Milwaukee | 0 | WI | 2013 | 166 | 73351.2449 | 6247.899 | 7267066 | 160 | 29098.6667 | 152 | 10749.5227 | 128 | 8863.86 | 1606.12 | 1800010 | 4 | 2314.13 | 4 | 1197.9735 | 4 | 1116.0797 | 198.169 | 218346 | 2 | 41938.4482 | 2 | 39125.2034 | 2 | 38884.8078 | 4443.61 | 5248710 | 441.875 | 96.39% | 39.67% | 2.41% | 3.155% | 1.205% | 57.17% | 95% | 36.94% | 80% | 30.46% | 100% | 51.77% | 100% | 48.23% | 100% | 93.29% | 100% | 92.72% | Suburb Large | 267.6615 | East North Central
53089 | 0.026842 | Milwaukee | 0 | WI | 2013 | 108 | 20120.2652 | 1076.6246 | 1289073.9 | 107 | 19126.5113 | 106 | 7515.5169 | 96 | 5797.0638 | 1007.77 | 1210390 | 1 | 993.7539 | 1 | 510.4395 | 1 | 444 | 68.8546 | 78683.9 | 0 | 0 | 0 | 0 | 0 | 0 | 0 | 0 | 186.2988 | 99.07% | 95.06% | 0.9259% | 4.939% | 0% | 0% | 99.07% | 39.29% | 89.72% | 30.31% | 100% | 51.36% | 100% | 44.68% | #DIV/0! | #DIV/0! | #DIV/0! | #DIV/0! | Rural Fringe | 678.4445 | East North Central
53092 | 0.97313 | Milwaukee | 0 | WI | 2013 | 8014 | 2667735.6899 | 166130.3 | 202914700 | 7198 | 1631000.1228 | 7080 | 557200.5362 | 6216 | 427508.2251 | 78702.2 | 94799800 | 739 | 519318.0818 | 739 | 268222.5257 | 737 | 238844.2134 | 38419.3 | 46557900 | 77 | 517417.4853 | 77 | 424833.6073 | 77 | 415160.2507 | 49008.8 | 61557000 | 332.8844 | 89.82% | 61.14% | 9.221% | 19.47% | 0.9608% | 19.4% | 98.36% | 34.16% | 86.36% | 26.21% | 100% | 51.65% | 99.73% | 45.99% | 100% | 82.11% | 100% | 80.24% | Suburb Large | 848.8365 | East North Central
53097 | 0.51894 | Milwaukee | 0 | WI | 2013 | 1816 | 419690.2357 | 24666.39 | 29605670 | 1729 | 343486.5778 | 1697 | 125105.0385 | 1466 | 99069.3648 | 18357.2 | 22018500 | 83 | 63419.9356 | 83 | 37296.4134 | 83 | 34863.6658 | 5296.12 | 6350790 | 4 | 12783.7222 | 4 | 7227.2948 | 4 | 6812.1333 | 1013.07 | 1236380 | 231.107 | 95.21% | 81.84% | 4.57% | 15.11% | 0.2203% | 3.046% | 98.15% | 36.42% | 84.79% | 28.84% | 100% | 58.81% | 100% | 54.97% | 100% | 56.54% | 100% | 53.29% | Suburb Large | 266.3477 | East North Central
53103 | 0.5462 | Milwaukee | 0 | WI | 2013 | 1774 | 395106.5279 | 24229.62 | 29675970 | 1676 | 292104.382 | 1645 | 111356.8631 | 1408 | 90096.22 | 15762.4 | 19095300 | 92 | 76985.5716 | 92 | 48716.5217 | 92 | 46162.1869 | 6106.75 | 7602250 | 6 | 26016.5743 | 6 | 20718.23 | 6 | 20046.7814 | 2360.47 | 2978420 | 222.7207 | 94.48% | 73.93% | 5.186% | 19.48% | 0.3382% | 6.585% | 98.15% | 38.12% | 84.01% | 30.84% | 100% | 63.28% | 100% | 59.96% | 100% | 79.63% | 100% | 77.05% | Town Fringe | 266.7193 | East North Central
53110 | 1 | Milwaukee | 0 | WI | 2013 | 7226 | 1623180.7639 | 123414.7 | 150972800 | 6903 | 749069.5728 | 6845 | 323025.0292 | 5794 | 253805.8411 | 44850.9 | 52923800 | 249 | 237517.6079 | 249 | 151357.7341 | 248 | 142937.5028 | 19730.2 | 24159200 | 74 | 636593.5832 | 74 | 510555.2286 | 74 | 498208.6682 | 58833.6 | 73889800 | 224.6306 | 95.53% | 46.15% | 3.446% | 14.63% | 1.024% | 39.22% | 99.16% | 43.12% | 83.93% | 33.88% | 100% | 63.72% | 99.6% | 60.18% | 100% | 80.2% | 100% | 78.26% | Suburb Large | 3123.8296 | East North Central
53122 | 1 | Milwaukee | 0 | WI | 2013 | 2232 | 633143.359 | 28186.02 | 34665290 | 2115 | 489882.1425 | 2085 | 137152.0179 | 1666 | 100839.6634 | 17661.6 | 21639200 | 105 | 81350.6235 | 105 | 40654.3236 | 102 | 35611.7379 | 5287.63 | 6472090 | 12 | 61910.593 | 12 | 45423.9082 | 12 | 43058.1619 | 5236.79 | 6554000 | 283.6664 | 94.76% | 77.37% | 4.704% | 12.85% | 0.5376% | 9.778% | 98.58% | 28% | 78.77% | 20.58% | 100% | 49.97% | 97.14% | 43.78% | 100% | 73.37% | 100% | 69.55% | Suburb Large | 1771.9565 | East North Central
53129 | 1 | Milwaukee | 0 | WI | 2013 | 4711 | 1190696.2156 | 66595.4 | 82107400 | 4510 | 832027.3184 | 4463 | 288424.295 | 3831 | 212655.8816 | 36855.8 | 45000100 | 178 | 161666.1183 | 178 | 94036.1705 | 177 | 85354.7273 | 12021.2 | 14799300 | 23 | 197002.7789 | 23 | 156348.8664 | 23 | 151731.8679 | 17718.4 | 22308000 | 252.7481 | 95.73% | 69.88% | 3.778% | 13.58% | 0.4882% | 16.55% | 98.96% | 34.67% | 84.94% | 25.56% | 100% | 58.17% | 99.44% | 52.8% | 100% | 79.36% | 100% | 77.02% | Suburb Large | 2586.9462 | East North Central
53130 | 1 | Milwaukee | 0 | WI | 2013 | 2971 | 732718.4691 | 38269.75 | 47111100 | 2795 | 497569.3914 | 2691 | 153273.0146 | 2055 | 115857.9463 | 19899.4 | 24322600 | 156 | 130337.8961 | 156 | 69968.1926 | 155 | 63223.7679 | 9267.47 | 11358700 | 20 | 104811.1817 | 20 | 77796.9528 | 20 | 74811.5627 | 9102.88 | 11429800 | 246.6235 | 94.08% | 67.91% | 5.251% | 17.79% | 0.6732% | 14.3% | 96.28% | 30.8% | 73.52% | 23.28% | 100% | 53.68% | 99.36% | 48.51% | 100% | 74.23% | 100% | 71.38% | Suburb Large | 2301.0328 | East North Central
53132 | 0.63664 | Milwaukee | 0 | WI | 2013 | 10474 | 2784416.1926 | 178324.4 | 216783600 | 9833 | 1917091.5876 | 9736 | 747740.8251 | 8689 | 595437.5744 | 108041 | 129932000 | 588 | 461485.3848 | 588 | 232328.918 | 587 | 204927.077 | 33660.3 | 40926700 | 53 | 405839.2203 | 53 | 318481.6951 | 53 | 308885.4192 | 36623.1 | 45924900 | 265.8408 | 93.88% | 68.85% | 5.614% | 16.57% | 0.506% | 14.58% | 99.01% | 39% | 88.37% | 31.06% | 100% | 50.34% | 99.83% | 44.41% | 100% | 78.47% | 100% | 76.11% | Suburb Large | 1017.5043 | East North Central
53146 | 1 | Milwaukee | 0 | WI | 2013 | 3812 | 881265.5413 | 48358.77 | 59276300 | 3629 | 653579.6034 | 3539 | 213842.0088 | 2869 | 163126.1237 | 28929.7 | 35199400 | 168 | 136394.8241 | 168 | 80499.5256 | 168 | 74705.5733 | 10789.8 | 13178000 | 15 | 91291.1138 | 15 | 76898.4241 | 15 | 75255.7776 | 8639.27 | 10898900 | 231.1819 | 95.2% | 74.16% | 4.407% | 15.48% | 0.3935% | 10.36% | 97.52% | 32.72% | 79.06% | 24.96% | 100% | 59.02% | 100% | 54.77% | 100% | 84.23% | 100% | 82.43% | Suburb Large | 500.9418 | East North Central
53149 | 0.056825 | Milwaukee | 0 | WI | 2013 | 443 | 80805.273 | 4338.693 | 5212488 | 435 | 73621.027 | 422 | 27165.0211 | 356 | 21689.4327 | 3814.88 | 4591760 | 7 | 4464.3019 | 7 | 2051.768 | 7 | 1888.2264 | 285.613 | 346174 | 1 | 2719.9442 | 1 | 1709.0643 | 1 | 1525.8435 | 238.2 | 274554 | 182.4047 | 98.19% | 91.11% | 1.58% | 5.525% | 0.2257% | 3.366% | 97.01% | 36.9% | 81.84% | 29.46% | 100% | 45.96% | 100% | 42.3% | 100% | 62.83% | 100% | 56.1% | Town Fringe | 358.5997 | East North Central
53150 | 0.62951 | Milwaukee | 0 | WI | 2013 | 8731 | 2147276.4853 | 128854.1 | 157387200 | 8417 | 1621007.0668 | 8259 | 584666.2165 | 7170 | 456311.0534 | 82191.4 | 99272500 | 272 | 241741.4907 | 272 | 146723.5385 | 272 | 135344.7933 | 18922 | 23235900 | 42 | 284527.9279 | 42 | 241490.7165 | 42 | 236982.2515 | 27740.7 | 34878800 | 245.9371 | 96.4% | 75.49% | 3.115% | 11.26% | 0.481% | 13.25% | 98.12% | 36.07% | 85.18% | 28.15% | 100% | 60.69% | 100% | 55.99% | 100% | 84.87% | 100% | 83.29% | Suburb Large | 654.0379 | East North Central
53151 | 0.99967 | Milwaukee | 0 | WI | 2013 | 11284 | 3855254.894 | 263836.9 | 326364700 | 10545 | 2054370.8019 | 10361 | 704542.8214 | 8953 | 543095.3662 | 97342.5 | 117664000 | 546 | 544278.3069 | 546 | 336772.5309 | 546 | 311578.1485 | 43200.4 | 53052700 | 193 | 1256605.7852 | 193 | 1092749.5287 | 193 | 1078588.0042 | 123294 | 155648000 | 341.6568 | 93.45% | 53.29% | 4.839% | 14.12% | 1.71% | 32.59% | 98.26% | 34.29% | 84.9% | 26.44% | 100% | 61.88% | 100% | 57.25% | 100% | 86.96% | 100% | 85.83% | Suburb Large | 1752.2938 | East North Central
53154 | 0.55037 | Milwaukee | 0 | WI | 2013 | 7056 | 2552900.4379 | 198793.1 | 244393300 | 6392 | 1065707.5965 | 6327 | 447340.9929 | 5582 | 360157.1479 | 63195 | 75586500 | 532 | 519517.3547 | 532 | 306043.691 | 532 | 282075.4846 | 41222.9 | 50214800 | 132 | 967675.4866 | 132 | 827470.178 | 132 | 813485.4918 | 94375.2 | 118592000 | 361.8056 | 90.59% | 41.74% | 7.54% | 20.35% | 1.871% | 37.9% | 98.98% | 41.98% | 87.33% | 33.8% | 100% | 58.91% | 100% | 54.3% | 100% | 85.51% | 100% | 84.07% | Suburb Large | 1167.7115 | East North Central
53172 | 1 | Milwaukee | 0 | WI | 2013 | 8337 | 1404646.461 | 89867.4 | 108949900 | 8126 | 941730.4748 | 8012 | 365783.2171 | 6495 | 282012.2401 | 49797.4 | 59284800 | 175 | 154413.7453 | 175 | 93003.3616 | 175 | 86031.6753 | 12178.8 | 14808500 | 36 | 308502.2409 | 36 | 239382.8994 | 36 | 232960.2307 | 27891.2 | 34856600 | 168.4834 | 97.47% | 67.04% | 2.099% | 10.99% | 0.4318% | 21.96% | 98.6% | 38.84% | 79.93% | 29.95% | 100% | 60.23% | 100% | 55.72% | 100% | 77.6% | 100% | 75.51% | Suburb Large | 3934.5231 | East North Central
53186 | 1 | Milwaukee | 0 | WI | 2013 | 10708 | 3366352.6434 | 234061.1 | 290819800 | 9827 | 1473060.1425 | 9658 | 512313.9979 | 7876 | 384674.3088 | 67202 | 81570000 | 675 | 724316.2091 | 675 | 485996.4816 | 674 | 461646.2231 | 58832.1 | 73063800 | 206 | 1168976.2917 | 206 | 948894.8343 | 206 | 926670.1111 | 108027 | 136186000 | 314.3773 | 91.77% | 43.76% | 6.304% | 21.52% | 1.924% | 34.73% | 98.28% | 34.78% | 80.15% | 26.11% | 100% | 67.1% | 99.85% | 63.74% | 100% | 81.17% | 100% | 79.27% | City Small | 2393.8925 | East North Central
53188 | 0.4102 | Milwaukee | 0 | WI | 2013 | 8447 | 2395698.1913 | 164182.4 | 203224900 | 7905 | 1155085.6127 | 7769 | 415332.0122 | 6407 | 316618.9822 | 55409.4 | 67140500 | 419 | 418062.2002 | 419 | 259506.8593 | 419 | 244171.2669 | 33294 | 41122400 | 123 | 822550.3784 | 123 | 659911.4085 | 123 | 642154.7328 | 75479 | 94962000 | 283.6153 | 93.58% | 48.21% | 4.96% | 17.45% | 1.456% | 34.33% | 98.28% | 35.96% | 81.05% | 27.41% | 100% | 62.07% | 100% | 58.41% | 100% | 80.23% | 100% | 78.07% | City Small | 1280.789 | East North Central
53189 | 0.48031 | Milwaukee | 0 | WI | 2013 | 7208 | 1682550.2853 | 101752.4 | 124211400 | 6913 | 1315465.1863 | 6807 | 494033.6787 | 6104 | 389132.1524 | 70509.5 | 85365700 | 275 | 254631.4219 | 275 | 162006.844 | 269 | 152588.5256 | 20465.8 | 25242700 | 20 | 112453.6771 | 20 | 95487.0714 | 20 | 93697.8884 | 10777.1 | 13603000 | 233.4282 | 95.91% | 78.18% | 3.815% | 15.13% | 0.2775% | 6.684% | 98.47% | 37.56% | 88.3% | 29.58% | 100% | 63.62% | 97.82% | 59.93% | 100% | 84.91% | 100% | 83.32% | City Small | 581.2078 | East North Central
53202 | 1 | Milwaukee | Milwaukee, WI | WI | 2013 | 2133 | 1171398.003 | 69793.5 | 87536200 | 1672 | 239501.9072 | 1655 | 90721.7765 | 1378 | 70622.5098 | 11326.8 | 14063500 | 350 | 353400.2595 | 350 | 199944.5258 | 348 | 185497.4943 | 22719.1 | 28472800 | 111 | 578495.8363 | 111 | 322779.0784 | 111 | 304136.6257 | 35747.6 | 44999900 | 549.1786 | 78.39% | 20.45% | 16.41% | 30.17% | 5.204% | 49.39% | 98.98% | 37.88% | 82.42% | 29.49% | 100% | 56.58% | 99.43% | 52.49% | 100% | 55.8% | 100% | 52.57% | City Large | 10518.1958 | East North Central
53203 | 1 | Milwaukee | Milwaukee, WI | WI | 2007 | 79 | 368923.284 | 26942.098 | 33741901 | 20 | 4442.6867 | 19 | 1924.7696 | 16 | 1611.6078 | 153.498 | 192771 | 32 | 46307.3199 | 32 | 23542.8751 | 32 | 21725.9291 | 2277.7 | 2880030 | 27 | 318173.2773 | 27 | 207571.0096 | 27 | 199921.2914 | 24510.9 | 30669100 | 4669.915 | 25.32% | 1.204% | 40.51% | 12.55% | 34.18% | 86.24% | 95% | 43.32% | 80% | 36.28% | 100% | 50.84% | 100% | 46.92% | 100% | 65.24% | 100% | 62.83% | City Large | 5780.643 | East North Central
53204 | 1 | Milwaukee | Milwaukee, WI | WI | 2013 | 8118 | 1512377.2518 | 98382.4 | 121746000 | 7697 | 727892.31 | 7617 | 275033.7934 | 6282 | 217481.1131 | 33558.6 | 40896500 | 335 | 348012.8831 | 335 | 228509.4711 | 335 | 216295.8049 | 26730.2 | 33321700 | 86 | 436472.0587 | 86 | 322735.3641 | 86 | 311815.4117 | 38093.6 | 47527800 | 186.2992 | 94.81% | 48.13% | 4.127% | 23.01% | 1.059% | 28.86% | 98.96% | 37.78% | 81.62% | 29.88% | 100% | 65.66% | 100% | 62.15% | 100% | 73.94% | 100% | 71.44% | City Large | 12557.5541 | East North Central
53205 | 1 | Milwaukee | Milwaukee, WI | WI | 2013 | 2241 | 466598.6604 | 32254.03 | 39582530 | 2112 | 249659.0156 | 2107 | 97966.7214 | 1900 | 80442.2742 | 13696.3 | 16445600 | 105 | 97785.6527 | 105 | 61143.7108 | 105 | 57663.1166 | 7357.13 | 9040330 | 24 | 119153.9921 | 24 | 91629.3924 | 24 | 88885.5998 | 11200.6 | 14096600 | 208.21 | 94.24% | 53.51% | 4.685% | 20.96% | 1.071% | 25.54% | 99.76% | 39.24% | 89.96% | 32.22% | 100% | 62.53% | 100% | 58.97% | 100% | 76.9% | 100% | 74.6% | City Large | 7339.4347 | East North Central
53206 | 1 | Milwaukee | Milwaukee, WI | WI | 2013 | 8344 | 1012360.5573 | 48539.8 | 60454200 | 8190 | 805462.1422 | 8147 | 273246.9788 | 6689 | 201072.5286 | 31696.6 | 39478900 | 136 | 121068.1626 | 136 | 77596.6967 | 136 | 73193.0571 | 9263.61 | 11452000 | 18 | 85830.2526 | 18 | 66754.1506 | 18 | 64921.5697 | 7579.59 | 9523300 | 121.328 | 98.15% | 79.56% | 1.63% | 11.96% | 0.2157% | 8.478% | 99.47% | 33.92% | 81.67% | 24.96% | 100% | 64.09% | 100% | 60.46% | 100% | 77.77% | 100% | 75.64% | City Large | 9718.4821 | East North Central
53207 | 1 | Milwaukee | Milwaukee, WI | WI | 2013 | 15101 | 2732063.5444 | 185483.7 | 229792400 | 14669 | 1346618.2347 | 14480 | 474709.8398 | 11255 | 346918.0114 | 62860.3 | 76226100 | 318 | 330812.0864 | 318 | 225569.334 | 317 | 214966.4174 | 26830.2 | 33402300 | 114 | 1054633.2232 | 114 | 819893.0408 | 114 | 797890.165 | 95793.2 | 120164000 | 180.9194 | 97.14% | 49.29% | 2.106% | 12.11% | 0.7549% | 38.6% | 98.71% | 35.25% | 76.73% | 25.76% | 100% | 68.19% | 99.69% | 64.98% | 100% | 77.74% | 100% | 75.66% | City Large | 3934.1105 | East North Central
53208 | 1 | Milwaukee | Milwaukee, WI | WI | 2013 | 8148 | 1622768.825 | 103842.7 | 129136700 | 7775 | 857335.4775 | 7697 | 297759.1684 | 6211 | 215716.214 | 39830.4 | 48784500 | 314 | 311969.4829 | 314 | 212787.5004 | 314 | 202775.0361 | 24695 | 30780800 | 59 | 453463.8646 | 59 | 337974.9073 | 59 | 326449.2032 | 39317.3 | 49571400 | 199.1616 | 95.42% | 52.83% | 3.854% | 19.22% | 0.7241% | 27.94% | 99% | 34.73% | 79.88% | 25.16% | 100% | 68.21% | 100% | 65% | 100% | 74.53% | 100% | 71.99% | City Large | 7714.6519 | East North Central
53209 | 1 | Milwaukee | Milwaukee, WI | WI | 2013 | 15429 | 3473108.0163 | 230766.8 | 286222800 | 14767 | 1711381.3525 | 14479 | 568988.408 | 10902 | 416613.0476 | 72462.1 | 88277300 | 474 | 482365.0041 | 474 | 321361.7327 | 473 | 305030.4522 | 38954.7 | 48328500 | 188 | 1279361.6597 | 188 | 1026717.817 | 188 | 1002847.038 | 119350 | 149617000 | 225.1026 | 95.71% | 49.28% | 3.072% | 13.89% | 1.218% | 36.84% | 98.05% | 33.25% | 73.83% | 24.34% | 100% | 66.62% | 99.79% | 63.24% | 100% | 80.25% | 100% | 78.39% | City Large | 3990.8211 | East North Central
53210 | 1 | Milwaukee | Milwaukee, WI | WI | 2013 | 8179 | 1246402.6886 | 69094.6 | 86410400 | 7986 | 842366.6767 | 7906 | 274533.092 | 6282 | 192065.1289 | 35737.8 | 44652400 | 154 | 142682.1778 | 154 | 95749.6622 | 154 | 90432.2431 | 11318.4 | 14064700 | 39 | 261353.8341 | 39 | 191502.2434 | 39 | 184573.9369 | 22038.4 | 27693300 | 152.3906 | 97.64% | 67.58% | 1.883% | 11.45% | 0.4768% | 20.97% | 99% | 32.59% | 78.66% | 22.8% | 100% | 67.11% | 100% | 63.38% | 100% | 73.27% | 100% | 70.62% | City Large | 10271.9365 | East North Central
53211 | 1 | Milwaukee | 0 | WI | 2013 | 8808 | 1516768.811 | 80025.1 | 98708000 | 8492 | 1050361.8089 | 8406 | 352721.3444 | 6781 | 250832.5661 | 45858.4 | 56057200 | 274 | 235690.4761 | 274 | 142773.7545 | 274 | 134360.9185 | 17055 | 21256600 | 42 | 230716.5261 | 42 | 149068.1321 | 42 | 142153.8517 | 17111.7 | 21394200 | 172.2035 | 96.41% | 69.25% | 3.111% | 15.54% | 0.4768% | 15.21% | 98.99% | 33.58% | 79.85% | 23.88% | 100% | 60.58% | 100% | 57.01% | 100% | 64.61% | 100% | 61.61% | City Large | 8181.8664 | East North Central
53212 | 1 | Milwaukee | Milwaukee, WI | WI | 2013 | 8250 | 1977433.4269 | 140640.6 | 176285300 | 7825 | 836633.1144 | 7785 | 291692.1854 | 6368 | 217865.9299 | 39790.9 | 49520700 | 319 | 339068.7254 | 319 | 228707.6355 | 319 | 217661.2935 | 26714.1 | 33421300 | 106 | 801731.5872 | 106 | 644150.1585 | 106 | 630291.5663 | 74135.6 | 93343300 | 239.6889 | 94.85% | 42.31% | 3.867% | 17.15% | 1.285% | 40.54% | 99.49% | 34.87% | 81.38% | 26.04% | 100% | 67.45% | 100% | 64.19% | 100% | 80.34% | 100% | 78.62% | City Large | 7701.6506 | East North Central
53213 | 1 | Milwaukee | 0 | WI | 2013 | 10187 | 1390480.4791 | 71348.2 | 87620400 | 10006 | 1056892.1446 | 9835 | 341081.4992 | 7339 | 234623.4855 | 43561.7 | 53010800 | 148 | 139281.61 | 148 | 90120.7622 | 148 | 84149.1492 | 11101.1 | 13689100 | 33 | 194306.7245 | 33 | 144127.4595 | 33 | 139095.5593 | 16685.4 | 20920500 | 136.4956 | 98.22% | 76.01% | 1.453% | 10.02% | 0.3239% | 13.97% | 98.29% | 32.27% | 73.35% | 22.2% | 100% | 64.7% | 100% | 60.42% | 100% | 74.18% | 100% | 71.59% | Suburb Large | 6625.8438 | East North Central
53214 | 1 | Milwaukee | 0 | WI | 2013 | 13710 | 2602947.911 | 175541.7 | 216875900 | 13185 | 1237419.3239 | 13001 | 436620.3587 | 9627 | 315615.2474 | 55579.7 | 67603600 | 384 | 387273.6336 | 384 | 260891.8723 | 379 | 247831.1028 | 31723 | 39180300 | 141 | 978254.9535 | 141 | 747643.0591 | 141 | 727797.4732 | 88239 | 110092000 | 189.8576 | 96.17% | 47.54% | 2.801% | 14.88% | 1.028% | 37.58% | 98.6% | 35.28% | 73.01% | 25.51% | 100% | 67.37% | 98.7% | 63.99% | 100% | 76.43% | 100% | 74.4% | City Small | 4672.5499 | East North Central
53215 | 1 | Milwaukee | Milwaukee, WI | WI | 2013 | 14892 | 2274838.1025 | 143115.5 | 178145600 | 14529 | 1361936.0454 | 14440 | 487918.9544 | 11813 | 362824.2105 | 67876.7 | 83964100 | 277 | 272042.2584 | 277 | 185559.5831 | 275 | 175786.5429 | 22232.4 | 27531900 | 86 | 640859.7987 | 86 | 457206.2495 | 86 | 440214.8362 | 53006.4 | 66649600 | 152.7557 | 97.56% | 59.87% | 1.86% | 11.96% | 0.5775% | 28.17% | 99.39% | 35.83% | 81.31% | 26.64% | 100% | 68.21% | 99.28% | 64.62% | 100% | 71.34% | 100% | 68.69% | City Large | 11027.9885 | East North Central
53216 | 1 | Milwaukee | Milwaukee, WI | WI | 2013 | 10650 | 1613322.6835 | 105051.5 | 130998900 | 10402 | 1021422.0071 | 10271 | 354261.5715 | 8017 | 260273.8487 | 42100.9 | 51725500 | 204 | 198555.3844 | 204 | 137754.8065 | 204 | 131029.1904 | 14060.8 | 17569800 | 44 | 393345.292 | 44 | 319616.3664 | 44 | 313467.6918 | 48889.8 | 61703600 | 151.4857 | 97.67% | 63.31% | 1.915% | 12.31% | 0.4131% | 24.38% | 98.74% | 34.68% | 77.07% | 25.48% | 100% | 69.38% | 100% | 65.99% | 100% | 81.26% | 100% | 79.69% | City Large | 7480.3979 | East North Central
53217 | 1 | Milwaukee | 0 | WI | 2013 | 11375 | 2615725.3952 | 134634.6 | 164370100 | 10854 | 1820377.6335 | 10623 | 568236.2509 | 8455 | 412537.1138 | 72908.4 | 87909900 | 463 | 370144.7658 | 463 | 186905.3026 | 459 | 165290.2136 | 24426.9 | 29855200 | 58 | 425202.9958 | 58 | 318280.2079 | 58 | 306601.4445 | 37299.3 | 46605000 | 229.9539 | 95.42% | 69.59% | 4.07% | 14.15% | 0.5099% | 16.26% | 97.87% | 31.22% | 77.9% | 22.66% | 100% | 50.5% | 99.14% | 44.66% | 100% | 74.85% | 100% | 72.11% | Suburb Large | 1812.5314 | East North Central
53218 | 1 | Milwaukee | Milwaukee, WI | WI | 2013 | 13483 | 1945763.9765 | 123713.1 | 152607600 | 13210 | 1295022.0322 | 12977 | 469613.1259 | 10154 | 356199.1159 | 63407.5 | 76869500 | 203 | 208516.2133 | 203 | 145389.3103 | 203 | 138743.8681 | 17324.1 | 21581500 | 70 | 442225.731 | 70 | 380385.2592 | 70 | 373643.0186 | 42981.5 | 54156600 | 144.3124 | 97.98% | 66.56% | 1.506% | 10.72% | 0.5192% | 22.73% | 98.24% | 36.26% | 76.87% | 27.51% | 100% | 69.73% | 100% | 66.54% | 100% | 86.02% | 100% | 84.49% | City Large | 6737.6088 | East North Central
53219 | 1 | Milwaukee | Milwaukee, WI | WI | 2013 | 14380 | 1966133.9299 | 122414.4 | 150758500 | 14145 | 1393455.4934 | 13988 | 530096.5802 | 11441 | 399030.6986 | 71632.6 | 87250700 | 183 | 182638.0818 | 183 | 127249.8261 | 183 | 121198.0431 | 15285.6 | 18957700 | 52 | 390040.3546 | 52 | 301924.759 | 52 | 292978.7801 | 35496.2 | 44550100 | 136.727 | 98.37% | 70.87% | 1.273% | 9.289% | 0.3616% | 19.84% | 98.89% | 38.04% | 80.88% | 28.64% | 100% | 69.67% | 100% | 66.36% | 100% | 77.41% | 100% | 75.11% | City Large | 6568.872 | East North Central
53220 | 1 | Milwaukee | 0 | WI | 2013 | 8921 | 1658202.8304 | 102067.6 | 123534200 | 8498 | 1083383.632 | 8365 | 403927.0784 | 6733 | 311348.8212 | 53978.4 | 64218400 | 380 | 319297.0464 | 380 | 179737.4203 | 380 | 166939.8391 | 24777.5 | 30027400 | 43 | 255522.152 | 43 | 203171.009 | 43 | 197106.2678 | 23311.7 | 29288400 | 185.8763 | 95.26% | 65.33% | 4.26% | 19.26% | 0.482% | 15.41% | 98.43% | 37.28% | 79.23% | 28.74% | 100% | 56.29% | 100% | 52.28% | 100% | 79.51% | 100% | 77.14% | Suburb Large | 4673.1677 | East North Central
53221 | 1 | Milwaukee | Milwaukee, WI | WI | 2013 | 12723 | 2376264.7563 | 156880.9 | 191252000 | 12138 | 1504242.8839 | 11991 | 596941.6169 | 9759 | 464346.9599 | 81009.2 | 96873700 | 508 | 440907.567 | 508 | 267459.7232 | 508 | 250011.2399 | 34421.9 | 42245000 | 77 | 431114.3054 | 77 | 363565.8782 | 77 | 356032.384 | 41449.8 | 52133300 | 186.7692 | 95.4% | 63.3% | 3.993% | 18.55% | 0.6052% | 18.14% | 98.79% | 39.68% | 80.4% | 30.87% | 100% | 60.66% | 100% | 56.7% | 100% | 84.33% | 100% | 82.58% | City Large | 3819.3527 | East North Central
53222 | 1 | Milwaukee | Milwaukee, WI | WI | 2013 | 10569 | 2076616.7425 | 145847 | 179981700 | 10331 | 1123395.1867 | 10187 | 400445.4971 | 7907 | 299417.0525 | 52981.4 | 63269900 | 175 | 164405.5744 | 175 | 115434.4455 | 175 | 109648.3505 | 13612.4 | 16937200 | 63 | 788815.9814 | 63 | 696311.1369 | 63 | 686314.3731 | 79253.2 | 99774600 | 196.4819 | 97.75% | 54.1% | 1.656% | 7.917% | 0.5961% | 37.99% | 98.61% | 35.65% | 76.54% | 26.65% | 100% | 70.21% | 100% | 66.69% | 100% | 88.27% | 100% | 87.01% | City Large | 4277.0695 | East North Central
53223 | 1 | Milwaukee | 0 | WI | 2013 | 8487 | 2901723.4944 | 215583.1 | 267080400 | 7811 | 1111474.0999 | 7609 | 385555.5145 | 6000 | 296268.787 | 50936.7 | 61111300 | 498 | 496983.1798 | 498 | 310730.7765 | 496 | 292836.3414 | 40285.4 | 49259100 | 178 | 1293266.2147 | 178 | 1093015.241 | 178 | 1073280.7978 | 124361 | 156710000 | 341.9021 | 92.03% | 38.3% | 5.868% | 17.13% | 2.097% | 44.57% | 97.41% | 34.69% | 76.81% | 26.66% | 100% | 62.52% | 99.6% | 58.92% | 100% | 84.52% | 100% | 82.99% | City Large | 2851.0374 | East North Central
53224 | 1 | Milwaukee | Milwaukee, WI | WI | 2013 | 5267 | 1694773.5858 | 125117.9 | 154614400 | 4816 | 728497.3133 | 4763 | 284849.6003 | 4232 | 226744.0201 | 39347.1 | 47305700 | 333 | 294116.1335 | 333 | 173065.2346 | 314 | 161900.1597 | 22217 | 27284900 | 118 | 672160.139 | 118 | 556450.6623 | 118 | 545097.478 | 63553.8 | 80023800 | 321.7721 | 91.44% | 42.98% | 6.322% | 17.35% | 2.24% | 39.66% | 98.9% | 39.1% | 87.87% | 31.12% | 100% | 58.84% | 94.29% | 55.05% | 100% | 82.79% | 100% | 81.1% | City Large | 2209.7917 | East North Central
53225 | 1 | Milwaukee | Milwaukee, WI | WI | 2013 | 6871 | 1605355.3787 | 110425 | 135837500 | 6470 | 825016.2012 | 6346 | 307365.7867 | 5171 | 237278.1029 | 40830.7 | 49345500 | 331 | 334366.0223 | 331 | 213113.2422 | 330 | 202473.0486 | 27074.2 | 33222100 | 70 | 445973.1551 | 70 | 366659.2813 | 70 | 358568.7507 | 42520.1 | 53269900 | 233.6422 | 94.16% | 51.39% | 4.817% | 20.83% | 1.019% | 27.78% | 98.08% | 37.26% | 79.92% | 28.76% | 100% | 63.74% | 99.7% | 60.55% | 100% | 82.22% | 100% | 80.4% | City Large | 3905.7495 | East North Central
53226 | 1 | Milwaukee | 0 | WI | 2013 | 7253 | 1697530.5437 | 105229.4 | 129896200 | 6979 | 878352.6601 | 6795 | 285822.5049 | 5143 | 211151.6076 | 36903.3 | 44366600 | 198 | 207539.7632 | 198 | 134383.4004 | 197 | 126448.8881 | 15938.6 | 19820100 | 76 | 611638.1205 | 76 | 458513.9278 | 76 | 441768.455 | 52387.5 | 65709500 | 234.0453 | 96.22% | 51.74% | 2.73% | 12.23% | 1.048% | 36.03% | 97.36% | 32.54% | 73.69% | 24.04% | 100% | 64.75% | 99.49% | 60.93% | 100% | 74.96% | 100% | 72.23% | Suburb Large | 2640.1156 | East North Central
53227 | 1 | Milwaukee | 0 | WI | 2013 | 8179 | 1628814.0275 | 108761.4 | 133838900 | 7825 | 921049.583 | 7683 | 346563.4099 | 6190 | 265134.0704 | 46460.4 | 56181900 | 276 | 291428.733 | 276 | 193704.2034 | 276 | 184523.8644 | 24536.7 | 30063700 | 78 | 416335.7115 | 78 | 330991.687 | 78 | 322783.3132 | 37764.3 | 47593300 | 199.1459 | 95.67% | 56.55% | 3.374% | 17.89% | 0.9537% | 25.56% | 98.19% | 37.63% | 79.11% | 28.79% | 100% | 66.47% | 100% | 63.32% | 100% | 79.5% | 100% | 77.53% | City Small | 4475.289 | East North Central
53228 | 1 | Milwaukee | 0 | WI | 2013 | 5298 | 1094653.5345 | 65853.8 | 79737600 | 5096 | 792287.5639 | 5014 | 289231.5728 | 4151 | 226461.0816 | 40429.6 | 48513200 | 174 | 158804.2585 | 174 | 93837.7849 | 173 | 87760.889 | 12472 | 15157700 | 28 | 143561.7121 | 28 | 107766.376 | 28 | 104068.3071 | 12952.2 | 16066700 | 206.6164 | 96.19% | 72.38% | 3.284% | 14.51% | 0.5285% | 13.11% | 98.39% | 36.51% | 81.46% | 28.58% | 100% | 59.09% | 99.43% | 55.26% | 100% | 75.07% | 100% | 72.49% | Suburb Large | 2693.4272 | East North Central
53233 | 1 | Milwaukee | Milwaukee, WI | WI | 2013 | 1011 | 786604.8572 | 57277.22 | 71603320 | 717 | 104246.3209 | 714 | 46339.9044 | 617 | 38309.9857 | 5914.82 | 7175620 | 216 | 207837.3133 | 216 | 130688.438 | 216 | 123569.9509 | 15343.8 | 19074600 | 78 | 474521.223 | 78 | 320989.4346 | 78 | 306328.4335 | 36018.6 | 45353100 | 778.0463 | 70.92% | 13.25% | 21.36% | 26.42% | 7.715% | 60.33% | 99.58% | 44.45% | 86.05% | 36.75% | 100% | 62.88% | 100% | 59.46% | 100% | 67.64% | 100% | 64.56% | City Large | 8808.1666 | East North Central
53235 | 1 | Milwaukee | 0 | WI | 2013 | 3231 | 575326.2025 | 38827.2 | 47461000 | 3083 | 304497.8922 | 3030 | 112338.7497 | 2331 | 84869.983 | 15145.6 | 17954400 | 125 | 121963.2063 | 125 | 77354.3525 | 125 | 73363.8822 | 9874.6 | 12115000 | 23 | 148865.1041 | 23 | 119729.5623 | 23 | 116856.9509 | 13807 | 17391600 | 178.0644 | 95.42% | 52.93% | 3.869% | 21.2% | 0.7119% | 25.87% | 98.28% | 36.89% | 75.61% | 27.87% | 100% | 63.42% | 100% | 60.15% | 100% | 80.43% | 100% | 78.5% | Suburb Large | 3128.07 | East North Central
53527 | 0.0060762 | Madison | 0 | WI | 2010 | 10 | 2027.147 | 124.3014 | 153469.7 | 9 | 1436.1304 | 7 | 594.3132 | 5 | 530.863 | 87.0564 | 106407 | 1 | 591.0166 | 1 | 268.0089 | 1 | 207.8036 | 37.245 | 47062.7 | 0 | 0 | 0 | 0 | 0 | 0 | 0 | 0 | 202.7147 | 90% | 70.84% | 10% | 29.16% | 0% | 0% | 77.78% | 41.38% | 55.56% | 36.96% | 100% | 45.35% | 100% | 35.16% | #DIV/0! | #DIV/0! | #DIV/0! | #DIV/0! | Suburb Large | 266.5665 | East North Central
53532 | 0.019073 | Madison | 0 | WI | 2010 | 41 | 39601.2506 | 3578.014 | 4526050 | 25 | 4413.8411 | 25 | 1854.2439 | 23 | 1526.591 | 252.894 | 306780 | 11 | 17128.3092 | 11 | 14059.4755 | 11 | 13669.6349 | 1538.13 | 1950920 | 5 | 18059.1003 | 5 | 16085.7697 | 5 | 15955.2945 | 1786.99 | 2268350 | 965.8842 | 60.98% | 11.15% | 26.83% | 43.25% | 12.2% | 45.6% | 100% | 42.01% | 92% | 34.59% | 100% | 82.08% | 100% | 79.81% | 100% | 89.07% | 100% | 88.35% | Town Fringe | 279.4024 | East North Central
53558 | 0.47887 | Madison | 0 | WI | 2010 | 3446 | 891209.8879 | 54340.82 | 66445100 | 3242 | 618988.5889 | 3201 | 226163.9262 | 2770 | 175328.6126 | 30699.9 | 37047000 | 183 | 166290.4033 | 183 | 109411.3144 | 183 | 102847.0408 | 13915.2 | 17107500 | 21 | 105930.8957 | 21 | 87133.1545 | 21 | 84344.1176 | 9725.72 | 12290600 | 258.6216 | 94.08% | 69.45% | 5.311% | 18.66% | 0.6094% | 11.89% | 98.74% | 36.54% | 85.44% | 28.33% | 100% | 65.8% | 100% | 61.85% | 100% | 82.25% | 100% | 79.62% | Suburb Large | 523.6151 | East North Central
53562 | 0.73522 | Madison | 0 | WI | 2010 | 7073 | 2632383.9426 | 180179 | 222551500 | 6287 | 1302640.1081 | 6181 | 483504.0777 | 5451 | 378755.056 | 67477 | 81923300 | 672 | 621179.8735 | 672 | 361225.5268 | 670 | 334378.8352 | 47142 | 57973400 | 114 | 708563.961 | 114 | 570708.1445 | 114 | 556984.2942 | 65560 | 82654800 | 372.1736 | 88.89% | 49.49% | 9.501% | 23.6% | 1.612% | 26.92% | 98.31% | 37.12% | 86.7% | 29.08% | 100% | 58.15% | 99.7% | 53.83% | 100% | 80.54% | 100% | 78.61% | Suburb Large | 613.6599 | East North Central
53575 | 0.016097 | Madison | 0 | WI | 2010 | 70 | 11806.8003 | 506.9586 | 612296.1 | 68 | 10687.5354 | 63 | 3166.5868 | 45 | 2389.0007 | 425.069 | 512874 | 2 | 1119.2649 | 2 | 539.0739 | 2 | 481.5876 | 81.8896 | 99422.1 | 0 | 0 | 0 | 0 | 0 | 0 | 0 | 0 | 168.6686 | 97.14% | 90.52% | 2.857% | 9.48% | 0% | 0% | 92.65% | 29.63% | 66.18% | 22.35% | 100% | 48.16% | 100% | 43.03% | #DIV/0! | #DIV/0! | #DIV/0! | #DIV/0! | Town Fringe | 301.2956 | East North Central
53589 | 0.0015007 | Madison | 0 | WI | 2010 | 1 | 174.2171 | 9.5971 | 12607.7 | 1 | 174.2171 | 1 | 71.5831 | 1 | 53.8373 | 9.5971 | 12607.7 | 0 | 0 | 0 | 0 | 0 | 0 | 0 | 0 | 0 | 0 | 0 | 0 | 0 | 0 | 0 | 0 | 174.2171 | 100% | 100% | 0% | 0% | 0% | 0% | 100% | 41.09% | 100% | 30.9% | #DIV/0! | #DIV/0! | #DIV/0! | #DIV/0! | #DIV/0! | #DIV/0! | #DIV/0! | #DIV/0! | Suburb Large | 226.2107 | East North Central
53590 | 0.067291 | Madison | 0 | WI | 2010 | 579 | 202469.8272 | 15474.83 | 18826430 | 503 | 103135.7837 | 497 | 45671.5133 | 478 | 37883.9952 | 6820.24 | 8172270 | 68 | 60644.936 | 68 | 37367.8452 | 68 | 34665.1553 | 5075.85 | 6134680 | 8 | 38689.1075 | 8 | 31221.8519 | 8 | 30273.5773 | 3578.74 | 4519480 | 349.6888 | 86.87% | 50.94% | 11.74% | 29.95% | 1.382% | 19.11% | 98.81% | 44.28% | 95.03% | 36.73% | 100% | 61.62% | 100% | 57.16% | 100% | 80.7% | 100% | 78.25% | Suburb Large | 516.3226 | East North Central
53593 | 0.14216 | Madison | 0 | WI | 2010 | 2620 | 797838.6785 | 54530.42 | 65954800 | 2428 | 539059.2188 | 2409 | 227204.0661 | 2297 | 182834.2389 | 33633.8 | 40319500 | 170 | 133551.8692 | 170 | 67952.2359 | 170 | 60135.6828 | 9924.12 | 11981300 | 22 | 125227.5906 | 22 | 91260.0069 | 22 | 87101.4919 | 10972.5 | 13654000 | 304.5186 | 92.67% | 67.56% | 6.489% | 16.74% | 0.8397% | 15.7% | 99.22% | 42.15% | 94.6% | 33.92% | 100% | 50.88% | 100% | 45.03% | 100% | 72.88% | 100% | 69.55% | Suburb Large | 337.3355 | East North Central
53597 | 0.3126 | Madison | 0 | WI | 2010 | 1718 | 499595.0844 | 31827.33 | 38529660 | 1553 | 345792.4805 | 1519 | 134774.1264 | 1337 | 108171.6613 | 19736.8 | 23830200 | 153 | 110140.481 | 153 | 57207.8868 | 153 | 51213.8954 | 8474.63 | 10275200 | 12 | 43662.1229 | 12 | 24772.4526 | 12 | 23385.0061 | 3615.9 | 4424260 | 290.8004 | 90.4% | 69.21% | 8.906% | 22.05% | 0.6985% | 8.74% | 97.81% | 38.98% | 86.09% | 31.28% | 100% | 51.94% | 100% | 46.5% | 100% | 56.74% | 100% | 53.56% | Suburb Large | 335.9261 | East North Central
53703 | 1 | Madison | 0 | WI | 2010 | 3563 | 1152847.4074 | 67775.8 | 85392800 | 3213 | 394859.8788 | 3160 | 123099.4521 | 2264 | 89582.1199 | 14825.4 | 18548900 | 272 | 288080.2568 | 272 | 166416.261 | 272 | 153681.4513 | 18865.5 | 23805100 | 78 | 469907.2719 | 78 | 297768.5088 | 78 | 281411.2551 | 34084.9 | 43038800 | 323.5609 | 90.18% | 34.25% | 7.634% | 24.99% | 2.189% | 40.76% | 98.35% | 31.18% | 70.46% | 22.69% | 100% | 57.77% | 100% | 53.35% | 100% | 63.37% | 100% | 59.89% | #N/A | 6101.2951 | East North Central
53704 | 0.99851 | Madison | 0 | WI | 2010 | 14775 | 3692782.2555 | 235871.7 | 292749400 | 13854 | 1865721.5095 | 13538 | 637463.7178 | 10294 | 477968.3173 | 82927.8 | 101130000 | 775 | 764304.767 | 775 | 455203.2405 | 775 | 420000.2531 | 57114.5 | 70525400 | 146 | 1062755.9791 | 146 | 852681.6098 | 146 | 826870.4451 | 95829.4 | 121094000 | 249.9345 | 93.77% | 50.52% | 5.245% | 20.7% | 0.9882% | 28.78% | 97.72% | 34.17% | 74.3% | 25.62% | 100% | 59.56% | 100% | 54.95% | 100% | 80.23% | 100% | 77.8% | City Midsize | 1549.697 | East North Central
53705 | 1 | Madison | 0 | WI | 2010 | 6903 | 1555174.7714 | 69853.5 | 86139500 | 6595 | 1067436.9761 | 6375 | 282217.3077 | 4406 | 202221.9117 | 34007.4 | 41847200 | 253 | 229976.9844 | 253 | 119885.2109 | 252 | 109309.8108 | 15818.6 | 19363200 | 55 | 257760.8108 | 55 | 171081.5657 | 55 | 161294.4181 | 20027.5 | 24929100 | 225.2897 | 95.54% | 68.64% | 3.665% | 14.79% | 0.7968% | 16.57% | 96.66% | 26.44% | 66.81% | 18.94% | 100% | 52.13% | 99.6% | 47.53% | 100% | 66.37% | 100% | 62.58% | City Midsize | 2530.7481 | East North Central
53706 | 1 | Madison | 0 | WI | 2010 | 146 | 367640.932 | 25158.197 | 30924903 | 41 | 9118.9166 | 37 | 4517.5716 | 32 | 4263.3428 | 580.607 | 707893 | 64 | 76044.0521 | 64 | 40268.4257 | 64 | 37094.673 | 5372.89 | 6523810 | 41 | 282477.9632 | 41 | 157864.6885 | 41 | 147218.4478 | 19204.7 | 23693200 | 2518.0886 | 28.08% | 2.48% | 43.84% | 20.68% | 28.08% | 76.84% | 90.24% | 49.54% | 78.05% | 46.75% | 100% | 52.95% | 100% | 48.78% | 100% | 55.89% | 100% | 52.12% | #N/A | 2059.4692 | East North Central
53711 | 0.79707 | Madison | 0 | WI | 2010 | 14144 | 3225991.5997 | 169719.3 | 207710700 | 13517 | 2373529.812 | 13250 | 772414.9182 | 10582 | 582368.6002 | 102517 | 124681000 | 562 | 499172.9757 | 562 | 268303.3718 | 562 | 243681.0474 | 36541.2 | 44499100 | 65 | 353288.812 | 65 | 265399.2021 | 65 | 255140.5218 | 30661.1 | 38530600 | 228.082 | 95.57% | 73.58% | 3.973% | 15.47% | 0.4596% | 10.95% | 98.02% | 32.54% | 78.29% | 24.54% | 100% | 53.75% | 100% | 48.82% | 100% | 75.12% | 100% | 72.22% | City Midsize | 1702.2784 | East North Central
53713 | 1 | Madison | 0 | WI | 2010 | 4335 | 1858262.9736 | 134822.9 | 167785400 | 3566 | 605523.5934 | 3453 | 209964.5245 | 2658 | 164128.0539 | 26833.5 | 32687100 | 662 | 692354.4481 | 662 | 452755.9686 | 661 | 430030.5397 | 55917 | 69280000 | 107 | 560384.932 | 107 | 462486.6627 | 107 | 450612.3524 | 52072.4 | 65818300 | 428.665 | 82.26% | 32.59% | 15.27% | 37.26% | 2.468% | 30.16% | 96.83% | 34.67% | 74.54% | 27.11% | 100% | 65.39% | 99.85% | 62.11% | 100% | 82.53% | 100% | 80.41% | City Midsize | 1820.2194 | East North Central
53714 | 1 | Madison | 0 | WI | 2010 | 6211 | 1334161.2648 | 83213.6 | 103233100 | 5921 | 786103.6202 | 5748 | 269761.4111 | 4461 | 204595.6858 | 34855.1 | 42495100 | 236 | 235371.9818 | 236 | 155496.5475 | 236 | 148117.4134 | 19016.9 | 23648700 | 54 | 312685.6627 | 54 | 261526.5965 | 54 | 255651.8499 | 29341.6 | 37089300 | 214.8062 | 95.33% | 58.92% | 3.8% | 17.64% | 0.8694% | 23.44% | 97.08% | 34.32% | 75.34% | 26.03% | 100% | 66.06% | 100% | 62.93% | 100% | 83.64% | 100% | 81.76% | City Midsize | 3272.703 | East North Central
53715 | 1 | Madison | 0 | WI | 2010 | 2186 | 517793.3782 | 28954.31 | 35901700 | 2034 | 232468.3589 | 1987 | 79636.8692 | 1376 | 58284.9588 | 9616.62 | 11750700 | 126 | 123660.0136 | 126 | 72539.9556 | 126 | 66730.6048 | 8740.09 | 10817600 | 26 | 161665.0057 | 26 | 96490.6096 | 26 | 90164.7163 | 10597.6 | 13333400 | 236.868 | 93.05% | 44.9% | 5.764% | 23.88% | 1.189% | 31.22% | 97.69% | 34.26% | 67.65% | 25.07% | 100% | 58.66% | 100% | 53.96% | 100% | 59.69% | 100% | 55.77% | City Midsize | 4973.8518 | East North Central
53716 | 1 | Madison | 0 | WI | 2010 | 7929 | 1861727.4244 | 109815.4 | 135751000 | 7609 | 1184235.5764 | 7375 | 371135.7927 | 5570 | 276620.4921 | 47141 | 57137600 | 253 | 259980.8165 | 253 | 179832.8247 | 252 | 170756.666 | 21963.4 | 27225400 | 67 | 417511.0315 | 67 | 360373.7241 | 67 | 354054.465 | 40711 | 51388000 | 234.7998 | 95.96% | 63.61% | 3.191% | 13.96% | 0.845% | 22.43% | 96.92% | 31.34% | 73.2% | 23.36% | 100% | 69.17% | 99.6% | 65.68% | 100% | 86.31% | 100% | 84.8% | City Midsize | 1990.524 | East North Central
53717 | 1 | Madison | 0 | WI | 2010 | 2846 | 1109052.9289 | 75420.1 | 92281400 | 2468 | 582578.0355 | 2468 | 226826.7575 | 2407 | 179169.3397 | 32973 | 39898000 | 338 | 291607.2187 | 338 | 154692.3547 | 338 | 139362.8748 | 21486.2 | 26162300 | 40 | 234867.6747 | 40 | 177180.0094 | 40 | 170125.9661 | 20960.9 | 26221100 | 389.6883 | 86.72% | 52.53% | 11.88% | 26.29% | 1.405% | 21.18% | 100% | 38.93% | 97.53% | 30.75% | 100% | 53.05% | 100% | 47.79% | 100% | 75.44% | 100% | 72.43% | City Midsize | 2834.4347 | East North Central
53718 | 0.92458 | Madison | 0 | WI | 2010 | 3426 | 1427396.2961 | 113059.5 | 139359400 | 2983 | 575990.2293 | 2960 | 249105.7447 | 2769 | 204045.3125 | 36482.9 | 43690200 | 352 | 364698.9128 | 352 | 234558.4228 | 352 | 220665.0674 | 30311.6 | 37248400 | 91 | 486707.1541 | 91 | 409722.9571 | 91 | 401513.8906 | 46265 | 58420800 | 416.6364 | 87.07% | 40.35% | 10.27% | 25.55% | 2.656% | 34.1% | 99.23% | 43.25% | 92.83% | 35.43% | 100% | 64.32% | 100% | 60.51% | 100% | 84.18% | 100% | 82.5% | Suburb Large | 737.6755 | East North Central
53719 | 0.99705 | Madison | 0 | WI | 2010 | 6790 | 2398671.0743 | 176194.3 | 215993000 | 6019 | 1146199.9651 | 6009 | 476863.9487 | 5853 | 378573.0761 | 68456.9 | 82389900 | 689 | 623703.8155 | 689 | 355504.7964 | 689 | 325472.9777 | 48622.3 | 59187600 | 82 | 628767.2937 | 82 | 517510.8715 | 82 | 503503.9058 | 59115.1 | 74415500 | 353.2653 | 88.65% | 47.78% | 10.15% | 26% | 1.208% | 26.21% | 99.83% | 41.6% | 97.24% | 33.03% | 100% | 57% | 100% | 52.18% | 100% | 82.31% | 100% | 80.08% | Suburb Large | 2423.1964 | East North Central
53726 | 1 | Madison | 0 | WI | 2010 | 1203 | 220551.9881 | 11565.13 | 14264400 | 1168 | 136952.2408 | 1134 | 38919.7227 | 802 | 27426.2167 | 4971.71 | 6057890 | 23 | 22501.7368 | 23 | 12829.4998 | 22 | 11837.5464 | 1620.23 | 1974780 | 12 | 61098.0106 | 12 | 42094.2044 | 12 | 40462.5075 | 4973.19 | 6231730 | 183.335 | 97.09% | 62.1% | 1.912% | 10.2% | 0.9975% | 27.7% | 97.09% | 28.42% | 68.66% | 20.03% | 100% | 57.02% | 95.65% | 52.61% | 100% | 68.9% | 100% | 66.23% | City Midsize | 7716.4666 | East North Central
53792 | 1 | Madison | 0 | WI | 2010 | 3 | 95582.7356 | 5726.078 | 7216732.6 | 1 | 319.1976 | 1 | 237.0682 | 1 | 234.0682 | 37.328 | 42022.6 | 0 | 0 | 0 | 0 | 0 | 0 | 0 | 0 | 2 | 95263.538 | 2 | 51035.6556 | 2 | 48325.1986 | 5688.75 | 7174710 | 31860.9119 | 33.33% | 0.3339% | 0% | 0% | 66.67% | 99.67% | 100% | 74.27% | 100% | 73.33% | #DIV/0! | #DIV/0! | #DIV/0! | #DIV/0! | 100% | 53.57% | 100% | 50.73% | City Midsize | 2948.8987 | East North Central
55014 | 0.63869 | Minneapolis | 0 | MN | 2012 | 8328 | 1798923.7939 | 96022.5 | 101520900 | 8041 | 1243000.9541 | 7759 | 368511.0026 | 5686 | 262722.778 | 48120.2 | 49953400 | 235 | 218406.4523 | 235 | 124068.8019 | 233 | 114079.2921 | 16464.5 | 17463100 | 52 | 337516.3875 | 52 | 281803.9164 | 52 | 275339.2325 | 31437.8 | 34104400 | 216.0091 | 96.55% | 69.1% | 2.822% | 12.14% | 0.6244% | 18.76% | 96.49% | 29.65% | 70.71% | 21.14% | 100% | 56.81% | 99.15% | 52.23% | 100% | 83.49% | 100% | 81.58% | Suburb Large | 893.0683 | West North Central
55016 | 0.75235 | Minneapolis | 0 | MN | 2012 | 11626 | 2549812.0702 | 140622.4 | 157093000 | 11233 | 1847100.9691 | 11068 | 633528.1361 | 9618 | 470910.0106 | 85231.7 | 94281000 | 351 | 303885.535 | 351 | 167187.3457 | 348 | 153047.1 | 23115.5 | 25804300 | 42 | 398825.5662 | 42 | 288082.6056 | 42 | 274979.4384 | 32275.2 | 37007700 | 219.3198 | 96.62% | 72.44% | 3.019% | 11.92% | 0.3613% | 15.64% | 98.53% | 34.3% | 85.62% | 25.49% | 100% | 55.02% | 99.15% | 50.36% | 100% | 72.23% | 100% | 68.95% | Suburb Large | 944.1079 | West North Central
55024 | 0.12235 | Minneapolis | 0 | MN | 2012 | 4925 | 992142.6927 | 56998.29 | 67746250 | 4786 | 839641.8453 | 4745 | 316242.9756 | 4363 | 243475.9819 | 44279 | 52550600 | 134 | 111410.8388 | 134 | 57006.4103 | 134 | 52056.0188 | 9044.5 | 10660600 | 5 | 41090.0086 | 5 | 33213.7533 | 5 | 32373.3837 | 3674.79 | 4535050 | 201.4503 | 97.18% | 84.63% | 2.721% | 11.23% | 0.1015% | 4.142% | 99.14% | 37.66% | 91.16% | 29% | 100% | 51.17% | 100% | 46.72% | 100% | 80.83% | 100% | 78.79% | Suburb Large | 354.1546 | West North Central
55038 | 0.35527 | Minneapolis | 0 | MN | 2012 | 4882 | 1206251.8272 | 70829.2 | 74298000 | 4628 | 898978.3779 | 4567 | 324819.3645 | 4135 | 245981.3359 | 45177.7 | 47035500 | 231 | 182922.5191 | 231 | 100186.1509 | 231 | 91151.5703 | 14030.6 | 14655600 | 23 | 124350.9302 | 23 | 102911.5424 | 23 | 100829.6699 | 11620.9 | 12606900 | 247.0815 | 94.8% | 74.53% | 4.732% | 15.16% | 0.4711% | 10.31% | 98.68% | 36.13% | 89.35% | 27.36% | 100% | 54.77% | 100% | 49.83% | 100% | 82.76% | 100% | 81.08% | Rural Fringe | 411.8184 | West North Central
55042 | 0.40259 | Minneapolis | 0 | MN | 2012 | 1745 | 533183.7812 | 29493.58 | 33004360 | 1654 | 349032.4452 | 1603 | 107844.7986 | 1305 | 80418.6166 | 14878.3 | 16546600 | 73 | 68062.5352 | 73 | 38313.7441 | 72 | 35143.2392 | 4994.45 | 5617660 | 18 | 116088.8008 | 18 | 83276.6638 | 18 | 78810.6063 | 9620.83 | 10840100 | 305.5494 | 94.79% | 65.46% | 4.183% | 12.77% | 1.032% | 21.77% | 96.92% | 30.9% | 78.9% | 23.04% | 100% | 56.29% | 98.63% | 51.63% | 100% | 71.74% | 100% | 67.89% | Town Fringe | 360.4047 | West North Central
55044 | 0.18419 | Minneapolis | 0 | MN | 2012 | 7512 | 1836289.2178 | 100902.8 | 115117100 | 7226 | 1457516.1398 | 7159 | 496393.9524 | 6456 | 372429.0868 | 69724.6 | 78930900 | 257 | 198256.673 | 257 | 101650.5786 | 256 | 91395.122 | 14503.1 | 16544700 | 29 | 180516.405 | 29 | 147276.911 | 29 | 143512.4492 | 16675.1 | 19641500 | 244.4474 | 96.19% | 79.37% | 3.421% | 10.8% | 0.386% | 9.83% | 99.07% | 34.06% | 89.34% | 25.55% | 100% | 51.27% | 99.61% | 46.1% | 100% | 81.59% | 100% | 79.5% | Suburb Large | 723.2993 | West North Central
55055 | 1 | Minneapolis | 0 | MN | 2012 | 1600 | 369937.0811 | 20875.44 | 23536530 | 1509 | 206068.4964 | 1419 | 55931.0896 | 919 | 40573.5749 | 6958.46 | 7761940 | 79 | 68181.8441 | 79 | 41593.9129 | 77 | 39021.0861 | 5025.8 | 5651590 | 12 | 95686.7405 | 12 | 75038.0597 | 12 | 73712.8229 | 8891.18 | 10123000 | 231.2107 | 94.31% | 55.7% | 4.938% | 18.43% | 0.75% | 25.87% | 94.04% | 27.14% | 60.9% | 19.69% | 100% | 61% | 97.47% | 57.23% | 100% | 78.42% | 100% | 77.04% | Suburb Large | 950.6263 | West North Central
55068 | 0.69616 | Minneapolis | 0 | MN | 2012 | 9292 | 2451587.8482 | 141466.6 | 170164300 | 8729 | 1577794.7175 | 8581 | 563176.3936 | 7568 | 430885.8825 | 78275.1 | 93589400 | 507 | 399443.3891 | 507 | 219553.2231 | 506 | 198997.9745 | 29082.4 | 34879300 | 56 | 474349.7415 | 56 | 293483.1458 | 56 | 279357.9865 | 34109.1 | 41695600 | 263.8386 | 93.94% | 64.36% | 5.456% | 16.29% | 0.6027% | 19.35% | 98.3% | 35.69% | 86.7% | 27.31% | 100% | 54.96% | 99.8% | 49.82% | 100% | 61.87% | 100% | 58.89% | Suburb Large | 637.0984 | West North Central
55071 | 1 | Minneapolis | 0 | MN | 2012 | 2799 | 486483.6774 | 22797.47 | 25581890 | 2684 | 330839.2311 | 2518 | 95429.6745 | 1610 | 67124.5088 | 11360 | 12574600 | 109 | 95402.7734 | 109 | 64042.0519 | 109 | 60887.7086 | 7664.09 | 8663050 | 6 | 60241.6729 | 6 | 35319.7517 | 6 | 32933.9499 | 3773.38 | 4344240 | 173.8062 | 95.89% | 68.01% | 3.894% | 19.61% | 0.2144% | 12.38% | 93.82% | 28.84% | 59.99% | 20.29% | 100% | 67.13% | 100% | 63.82% | 100% | 58.63% | 100% | 54.67% | Suburb Large | 993.9183 | West North Central
55075 | 1 | Minneapolis | 0 | MN | 2012 | 8512 | 1405199.7132 | 74359.7 | 84146200 | 8291 | 922657.2121 | 8016 | 267587.7926 | 5543 | 185455.5983 | 32528.7 | 36628400 | 169 | 171569.4121 | 169 | 109179.6338 | 169 | 102899.8343 | 13220 | 14943600 | 52 | 310973.089 | 52 | 249661.0765 | 52 | 243058.9635 | 28611 | 32574200 | 165.0846 | 97.4% | 65.66% | 1.985% | 12.21% | 0.6109% | 22.13% | 96.68% | 29% | 66.86% | 20.1% | 100% | 63.64% | 100% | 59.98% | 100% | 80.28% | 100% | 78.16% | Suburb Large | 3398.8733 | West North Central
55076 | 1 | Minneapolis | 0 | MN | 2012 | 6907 | 1556886.551 | 82072.7 | 91829500 | 6420 | 1031350.2745 | 6204 | 335274.3191 | 4747 | 247058.4617 | 43792.4 | 48799400 | 455 | 332085.6278 | 455 | 169249.1466 | 455 | 150444.681 | 23164.3 | 25849400 | 32 | 193450.6487 | 32 | 130341.3403 | 31 | 122481.3097 | 15116 | 17180700 | 225.4071 | 92.95% | 66.24% | 6.588% | 21.33% | 0.4633% | 12.43% | 96.64% | 32.51% | 73.94% | 23.95% | 100% | 50.97% | 100% | 45.3% | 100% | 67.38% | 96.88% | 63.31% | Suburb Large | 1819.7698 | West North Central
55077 | 1 | Minneapolis | 0 | MN | 2012 | 4574 | 1278228.587 | 73842.5 | 89480200 | 4244 | 756767.2587 | 3984 | 239498.6523 | 3143 | 177607.8723 | 31768.1 | 38180800 | 278 | 255132.6081 | 278 | 154475.4498 | 276 | 144268.047 | 18785.9 | 22754700 | 52 | 266328.7202 | 52 | 204077.6791 | 52 | 197938.7892 | 23288.5 | 28544700 | 279.4553 | 92.79% | 59.2% | 6.078% | 19.96% | 1.137% | 20.84% | 93.87% | 31.65% | 74.06% | 23.47% | 100% | 60.55% | 99.28% | 56.55% | 100% | 76.63% | 100% | 74.32% | Suburb Large | 668.8604 | West North Central
55082 | 0.068306 | Minneapolis | 0 | MN | 2012 | 584 | 151844.445 | 8184.52 | 9161730 | 556 | 105448.7003 | 534 | 32012.0885 | 417 | 24562.207 | 4482.14 | 4988490 | 25 | 17737.3813 | 25 | 7151.0514 | 25 | 5730.7738 | 1045.97 | 1155050 | 3 | 28658.3634 | 3 | 22922.2969 | 3 | 22442.5841 | 2656.41 | 3018190 | 260.0076 | 95.21% | 69.45% | 4.281% | 11.68% | 0.5137% | 18.87% | 96.04% | 30.36% | 75% | 23.29% | 100% | 40.32% | 100% | 32.31% | 100% | 79.98% | 100% | 78.31% | Town Fringe | 424.7622 | West North Central
55090 | 1 | Minneapolis | 0 | MN | 2012 | 246 | 27794.7981 | 566.812 | 640434 | 243 | 25416.4565 | 207 | 4011.8153 | 78 | 2441.5401 | 410.451 | 461498 | 3 | 2378.3416 | 3 | 1360.6227 | 3 | 1237.8976 | 156.361 | 178936 | 0 | 0 | 0 | 0 | 0 | 0 | 0 | 0 | 112.987 | 98.78% | 91.44% | 1.22% | 8.557% | 0% | 0% | 85.19% | 15.78% | 32.1% | 9.606% | 100% | 57.21% | 100% | 52.05% | #DIV/0! | #DIV/0! | #DIV/0! | #DIV/0! | Rural Fringe | 1586.628 | West North Central
55101 | 1 | Minneapolis | St. Paul, MN | MN | 2007 | 163 | 553967.9184 | 39703.214 | 45761837 | 34 | 8352.491 | 34 | 4473.1182 | 34 | 3939.3715 | 436.734 | 501237 | 65 | 77483.8946 | 65 | 49573.0889 | 65 | 46468.5656 | 4647.28 | 5347300 | 64 | 468131.5328 | 64 | 279199.7353 | 64 | 265064.1575 | 34619.2 | 39913300 | 3398.5762 | 20.86% | 1.508% | 39.88% | 13.99% | 39.26% | 84.51% | 100% | 53.55% | 100% | 47.16% | 100% | 63.98% | 100% | 59.97% | 100% | 59.64% | 100% | 56.62% | City Large | 7430.0628 | West North Central
55102 | 1 | Minneapolis | St. Paul, MN | MN | 2012 | 5067 | 1148511.6255 | 61058.5 | 69510500 | 4788 | 533115.6781 | 4659 | 169558.3084 | 3120 | 112743.4501 | 18226.7 | 20391300 | 215 | 190437.1725 | 215 | 107841.4922 | 215 | 98988.5596 | 12150.4 | 13888500 | 64 | 424958.7748 | 64 | 273659.996 | 64 | 260063.2423 | 30681.4 | 35230700 | 226.665 | 94.49% | 46.42% | 4.243% | 16.58% | 1.263% | 37% | 97.31% | 31.81% | 65.16% | 21.15% | 100% | 56.63% | 100% | 51.98% | 100% | 64.4% | 100% | 61.2% | City Large | 5079.2921 | West North Central
55103 | 1 | Minneapolis | St. Paul, MN | MN | 2012 | 3095 | 662594.4505 | 40758.5 | 46260900 | 2907 | 315407.6409 | 2845 | 97429.8207 | 1805 | 65002.9376 | 10352.7 | 11491500 | 142 | 139045.7037 | 142 | 87290.147 | 142 | 82246.3568 | 10822.8 | 12280900 | 46 | 208141.1059 | 46 | 154247.5005 | 46 | 149619.0483 | 19583 | 22488500 | 214.0854 | 93.93% | 47.6% | 4.588% | 20.99% | 1.486% | 31.41% | 97.87% | 30.89% | 62.09% | 20.61% | 100% | 62.78% | 100% | 59.15% | 100% | 74.11% | 100% | 71.88% | City Large | 6366.9252 | West North Central
55104 | 1 | Minneapolis | St. Paul, MN | MN | 2012 | 13770 | 2414157.5715 | 128303.1 | 144748000 | 13313 | 1438369.79 | 12968 | 420613.7321 | 7967 | 264432.8813 | 46258 | 50770700 | 354 | 351684.9045 | 354 | 229862.6756 | 353 | 217476.0136 | 26859.2 | 30568700 | 103 | 624102.877 | 103 | 488113.0247 | 103 | 474236.6321 | 55185.9 | 63408600 | 175.3201 | 96.68% | 59.58% | 2.571% | 14.57% | 0.748% | 25.85% | 97.41% | 29.24% | 59.84% | 18.38% | 100% | 65.36% | 99.72% | 61.84% | 100% | 78.21% | 100% | 75.99% | City Large | 7019.2741 | West North Central
55105 | 1 | Minneapolis | St. Paul, MN | MN | 2012 | 9775 | 1370076.7766 | 57353.3 | 70800900 | 9556 | 1046838.4707 | 9227 | 292170.9236 | 5980 | 188195.4229 | 33095.8 | 40587000 | 186 | 172746.9068 | 186 | 109447.1228 | 186 | 103142.2459 | 12700.2 | 15788900 | 33 | 150491.3992 | 33 | 96487.5859 | 33 | 90868.5828 | 11557.3 | 14425000 | 140.1613 | 97.76% | 76.41% | 1.903% | 12.61% | 0.3376% | 10.98% | 96.56% | 27.91% | 62.58% | 17.98% | 100% | 63.36% | 100% | 59.71% | 100% | 64.12% | 100% | 60.38% | City Large | 7485.5487 | West North Central
55106 | 1 | Minneapolis | St. Paul, MN | MN | 2012 | 16313 | 2212919.092 | 99816.9 | 112616900 | 15990 | 1600463.355 | 15398 | 453724.3728 | 9381 | 292738.7152 | 50588.5 | 56149200 | 261 | 244412.6457 | 261 | 159363.4153 | 261 | 150445.869 | 18246.4 | 20853300 | 62 | 368043.0914 | 62 | 273774.4444 | 62 | 264677.6769 | 30982 | 35614400 | 135.6537 | 98.02% | 72.32% | 1.6% | 11.04% | 0.3801% | 16.63% | 96.3% | 28.35% | 58.67% | 18.29% | 100% | 65.2% | 100% | 61.55% | 100% | 74.39% | 100% | 71.91% | City Large | 5074.8998 | West North Central
55107 | 1 | Minneapolis | St. Paul, MN | MN | 2012 | 4748 | 992571.7507 | 60727.2 | 69480000 | 4538 | 457075.1502 | 4340 | 127539.5252 | 2613 | 82368.0842 | 14401.9 | 16168800 | 143 | 159200.1839 | 143 | 113647.7125 | 143 | 108411.4502 | 12642.6 | 14525300 | 67 | 376296.4166 | 67 | 296842.405 | 67 | 289581.6351 | 33682.7 | 38785900 | 209.0505 | 95.58% | 46.05% | 3.012% | 16.04% | 1.411% | 37.91% | 95.64% | 27.9% | 57.58% | 18.02% | 100% | 71.39% | 100% | 68.1% | 100% | 78.89% | 100% | 76.96% | City Large | 3345.9051 | West North Central
55108 | 1 | Minneapolis | 0 | MN | 2012 | 4533 | 1352054.0601 | 86364.7 | 98501300 | 4223 | 485937.5757 | 4008 | 126817.7731 | 2395 | 85199.3359 | 14273.8 | 16239500 | 204 | 206430.1135 | 204 | 124896.0378 | 204 | 117849.5771 | 15310.5 | 17306100 | 106 | 659686.3709 | 106 | 487781.4158 | 106 | 470851.5895 | 56780.4 | 64955700 | 298.2692 | 93.16% | 35.94% | 4.5% | 15.27% | 2.338% | 48.79% | 94.91% | 26.1% | 56.71% | 17.53% | 100% | 60.5% | 100% | 57.09% | 100% | 73.94% | 100% | 71.38% | City Large | 3570.4099 | West North Central
55109 | 1 | Minneapolis | 0 | MN | 2012 | 11329 | 2524111.9328 | 141371.8 | 160062200 | 10778 | 1486344.6004 | 10168 | 416669.1977 | 6932 | 297589.7898 | 52109.5 | 58297500 | 443 | 411137.2446 | 443 | 261517.4183 | 442 | 245760.7218 | 32280.5 | 36408300 | 108 | 626630.0878 | 108 | 500238.8525 | 108 | 486942.5287 | 56981.8 | 65356400 | 222.8009 | 95.14% | 58.89% | 3.91% | 16.29% | 0.9533% | 24.83% | 94.34% | 28.03% | 64.32% | 20.02% | 100% | 63.61% | 99.77% | 59.78% | 100% | 79.83% | 100% | 77.71% | Suburb Large | 2488.3568 | West North Central
55110 | 1 | Minneapolis | 0 | MN | 2012 | 15317 | 3519137.7669 | 177815.1 | 201325000 | 14548 | 2220326.7933 | 13579 | 559584.0412 | 9145 | 390132.2864 | 69515.8 | 77823000 | 633 | 524698.8534 | 632 | 287915.9918 | 627 | 261908.0708 | 37084.4 | 41619000 | 136 | 774112.1202 | 136 | 628535.046 | 136 | 613509.5516 | 71214.9 | 81883000 | 229.7537 | 94.98% | 63.09% | 4.133% | 14.91% | 0.8879% | 22% | 93.34% | 25.2% | 62.86% | 17.57% | 99.84% | 54.87% | 99.05% | 49.92% | 100% | 81.19% | 100% | 79.25% | Suburb Large | 1252.1128 | West North Central
55111 | 1 | Minneapolis | 0 | MN | 2012 | 170 | 398622.5979 | 34630.346 | 43751922 | 107 | 17260.9108 | 106 | 16402.8293 | 79 | 14952.8921 | 785.036 | 975382 | 43 | 47871.0968 | 43 | 27763.3499 | 43 | 25334.6792 | 4691.71 | 5920640 | 20 | 333490.5903 | 20 | 209797.5447 | 20 | 198014.2084 | 29153.6 | 36855900 | 2344.8388 | 62.94% | 4.33% | 25.29% | 12.01% | 11.76% | 83.66% | 99.07% | 95.03% | 73.83% | 86.63% | 100% | 58% | 100% | 52.92% | 100% | 62.91% | 100% | 59.38% | #N/A | 134.4299 | West North Central
55112 | 1 | Minneapolis | 0 | MN | 2012 | 13783 | 3799882.0581 | 208283.9 | 223645500 | 13014 | 2068287.9057 | 12480 | 525772.1848 | 8236 | 352216.1108 | 61463.1 | 64978900 | 590 | 505803.5077 | 590 | 297000.7268 | 588 | 275170.3776 | 35776.8 | 38283600 | 179 | 1225790.6448 | 179 | 988712.1075 | 179 | 962738.699 | 111044 | 120383000 | 275.6934 | 94.42% | 54.43% | 4.281% | 13.31% | 1.299% | 32.26% | 95.9% | 25.42% | 63.29% | 17.03% | 100% | 58.72% | 99.66% | 54.4% | 100% | 80.66% | 100% | 78.54% | Suburb Large | 2262.8192 | West North Central
55113 | 1 | Minneapolis | 0 | MN | 2012 | 12979 | 3971304.5587 | 231836.2 | 263915100 | 12214 | 1954529.2738 | 11623 | 484867.7303 | 7681 | 334475.361 | 49712.3 | 55870600 | 526 | 501505.0797 | 526 | 325397.3138 | 522 | 307264.1497 | 39877.9 | 45327500 | 239 | 1515270.2052 | 239 | 1234689.3308 | 239 | 1205819.7161 | 142246 | 162717000 | 305.9792 | 94.11% | 49.22% | 4.053% | 12.63% | 1.841% | 38.16% | 95.16% | 24.81% | 62.89% | 17.11% | 100% | 64.88% | 99.24% | 61.27% | 100% | 81.48% | 100% | 79.58% | Suburb Large | 2563.4234 | West North Central
55114 | 1 | Minneapolis | St. Paul, MN | MN | 2012 | 474 | 721008.1651 | 64125.68 | 81003000 | 308 | 41825.4761 | 299 | 14966.5827 | 190 | 11853.5606 | 1500.24 | 1909910 | 92 | 102934.8203 | 92 | 70005.452 | 91 | 66763.4395 | 7737.84 | 9733590 | 74 | 576247.8686 | 74 | 482942.5571 | 74 | 473270.275 | 54887.6 | 69359500 | 1521.1143 | 64.98% | 5.801% | 19.41% | 14.28% | 15.61% | 79.92% | 97.08% | 35.78% | 61.69% | 28.34% | 100% | 68.01% | 98.91% | 64.86% | 100% | 83.81% | 100% | 82.13% | City Large | 2292.4757 | West North Central
55115 | 0.97113 | Minneapolis | 0 | MN | 2012 | 3298 | 714348.4883 | 32611.36 | 36490410 | 3194 | 557808.3526 | 2954 | 149731.0278 | 2055 | 107261.1884 | 19674.5 | 21896500 | 87 | 68166.3355 | 87 | 37738.2392 | 87 | 34167.6421 | 4949.82 | 5489930 | 17 | 88373.8002 | 17 | 67076.3627 | 17 | 64971.8255 | 7987.04 | 9103980 | 216.6005 | 96.85% | 78.09% | 2.638% | 9.542% | 0.5155% | 12.37% | 92.49% | 26.84% | 64.34% | 19.23% | 100% | 55.36% | 100% | 50.12% | 100% | 75.9% | 100% | 73.52% | Rural Fringe | 902.5193 | West North Central
55116 | 1 | Minneapolis | St. Paul, MN | MN | 2012 | 8176 | 1459438.2077 | 74880.3 | 93786300 | 7968 | 882190.0371 | 7636 | 253292.7358 | 5037 | 175033.4498 | 30042.7 | 37459900 | 163 | 141386.3982 | 163 | 87321.6308 | 163 | 82421.7857 | 10057.4 | 12597900 | 45 | 435861.7725 | 45 | 309216.272 | 45 | 293705.8949 | 34780.2 | 43728500 | 178.5027 | 97.46% | 60.45% | 1.994% | 9.688% | 0.5504% | 29.87% | 95.83% | 28.71% | 63.22% | 19.84% | 100% | 61.76% | 100% | 58.3% | 100% | 70.94% | 100% | 67.39% | City Large | 3955.8841 | West North Central
55117 | 1 | Minneapolis | 0 | MN | 2012 | 12413 | 2349737.9984 | 128417.9 | 145134800 | 11904 | 1443604.9373 | 11422 | 414435.6287 | 7443 | 288898.1204 | 50476.2 | 56166200 | 425 | 398644.4821 | 425 | 255661.2696 | 424 | 242978.3525 | 31176.7 | 35230500 | 84 | 507488.579 | 84 | 411393.4983 | 84 | 402610.6793 | 46765 | 53738100 | 189.2965 | 95.9% | 61.44% | 3.424% | 16.97% | 0.6767% | 21.6% | 95.95% | 28.71% | 62.53% | 20.01% | 100% | 64.13% | 99.76% | 60.95% | 100% | 81.06% | 100% | 79.33% | Suburb Large | 3977.2688 | West North Central
55118 | 1 | Minneapolis | 0 | MN | 2012 | 9082 | 2146452.5553 | 111631.3 | 126602100 | 8515 | 1337267.9207 | 8243 | 385163.4974 | 6000 | 274534.2032 | 48195.8 | 54144600 | 490 | 411174.8497 | 490 | 226780.2784 | 488 | 206989.9187 | 28440.5 | 32253700 | 77 | 398009.7849 | 77 | 308102.9565 | 77 | 298591.8675 | 34995 | 40203800 | 236.3414 | 93.76% | 62.3% | 5.395% | 19.16% | 0.8478% | 18.54% | 96.81% | 28.8% | 70.46% | 20.53% | 100% | 55.15% | 99.59% | 50.34% | 100% | 77.41% | 100% | 75.02% | Suburb Large | 2480.2711 | West North Central
55119 | 1 | Minneapolis | St. Paul, MN | MN | 2012 | 12583 | 2369805.0646 | 122040.7 | 137934500 | 12259 | 1567982.5571 | 11735 | 455206.5075 | 8143 | 318985.051 | 56302.4 | 63098000 | 262 | 231165.0461 | 262 | 145485.9055 | 262 | 137681.4861 | 17574.8 | 19928500 | 62 | 570657.4614 | 62 | 418502.6333 | 62 | 405118.4941 | 48163.5 | 54908000 | 188.3339 | 97.43% | 66.17% | 2.082% | 9.755% | 0.4927% | 24.08% | 95.73% | 29.03% | 66.42% | 20.34% | 100% | 62.94% | 100% | 59.56% | 100% | 73.34% | 100% | 70.99% | City Large | 2566.1493 | West North Central
55120 | 1 | Minneapolis | 0 | MN | 2012 | 1440 | 741631.3982 | 53818.69 | 65614040 | 1264 | 263255.1598 | 1252 | 82339.2475 | 1085 | 60106.283 | 11093.4 | 13221900 | 109 | 97030.8369 | 109 | 55214.5703 | 109 | 50825.5503 | 7443.09 | 8911540 | 67 | 381345.4015 | 67 | 317120.31 | 67 | 309419.2536 | 35282.2 | 43480600 | 515.0218 | 87.78% | 35.5% | 7.569% | 13.08% | 4.653% | 51.42% | 99.05% | 31.28% | 85.84% | 22.83% | 100% | 56.9% | 100% | 52.38% | 100% | 83.16% | 100% | 81.14% | Suburb Large | 689.6001 | West North Central
55121 | 1 | Minneapolis | 0 | MN | 2012 | 2058 | 2160600.6038 | 189969.7 | 233488600 | 1571 | 282971.7057 | 1529 | 90877.9997 | 1229 | 68271.1662 | 11873.4 | 14135800 | 297 | 298870.3235 | 297 | 197142.8418 | 297 | 185486.1679 | 23451.3 | 28572800 | 190 | 1578758.5745 | 190 | 1382550.4419 | 190 | 1365290.368 | 154645 | 190780000 | 1049.8545 | 76.34% | 13.1% | 14.43% | 13.83% | 9.232% | 73.07% | 97.33% | 32.12% | 78.23% | 24.13% | 100% | 65.96% | 100% | 62.06% | 100% | 87.57% | 100% | 86.48% | Suburb Large | 767.1439 | West North Central
55122 | 1 | Minneapolis | 0 | MN | 2012 | 8399 | 2258650.039 | 124160.7 | 149698600 | 7766 | 1497263.9821 | 7648 | 486559.5403 | 6612 | 361054.2913 | 64917.7 | 77675600 | 576 | 462572.9414 | 576 | 245223.6046 | 574 | 222493.168 | 32650.2 | 39311300 | 57 | 298813.1155 | 57 | 235163.8529 | 57 | 228596.111 | 26592.8 | 32711700 | 268.9189 | 92.46% | 66.29% | 6.858% | 20.48% | 0.6787% | 13.23% | 98.48% | 32.5% | 85.14% | 24.11% | 100% | 53.01% | 99.65% | 48.1% | 100% | 78.7% | 100% | 76.5% | Suburb Large | 2281.654 | West North Central
55123 | 1 | Minneapolis | 0 | MN | 2012 | 7400 | 1923121.5335 | 109247.5 | 131601500 | 7180 | 1409716.1878 | 7133 | 463739.9369 | 6497 | 344441.9436 | 64036.4 | 76380600 | 191 | 173475.8773 | 191 | 92032.8315 | 191 | 84803.8842 | 12442.4 | 14979700 | 29 | 339929.4683 | 29 | 286089.2655 | 29 | 281073.7944 | 32768.7 | 40241200 | 259.8813 | 97.03% | 73.3% | 2.581% | 9.021% | 0.3919% | 17.68% | 99.35% | 32.9% | 90.49% | 24.43% | 100% | 53.05% | 100% | 48.89% | 100% | 84.16% | 100% | 82.69% | Suburb Large | 2272.7711 | West North Central
55124 | 1 | Minneapolis | 0 | MN | 2012 | 13328 | 3702980.7834 | 208918.9 | 251125900 | 12157 | 2337553.8791 | 12018 | 748792.2322 | 10367 | 558537.9589 | 101421 | 121113000 | 1086 | 798084.0939 | 1086 | 401559.7573 | 1086 | 359936.1117 | 55990.9 | 66863100 | 85 | 567342.8105 | 85 | 452973.6721 | 85 | 440675.952 | 51507 | 63149800 | 277.8347 | 91.21% | 63.13% | 8.148% | 21.55% | 0.6378% | 15.32% | 98.86% | 32.03% | 85.28% | 23.89% | 100% | 50.32% | 100% | 45.1% | 100% | 79.84% | 100% | 77.67% | Suburb Large | 2786.5893 | West North Central
55125 | 0.99873 | Minneapolis | 0 | MN | 2012 | 11666 | 3476924.1556 | 214867.8 | 241364000 | 10842 | 2191442.7567 | 10737 | 777472.9447 | 9935 | 582101.1779 | 108156 | 120034000 | 728 | 600683.0131 | 727 | 323405.7662 | 724 | 290672.0835 | 43827.6 | 49038900 | 96 | 684798.3859 | 96 | 554283.9985 | 96 | 539878.2763 | 62884.2 | 72291100 | 298.0391 | 92.94% | 63.03% | 6.24% | 17.28% | 0.8229% | 19.7% | 99.03% | 35.48% | 91.63% | 26.56% | 99.86% | 53.84% | 99.45% | 48.39% | 100% | 80.94% | 100% | 78.84% | Suburb Large | 2733.2734 | West North Central
55126 | 1 | Minneapolis | 0 | MN | 2012 | 8552 | 2150720.8413 | 107057.6 | 121026100 | 8058 | 1449646.2654 | 7813 | 411094.0184 | 5973 | 295984.1501 | 49025.3 | 54846500 | 431 | 317335.3649 | 431 | 165224.6969 | 429 | 148098.1761 | 23441.1 | 26407300 | 63 | 383739.2111 | 63 | 310883.6696 | 63 | 303099.5412 | 34591.2 | 39772300 | 251.4875 | 94.22% | 67.4% | 5.04% | 14.75% | 0.7367% | 17.84% | 96.96% | 28.36% | 74.13% | 20.42% | 100% | 52.07% | 99.54% | 46.67% | 100% | 81.01% | 100% | 78.99% | Suburb Large | 1673.6521 | West North Central
55127 | 1 | Minneapolis | 0 | MN | 2012 | 5708 | 1615680.6414 | 82316.1 | 92434300 | 5367 | 1144760.0168 | 5231 | 344461.886 | 4207 | 254895.1958 | 45914 | 51074100 | 295 | 213554.2518 | 295 | 96616.3899 | 291 | 82510.1576 | 12975.8 | 14502000 | 46 | 257366.3727 | 46 | 204175.9057 | 46 | 198946.2761 | 23426.3 | 26858200 | 283.0555 | 94.03% | 70.85% | 5.168% | 13.22% | 0.8059% | 15.93% | 97.47% | 30.09% | 78.39% | 22.27% | 100% | 45.24% | 98.64% | 38.64% | 100% | 79.33% | 100% | 77.3% | Suburb Large | 997.6559 | West North Central
55128 | 1 | Minneapolis | 0 | MN | 2012 | 8698 | 2121871.5908 | 126131.7 | 141820000 | 8162 | 1342353.3927 | 7888 | 450260.4789 | 6309 | 336941.0592 | 60324.7 | 66912000 | 464 | 369397.2656 | 464 | 203976.2282 | 462 | 186584.4745 | 27195.4 | 30500400 | 72 | 410120.9325 | 72 | 339202.6881 | 72 | 332854.0673 | 38611.6 | 44407600 | 243.9494 | 93.84% | 63.26% | 5.335% | 17.41% | 0.8278% | 19.33% | 96.64% | 33.54% | 77.3% | 25.1% | 100% | 55.22% | 99.57% | 50.51% | 100% | 82.71% | 100% | 81.16% | Suburb Large | 2418.8643 | West North Central
55129 | 0.44203 | Minneapolis | 0 | MN | 2012 | 890 | 233748.8764 | 13001.43 | 14569730 | 857 | 163444.7186 | 836 | 50740.985 | 681 | 37787.525 | 7061.27 | 7826630 | 28 | 21838.4623 | 28 | 9977.4949 | 28 | 8928.2323 | 1552.18 | 1703990 | 5 | 48465.6956 | 5 | 37899.9878 | 5 | 37037.9539 | 4387.98 | 5039110 | 262.6392 | 96.29% | 69.92% | 3.146% | 9.343% | 0.5618% | 20.73% | 97.55% | 31.04% | 79.46% | 23.12% | 100% | 45.69% | 100% | 40.88% | 100% | 78.2% | 100% | 76.42% | Suburb Large | 976.3305 | West North Central
55130 | 1 | Minneapolis | St. Paul, MN | MN | 2012 | 3506 | 542422.1479 | 26957.1 | 30615170 | 3390 | 350794.1926 | 3287 | 102259.0855 | 2036 | 67706.7608 | 9821.42 | 10917300 | 97 | 93257.3135 | 97 | 62469.9915 | 96 | 59716.9939 | 7407.86 | 8486970 | 19 | 98370.6418 | 19 | 80752.0337 | 19 | 78776.7774 | 9727.82 | 11210900 | 154.7125 | 96.69% | 64.67% | 2.767% | 17.19% | 0.5419% | 18.14% | 96.96% | 29.15% | 60.06% | 19.3% | 100% | 66.99% | 98.97% | 64.03% | 100% | 82.09% | 100% | 80.08% | City Large | 7738.3548 | West North Central
55146 | 1 | Minneapolis | St. Paul, MN | MN | 2007 | 3 | 7902.5904 | 527.9572 | 609436.6 | 0 | 0 | 0 | 0 | 0 | 0 | 0 | 0 | 1 | 618.3164 | 1 | 355.8825 | 1 | 318.426 | 36.7842 | 42469.6 | 2 | 7284.2741 | 2 | 4608.4737 | 2 | 4321.351 | 491.173 | 566967 | 2634.1968 | 0% | 0% | 33.33% | 7.824% | 66.67% | 92.18% | #DIV/0! | #DIV/0! | #DIV/0! | #DIV/0! | 100% | 57.56% | 100% | 51.5% | 100% | 63.27% | 100% | 59.32% | City Large | 769.7433 | West North Central
55150 | 1 | Minneapolis | 0 | MN | 2012 | 89 | 16485.801 | 676.755 | 826759 | 84 | 11057.7813 | 72 | 3014.7141 | 41 | 2037.458 | 309.578 | 375768 | 5 | 5428.0197 | 5 | 3502.3091 | 5 | 3034.6665 | 367.177 | 450991 | 0 | 0 | 0 | 0 | 0 | 0 | 0 | 0 | 185.2337 | 94.38% | 67.07% | 5.618% | 32.93% | 0% | 0% | 85.71% | 27.26% | 48.81% | 18.43% | 100% | 64.52% | 100% | 55.91% | #DIV/0! | #DIV/0! | #DIV/0! | #DIV/0! | Suburb Large | 1701.8958 | West North Central
55303 | 0.10018 | Minneapolis | 0 | MN | 2012 | 5443 | 1545294.2764 | 99788 | 106993000 | 5044 | 718783.0265 | 4872 | 231767.6414 | 3479 | 165036.4558 | 28312.5 | 29864800 | 327 | 318354.9724 | 327 | 201655.5592 | 327 | 188414.8801 | 24256.6 | 25925100 | 72 | 508156.2774 | 72 | 419899.873 | 72 | 410011.9074 | 47218.9 | 51203100 | 283.9049 | 92.67% | 46.51% | 6.008% | 20.6% | 1.323% | 32.88% | 96.59% | 32.24% | 68.97% | 22.96% | 100% | 63.34% | 100% | 59.18% | 100% | 82.63% | 100% | 80.69% | Suburb Large | 675.3228 | West North Central
55304 | 0.0017753 | Minneapolis | 0 | MN | 2012 | 161 | 30921.1688 | 1544.2076 | 1631924 | 158 | 29129.0743 | 157 | 10681.6824 | 148 | 7938.03 | 1451.79 | 1531080 | 3 | 1792.0945 | 3 | 632.6793 | 3 | 527.2372 | 92.4176 | 100844 | 0 | 0 | 0 | 0 | 0 | 0 | 0 | 0 | 192.0569 | 98.14% | 94.2% | 1.863% | 5.796% | 0% | 0% | 99.37% | 36.67% | 93.67% | 27.25% | 100% | 35.3% | 100% | 29.42% | #DIV/0! | #DIV/0! | #DIV/0! | #DIV/0! | Suburb Large | 650.2831 | West North Central
55305 | 1 | Minneapolis | 0 | MN | 2012 | 5050 | 1753798.2153 | 89191 | 95292800 | 4654 | 923475.9329 | 4499 | 216774.2348 | 2990 | 148688.4339 | 26307.4 | 27879400 | 304 | 278349.4081 | 304 | 139423.5936 | 304 | 123521.418 | 18433.2 | 19390400 | 92 | 551972.8743 | 92 | 391670.5435 | 92 | 371868.6201 | 44450.4 | 48023000 | 347.2868 | 92.16% | 52.66% | 6.02% | 15.87% | 1.822% | 31.47% | 96.67% | 23.47% | 64.25% | 16.1% | 100% | 50.09% | 100% | 44.38% | 100% | 70.96% | 100% | 67.37% | City Small | 2214.3434 | West North Central
55306 | 1 | Minneapolis | 0 | MN | 2012 | 4197 | 1329587.4714 | 79378.2 | 91929800 | 3851 | 703891.3902 | 3784 | 210544.6135 | 3037 | 149694.1885 | 27016.9 | 31008600 | 277 | 230955.6736 | 277 | 121717.5709 | 277 | 109336.9914 | 16414.9 | 18854700 | 69 | 394740.4076 | 69 | 310875.6429 | 69 | 302771.6128 | 35946.4 | 42066500 | 316.7947 | 91.76% | 52.94% | 6.6% | 17.37% | 1.644% | 29.69% | 98.26% | 29.91% | 78.86% | 21.27% | 100% | 52.7% | 100% | 47.34% | 100% | 78.75% | 100% | 76.7% | Suburb Large | 2291.932 | West North Central
55311 | 0.79793 | Minneapolis | 0 | MN | 2012 | 8613 | 2333567.391 | 131211.6 | 137787100 | 8135 | 1755068.6027 | 8089 | 619603.4012 | 7594 | 465109.6994 | 86581.4 | 90550400 | 447 | 320005.8194 | 447 | 151224.1874 | 447 | 131049.5246 | 21939.4 | 22713400 | 31 | 258492.9689 | 31 | 200215.1252 | 31 | 192509.5785 | 22690.8 | 24523300 | 270.9355 | 94.45% | 75.21% | 5.19% | 13.71% | 0.3599% | 11.08% | 99.43% | 35.3% | 93.35% | 26.5% | 100% | 47.26% | 100% | 40.95% | 100% | 77.45% | 100% | 74.47% | Suburb Large | 1899.9744 | West North Central
55316 | 1 | Minneapolis | 0 | MN | 2012 | 7696 | 1609991.9254 | 82300.9 | 86684900 | 7405 | 1244053.6897 | 7325 | 405315.1077 | 6267 | 289922.9584 | 52067.1 | 54313900 | 270 | 195320.4004 | 270 | 101393.4385 | 269 | 90750.1366 | 14016.7 | 14805800 | 21 | 170617.8353 | 21 | 143786.8439 | 21 | 140883.7734 | 16217.1 | 17565200 | 209.1985 | 96.22% | 77.27% | 3.508% | 12.13% | 0.2729% | 10.6% | 98.92% | 32.58% | 84.63% | 23.3% | 100% | 51.91% | 99.63% | 46.46% | 100% | 84.27% | 100% | 82.57% | Suburb Large | 2399.0291 | West North Central
55317 | 1 | Minneapolis | 0 | MN | 2012 | 6377 | 2113635.0605 | 128735.8 | 148245100 | 5913 | 1244668.22 | 5813 | 410079.6392 | 5159 | 304739.8306 | 56471.4 | 64109100 | 388 | 331134.4655 | 388 | 181111.371 | 386 | 163125.8105 | 24026.8 | 27494800 | 76 | 537832.375 | 76 | 429081.714 | 76 | 413422.3336 | 48237.6 | 56641200 | 331.4466 | 92.72% | 58.89% | 6.084% | 15.67% | 1.192% | 25.45% | 98.31% | 32.95% | 87.25% | 24.48% | 100% | 54.69% | 99.48% | 49.26% | 100% | 79.78% | 100% | 76.87% | Suburb Large | 1244.9788 | West North Central
55318 | 0.49137 | Minneapolis | 0 | MN | 2012 | 7172 | 2051759.4724 | 124715.7 | 143874100 | 6701 | 1208622.5538 | 6594 | 409150.3319 | 5558 | 305633.587 | 55315.4 | 63027200 | 391 | 322341.7085 | 391 | 170317.3552 | 390 | 154066.6226 | 22978.8 | 26291300 | 80 | 520795.21 | 80 | 413957.9633 | 80 | 400602.8503 | 46421.5 | 54555600 | 286.0791 | 93.43% | 58.91% | 5.452% | 15.71% | 1.115% | 25.38% | 98.4% | 33.85% | 82.94% | 25.29% | 100% | 52.84% | 99.74% | 47.8% | 100% | 79.49% | 100% | 76.92% | Suburb Large | 628.2783 | West North Central
55327 | 0.45139 | Minneapolis | 0 | MN | 2012 | 1252 | 234149.7492 | 11666.355 | 12249260 | 1237 | 216378.1995 | 1221 | 74625.276 | 1053 | 55915.7266 | 10055.9 | 10574200 | 13 | 9255.7766 | 13 | 5626.0785 | 13 | 5159.4524 | 766.977 | 784290 | 2 | 8515.773 | 2 | 6613.871 | 2 | 6459.9439 | 843.478 | 890770 | 187.0206 | 98.8% | 92.41% | 1.038% | 3.953% | 0.1597% | 3.637% | 98.71% | 34.49% | 85.13% | 25.84% | 100% | 60.78% | 100% | 55.74% | 100% | 77.67% | 100% | 75.86% | Suburb Large | 196.2061 | West North Central
55331 | 0.67538 | Minneapolis | 0 | MN | 2012 | 5843 | 1360652.8032 | 48341.76 | 55824080 | 5574 | 1105945.56 | 5309 | 259736.4766 | 3638 | 178599.7881 | 32369.8 | 37253900 | 253 | 185065.0873 | 253 | 85488.6384 | 250 | 73384.7033 | 10443.5 | 12093900 | 16 | 69642.156 | 16 | 47115.5841 | 16 | 44426.8098 | 5528.46 | 6476280 | 232.8689 | 95.4% | 81.28% | 4.33% | 13.6% | 0.2738% | 5.118% | 95.25% | 23.49% | 65.27% | 16.15% | 100% | 46.19% | 98.81% | 39.65% | 100% | 67.65% | 100% | 63.79% | City Small | 730.9294 | West North Central
55337 | 1 | Minneapolis | 0 | MN | 2012 | 10572 | 3704241.2384 | 220563.1 | 268123100 | 9608 | 1928674.0989 | 9405 | 558067.8723 | 7546 | 406074.4546 | 71593.4 | 85866600 | 772 | 678142.2977 | 772 | 387238.2094 | 765 | 357982.44 | 48372.7 | 58369500 | 192 | 1097424.8419 | 192 | 889498.7319 | 192 | 870587.31 | 100597 | 123887000 | 350.3823 | 90.88% | 52.07% | 7.302% | 18.31% | 1.816% | 29.63% | 97.89% | 28.94% | 78.54% | 21.05% | 100% | 57.1% | 99.09% | 52.79% | 100% | 81.05% | 100% | 79.33% | Suburb Large | 2365.4684 | West North Central
55340 | 0.12683 | Minneapolis | 0 | MN | 2012 | 856 | 302352.1078 | 19546.09 | 20763240 | 732 | 160552.0814 | 723 | 58088.7693 | 634 | 43605.1237 | 7906.38 | 8335580 | 114 | 79756.1759 | 114 | 44400.6806 | 114 | 39277.4706 | 5756.81 | 6075580 | 10 | 62043.8505 | 10 | 50786.497 | 10 | 49658.8424 | 5882.9 | 6352080 | 353.2151 | 85.51% | 53.1% | 13.32% | 26.38% | 1.168% | 20.52% | 98.77% | 36.18% | 86.61% | 27.16% | 100% | 55.67% | 100% | 49.25% | 100% | 81.86% | 100% | 80.04% | Rural Fringe | 187.1877 | West North Central
55343 | 1 | Minneapolis | 0 | MN | 2012 | 5818 | 2426707.5652 | 164707.2 | 192307100 | 5125 | 779985.393 | 4942 | 203868.1442 | 3070 | 141678.4903 | 24453.9 | 27947600 | 530 | 497882.3047 | 530 | 292010.421 | 528 | 269258.053 | 35167.3 | 40747500 | 163 | 1148839.8676 | 163 | 941196.3818 | 163 | 917015.9691 | 105086 | 123612000 | 417.1034 | 88.09% | 32.14% | 9.11% | 20.52% | 2.802% | 47.34% | 96.43% | 26.14% | 59.9% | 18.16% | 100% | 58.65% | 99.62% | 54.08% | 100% | 81.93% | 100% | 79.82% | City Small | 2789.7606 | West North Central
55344 | 1 | Minneapolis | 0 | MN | 2012 | 2029 | 2064462.8759 | 158718.4 | 185643700 | 1382 | 317889.1868 | 1367 | 101607.1749 | 1183 | 76574.2867 | 13411.1 | 15369700 | 418 | 388118.3866 | 418 | 212103.8133 | 415 | 192166.2756 | 26296.3 | 30514000 | 229 | 1358455.3025 | 229 | 1055171.2841 | 229 | 1019851.8464 | 119011 | 139760000 | 1017.478 | 68.11% | 15.4% | 20.6% | 18.8% | 11.29% | 65.8% | 98.91% | 31.96% | 85.6% | 24.09% | 100% | 54.65% | 99.28% | 49.51% | 100% | 77.67% | 100% | 75.07% | City Small | 1654.1938 | West North Central
55345 | 1 | Minneapolis | 0 | MN | 2012 | 7856 | 1934259.8611 | 75241.95 | 87226200 | 7637 | 1489838.6426 | 7360 | 331114.0412 | 4937 | 222802.1728 | 39915 | 45929800 | 164 | 138672.7322 | 164 | 73367.3797 | 163 | 66299.4361 | 9194.25 | 10563700 | 55 | 305748.4863 | 55 | 234091.7772 | 55 | 225058.1117 | 26132.7 | 30732700 | 246.2143 | 97.21% | 77.02% | 2.088% | 7.169% | 0.7001% | 15.81% | 96.37% | 22.22% | 64.65% | 14.95% | 100% | 52.91% | 99.39% | 47.81% | 100% | 76.56% | 100% | 73.61% | City Small | 1838.453 | West North Central
55346 | 1 | Minneapolis | 0 | MN | 2012 | 5435 | 1432619.1203 | 72124.63 | 82927930 | 5204 | 1034540.2955 | 5151 | 307088.7942 | 4310 | 221331.2217 | 40429.9 | 45976800 | 192 | 141600.5678 | 192 | 64224.6178 | 189 | 54401.8801 | 8581.13 | 9825930 | 39 | 256478.257 | 39 | 206251.5091 | 39 | 199946.5437 | 23113.6 | 27125200 | 263.5914 | 95.75% | 72.21% | 3.533% | 9.884% | 0.7176% | 17.9% | 98.98% | 29.68% | 82.82% | 21.39% | 100% | 45.36% | 98.44% | 38.42% | 100% | 80.42% | 100% | 77.96% | City Small | 2150.5819 | West North Central
55347 | 1 | Minneapolis | 0 | MN | 2012 | 8741 | 2423700.9396 | 133346.2 | 152077100 | 8053 | 1772878.1794 | 8023 | 599800.7306 | 7381 | 444970.1793 | 83962.9 | 95542100 | 656 | 439835.4549 | 656 | 205125.8493 | 655 | 178309.1804 | 30026.9 | 33789100 | 32 | 210987.3053 | 32 | 172301.664 | 32 | 167643.0047 | 19356.4 | 22745900 | 277.2796 | 92.13% | 73.15% | 7.505% | 18.15% | 0.3661% | 8.705% | 99.63% | 33.83% | 91.66% | 25.1% | 100% | 46.64% | 99.85% | 40.54% | 100% | 81.66% | 100% | 79.46% | City Small | 1585.7451 | West North Central
55356 | 0.30076 | Minneapolis | 0 | MN | 2012 | 1070 | 248866.2297 | 10155.5 | 10828190 | 1015 | 197007.5344 | 977 | 50968.8462 | 691 | 36031.3268 | 6562.62 | 7003810 | 50 | 37467.6071 | 50 | 19658.8687 | 50 | 17587.2202 | 2483.48 | 2636350 | 5 | 14391.0881 | 5 | 9470.727 | 5 | 8842.6801 | 1109.4 | 1188030 | 232.5853 | 94.86% | 79.16% | 4.673% | 15.06% | 0.4673% | 5.783% | 96.26% | 25.87% | 68.08% | 18.29% | 100% | 52.47% | 100% | 46.94% | 100% | 65.81% | 100% | 61.45% | Rural Fringe | 356.3388 | West North Central
55369 | 0.91272 | Minneapolis | 0 | MN | 2012 | 10790 | 3489216.397 | 223727.7 | 238456500 | 9987 | 1739424.6267 | 9883 | 561236.4061 | 8315 | 411991.542 | 72482.4 | 75602700 | 623 | 528655.8033 | 623 | 307001.601 | 620 | 283167.8441 | 39472.3 | 41758800 | 180 | 1221135.967 | 180 | 991353.9559 | 180 | 966116.7936 | 111773 | 121095000 | 323.375 | 92.56% | 49.85% | 5.774% | 15.15% | 1.668% | 35% | 98.96% | 32.27% | 83.26% | 23.69% | 100% | 58.07% | 99.52% | 53.56% | 100% | 81.18% | 100% | 79.12% | Suburb Large | 1215.4809 | West North Central
55372 | 0.13162 | Minneapolis | 0 | MN | 2012 | 2258 | 517827.1214 | 24113.12 | 27490730 | 2180 | 428540.2622 | 2146 | 131144.1365 | 1781 | 95889.867 | 17475.5 | 19844500 | 73 | 50910.8075 | 73 | 24561.5738 | 73 | 21058.4748 | 3361.77 | 3787560 | 5 | 38376.0517 | 5 | 29616.4665 | 5 | 28698.7166 | 3275.85 | 3858670 | 229.33 | 96.55% | 82.76% | 3.233% | 9.832% | 0.2214% | 7.411% | 98.44% | 30.6% | 81.7% | 22.38% | 100% | 48.24% | 100% | 41.36% | 100% | 77.17% | 100% | 74.78% | Suburb Large | 490.9927 | West North Central
55378 | 0.9997 | Minneapolis | 0 | MN | 2012 | 7961 | 2237193.0349 | 135003.7 | 154688200 | 7436 | 1450116.3042 | 7368 | 504516.3928 | 6729 | 373515.0766 | 68280.2 | 77583000 | 472 | 390780.7618 | 472 | 216192.2765 | 471 | 197627.5284 | 29378.7 | 33405900 | 53 | 396295.9689 | 53 | 320468.5678 | 53 | 314283.1018 | 37344.8 | 43699300 | 281.0191 | 93.41% | 64.82% | 5.929% | 17.47% | 0.6657% | 17.71% | 99.09% | 34.79% | 90.49% | 25.76% | 100% | 55.32% | 99.79% | 50.57% | 100% | 80.87% | 100% | 79.31% | Suburb Large | 1644.7457 | West North Central
55379 | 0.47093 | Minneapolis | 0 | MN | 2012 | 11203 | 3721143.3198 | 259817.2 | 299106300 | 10249 | 1776356.7767 | 10052 | 656035.5564 | 8830 | 503948.086 | 90760.3 | 102385000 | 825 | 691248.3468 | 825 | 369855.3259 | 822 | 334321.5342 | 50865.9 | 57649300 | 129 | 1253538.1964 | 129 | 1053907.1865 | 129 | 1033039.4463 | 118191 | 139072000 | 332.156 | 91.48% | 47.74% | 7.364% | 18.58% | 1.151% | 33.69% | 98.08% | 36.93% | 86.15% | 28.37% | 100% | 53.51% | 99.64% | 48.36% | 100% | 84.07% | 100% | 82.41% | Suburb Large | 739.1185 | West North Central
55386 | 0.039268 | Minneapolis | 0 | MN | 2012 | 234 | 54125.3266 | 2591.626 | 2917345 | 229 | 50712.2482 | 229 | 16907.4132 | 221 | 12273.1385 | 2347.24 | 2650400 | 5 | 3413.0784 | 5 | 1604.2111 | 5 | 1407.4322 | 244.386 | 266945 | 0 | 0 | 0 | 0 | 0 | 0 | 0 | 0 | 231.3048 | 97.86% | 93.69% | 2.137% | 6.306% | 0% | 0% | 100% | 33.34% | 96.51% | 24.2% | 100% | 47% | 100% | 41.24% | #DIV/0! | #DIV/0! | #DIV/0! | #DIV/0! | Rural Fringe | 367.6319 | West North Central
55391 | 0.8822 | Minneapolis | 0 | MN | 2012 | 5562 | 1543618.2893 | 58732 | 68065100 | 5075 | 1050912.2834 | 4825 | 236774.6934 | 3174 | 159201.0821 | 28748.5 | 33189800 | 454 | 316239.1529 | 454 | 131362.8712 | 446 | 108629.6743 | 16643.9 | 19239300 | 33 | 176466.853 | 33 | 115452.1992 | 33 | 107738.5921 | 13339.6 | 15636000 | 277.5294 | 91.24% | 68.08% | 8.163% | 20.49% | 0.5933% | 11.43% | 95.07% | 22.53% | 62.54% | 15.15% | 100% | 41.54% | 98.24% | 34.35% | 100% | 65.42% | 100% | 61.05% | Rural Fringe | 633.5387 | West North Central
55401 | 1 | Minneapolis | Minneapolis, MN | MN | 2007 | 246 | 622794.962 | 42152.883 | 45820120 | 73 | 18543.2078 | 73 | 6092.5177 | 60 | 4395.8878 | 713.383 | 771170 | 102 | 124118.8263 | 102 | 71707.2358 | 102 | 65893.4564 | 7809.5 | 8485450 | 71 | 480132.928 | 71 | 303132.9452 | 71 | 289319.7651 | 33630 | 36563500 | 2531.6868 | 29.67% | 2.977% | 41.46% | 19.93% | 28.86% | 77.09% | 100% | 32.86% | 82.19% | 23.71% | 100% | 57.77% | 100% | 53.09% | 100% | 63.14% | 100% | 60.26% | City Large | 5486.072 | West North Central
55402 | 1 | Minneapolis | Minneapolis, MN | MN | 2007 | 26 | 438812.3443 | 28582.4836 | 36116892.51 | 2 | 852.8109 | 2 | 115.5606 | 1 | 77.9352 | 7.3886 | 9357.51 | 4 | 6249.4341 | 4 | 1855.4818 | 4 | 1666.495 | 108.895 | 137935 | 20 | 431710.0993 | 20 | 176233.2289 | 20 | 165421.6713 | 28466.2 | 35969600 | 16877.3979 | 7.692% | 0.1943% | 15.38% | 1.424% | 76.92% | 98.38% | 100% | 13.55% | 50% | 9.139% | 100% | 29.69% | 100% | 26.67% | 100% | 40.82% | 100% | 38.32% | City Large | 6519.9372 | West North Central
55403 | 1 | Minneapolis | Minneapolis, MN | MN | 2012 | 1148 | 585300.9572 | 33585.45 | 42100280 | 900 | 165233.9009 | 882 | 58146.3557 | 680 | 43760.1204 | 6674.15 | 8301180 | 205 | 183659.5131 | 205 | 102369.369 | 203 | 94628.358 | 11238.1 | 14150100 | 43 | 236407.5432 | 43 | 139375.6133 | 43 | 130159.6107 | 15673.2 | 19649000 | 509.844 | 78.4% | 28.23% | 17.86% | 31.38% | 3.746% | 40.39% | 98% | 35.19% | 75.56% | 26.48% | 100% | 55.74% | 99.02% | 51.52% | 100% | 58.96% | 100% | 55.06% | City Large | 10737.725 | West North Central
55404 | 1 | Minneapolis | Minneapolis, MN | MN | 2012 | 2449 | 987990.6795 | 59425.3 | 74632300 | 2083 | 296318.1295 | 2046 | 108238.2734 | 1476 | 83782.8027 | 12669.5 | 15966400 | 314 | 292711.4805 | 314 | 177108.5113 | 314 | 165841.8696 | 20182.9 | 25280300 | 52 | 398961.0695 | 52 | 241581.5052 | 52 | 225676.585 | 26572.9 | 33385600 | 403.4262 | 85.06% | 29.99% | 12.82% | 29.63% | 2.123% | 40.38% | 98.22% | 36.53% | 70.86% | 28.27% | 100% | 60.51% | 100% | 56.66% | 100% | 60.55% | 100% | 56.57% | City Large | 14357.8646 | West North Central
55405 | 1 | Minneapolis | Minneapolis, MN | MN | 2012 | 4027 | 790364.4589 | 40070.56 | 50412300 | 3839 | 471817.8594 | 3720 | 136490.3413 | 2355 | 92384.5487 | 15129.1 | 18970600 | 153 | 134263.1477 | 153 | 83457.2474 | 153 | 78180.218 | 9312.36 | 11750700 | 35 | 184283.4519 | 35 | 137520.6353 | 35 | 132735.6553 | 15629.1 | 19691000 | 196.2663 | 95.33% | 59.7% | 3.799% | 16.99% | 0.8691% | 23.32% | 96.9% | 28.93% | 61.34% | 19.58% | 100% | 62.16% | 100% | 58.23% | 100% | 74.62% | 100% | 72.03% | City Large | 5527.2397 | West North Central
55406 | 1 | Minneapolis | Minneapolis, MN | MN | 2012 | 14180 | 1917609.9262 | 89205.3 | 113050000 | 13887 | 1273753.6294 | 13229 | 321576.0706 | 7344 | 201936.1422 | 36369.7 | 46501900 | 216 | 231177.4813 | 216 | 155402.1549 | 216 | 146760.2759 | 17513.5 | 21996500 | 77 | 412678.8156 | 77 | 314744.4577 | 77 | 304357.0881 | 35322.1 | 44551600 | 135.2334 | 97.93% | 66.42% | 1.523% | 12.06% | 0.543% | 21.52% | 95.26% | 25.25% | 52.88% | 15.85% | 100% | 67.22% | 100% | 63.48% | 100% | 76.27% | 100% | 73.75% | City Large | 5550.5808 | West North Central
55407 | 1 | Minneapolis | Minneapolis, MN | MN | 2012 | 10806 | 1314242.8517 | 57503.22 | 72896900 | 10596 | 1020190.6407 | 10378 | 306652.7094 | 6620 | 200702.1786 | 35075.2 | 44706300 | 190 | 172126.5863 | 190 | 112988.9144 | 190 | 106106.1123 | 12769.9 | 16042100 | 20 | 121925.6247 | 20 | 85101.3023 | 20 | 81203.5394 | 9658.12 | 12148500 | 121.6216 | 98.06% | 77.63% | 1.758% | 13.1% | 0.1851% | 9.277% | 97.94% | 30.06% | 62.48% | 19.67% | 100% | 65.64% | 100% | 61.64% | 100% | 69.8% | 100% | 66.6% | City Large | 9385.5622 | West North Central
55408 | 1 | Minneapolis | Minneapolis, MN | MN | 2012 | 5362 | 1049182.2103 | 56612.3 | 71496900 | 5037 | 615677.4229 | 4975 | 223777.8539 | 3486 | 165928.4881 | 24875 | 31506200 | 286 | 250213.6091 | 286 | 155438.0106 | 286 | 144268.2065 | 17160.5 | 21625900 | 39 | 183291.1783 | 39 | 131134.9812 | 39 | 124903.1467 | 14576.8 | 18364800 | 195.6699 | 93.94% | 58.68% | 5.334% | 23.85% | 0.7273% | 17.47% | 98.77% | 36.35% | 69.21% | 26.95% | 100% | 62.12% | 100% | 57.66% | 100% | 71.54% | 100% | 68.14% | City Large | 11997.5649 | West North Central
55409 | 1 | Minneapolis | Minneapolis, MN | MN | 2012 | 4445 | 519870.8097 | 21239.98 | 26743880 | 4375 | 426250.1981 | 4238 | 125894.8145 | 2616 | 81788.6839 | 14216.4 | 17968800 | 63 | 52476.9062 | 63 | 33331.5759 | 63 | 31301.0818 | 3969.48 | 4914630 | 7 | 41143.7054 | 7 | 25322.3224 | 7 | 24006.0233 | 3054.1 | 3860450 | 116.9563 | 98.43% | 81.99% | 1.417% | 10.09% | 0.1575% | 7.914% | 96.87% | 29.54% | 59.79% | 19.19% | 100% | 63.52% | 100% | 59.65% | 100% | 61.55% | 100% | 58.35% | City Large | 6525.1283 | West North Central
55410 | 1 | Minneapolis | Minneapolis, MN | MN | 2012 | 9277 | 1134164.7293 | 37849.3 | 46675900 | 9192 | 979765.5715 | 8840 | 252175.0309 | 5079 | 154178.9189 | 27820.4 | 34141800 | 71 | 63311.4571 | 71 | 38494.7956 | 71 | 35541.4837 | 4332.51 | 5420640 | 14 | 91087.7007 | 14 | 51489.7212 | 14 | 46720.9712 | 5696.39 | 7113460 | 122.2555 | 99.08% | 86.39% | 0.7653% | 5.582% | 0.1509% | 8.031% | 96.17% | 25.74% | 55.25% | 15.74% | 100% | 60.8% | 100% | 56.14% | 100% | 56.53% | 100% | 51.29% | City Large | 5419.9314 | West North Central
55411 | 1 | Minneapolis | Minneapolis, MN | MN | 2007 | 8235 | 1509017.3313 | 80132.4 | 86739700 | 7950 | 862338.4043 | 7646 | 219136.3199 | 4532 | 139349.5587 | 24603.8 | 26580200 | 208 | 223987.1411 | 208 | 149290.274 | 208 | 141063.3707 | 17050.1 | 18421200 | 77 | 422691.7859 | 77 | 342520.2243 | 77 | 333351.9274 | 38478.5 | 41738300 | 183.2444 | 96.54% | 57.15% | 2.526% | 14.84% | 0.935% | 28.01% | 96.18% | 25.41% | 57.01% | 16.16% | 100% | 66.65% | 100% | 62.98% | 100% | 81.03% | 100% | 78.86% | City Large | 6830.0022 | West North Central
55412 | 1 | Minneapolis | Minneapolis, MN | MN | 2012 | 8950 | 1050105.2772 | 43988.08 | 47473980 | 8836 | 812871.1951 | 8556 | 213638.9886 | 5070 | 131992.8894 | 24108.3 | 25942300 | 90 | 95941.2563 | 90 | 62518.7143 | 90 | 58712.2094 | 7296.08 | 7863680 | 24 | 141292.8259 | 24 | 112483.2725 | 24 | 109492.8719 | 12583.7 | 13668000 | 117.3302 | 98.73% | 77.41% | 1.006% | 9.136% | 0.2682% | 13.46% | 96.83% | 26.28% | 57.38% | 16.24% | 100% | 65.16% | 100% | 61.2% | 100% | 79.61% | 100% | 77.49% | City Large | 6259.2303 | West North Central
55413 | 1 | Minneapolis | Minneapolis, MN | MN | 2012 | 3905 | 1662741.1196 | 124045 | 134555000 | 3564 | 419722.4016 | 3499 | 124817.586 | 2364 | 84987.6421 | 14003.6 | 15186400 | 196 | 211619.9858 | 196 | 139623.3975 | 196 | 131701.5317 | 15693.8 | 16972600 | 145 | 1031398.7322 | 145 | 828525.8541 | 145 | 805641.4169 | 94347.6 | 102396000 | 425.798 | 91.27% | 25.24% | 5.019% | 12.73% | 3.713% | 62.03% | 98.18% | 29.74% | 66.33% | 20.25% | 100% | 65.98% | 100% | 62.23% | 100% | 80.33% | 100% | 78.11% | City Large | 4190.7297 | West North Central
55414 | 1 | Minneapolis | Minneapolis, MN | MN | 2012 | 3857 | 1443098.4892 | 92830.5 | 117107400 | 3481 | 433341.1057 | 3339 | 121545.0304 | 1972 | 86109.4233 | 13627.6 | 17245400 | 269 | 261360.0533 | 269 | 151446.4829 | 268 | 140318.466 | 17430.4 | 21931300 | 107 | 748397.3303 | 107 | 538778.9442 | 107 | 520221.7409 | 61772.5 | 77930700 | 374.1505 | 90.25% | 30.03% | 6.974% | 18.11% | 2.774% | 51.86% | 95.92% | 28.05% | 56.65% | 19.87% | 100% | 57.95% | 99.63% | 53.69% | 100% | 71.99% | 100% | 69.51% | City Large | 6354.5866 | West North Central
55415 | 1 | Minneapolis | Minneapolis, MN | MN | 2012 | 98 | 279110.0421 | 16599.888 | 20909180 | 28 | 5876.2504 | 28 | 3100.8629 | 21 | 2658.6011 | 307.718 | 390090 | 46 | 58639.3227 | 46 | 29785.2308 | 46 | 26604.0624 | 3203.87 | 4051690 | 24 | 214594.469 | 24 | 114516.4712 | 24 | 106134.9185 | 13088.3 | 16467400 | 2848.0617 | 28.57% | 2.105% | 46.94% | 21.01% | 24.49% | 76.89% | 100% | 52.77% | 75% | 45.24% | 100% | 50.79% | 100% | 45.37% | 100% | 53.36% | 100% | 49.46% | City Large | 8711.6821 | West North Central
55416 | 1 | Minneapolis | 0 | MN | 2012 | 8947 | 2139073.8062 | 109231.9 | 136444300 | 8506 | 1086138.3358 | 8069 | 258138.3278 | 4417 | 164600.4246 | 27979.9 | 34288200 | 329 | 325707.9217 | 328 | 194006.0896 | 325 | 179661.4758 | 22584 | 28159800 | 112 | 727227.5487 | 112 | 528166.6267 | 112 | 505669.5549 | 58668 | 73996300 | 239.0828 | 95.07% | 50.78% | 3.677% | 15.23% | 1.252% | 34% | 94.86% | 23.77% | 51.93% | 15.15% | 99.7% | 59.56% | 98.78% | 55.16% | 100% | 72.63% | 100% | 69.53% | Suburb Large | 3580.4749 | West North Central
55417 | 1 | Minneapolis | Minneapolis, MN | MN | 2012 | 10415 | 1182055.9161 | 42053.26 | 52452620 | 10307 | 997003.9056 | 9873 | 244190.7181 | 5679 | 149689.0901 | 27692.5 | 34398300 | 95 | 106032.4825 | 95 | 68093.3052 | 95 | 63679.2761 | 7899.96 | 9892600 | 13 | 79019.528 | 13 | 56812.0255 | 13 | 54985.8157 | 6460.8 | 8161720 | 113.4955 | 98.96% | 84.34% | 0.9121% | 8.97% | 0.1248% | 6.685% | 95.79% | 24.49% | 55.1% | 15.01% | 100% | 64.22% | 100% | 60.06% | 100% | 71.9% | 100% | 69.59% | City Large | 4432.6475 | West North Central
55418 | 1 | Minneapolis | Minneapolis, MN | MN | 2012 | 13330 | 2061020.7344 | 98751.3 | 105996600 | 13061 | 1386810.7091 | 12646 | 369668.1848 | 7597 | 232938.0637 | 41414.5 | 44010000 | 193 | 196251.0269 | 193 | 127617.2733 | 191 | 120077.0138 | 14719.1 | 15831100 | 76 | 477958.9984 | 76 | 380377.3405 | 76 | 369685.449 | 42617.7 | 46155500 | 154.6152 | 97.98% | 67.29% | 1.448% | 9.522% | 0.5701% | 23.19% | 96.82% | 26.66% | 58.17% | 16.8% | 100% | 65.03% | 98.96% | 61.19% | 100% | 79.58% | 100% | 77.35% | City Large | 4412.5896 | West North Central
55419 | 1 | Minneapolis | Minneapolis, MN | MN | 2012 | 10379 | 1349507.2993 | 49903.13 | 61797300 | 10236 | 1112078.738 | 9860 | 284136.6775 | 5934 | 172993.0634 | 31514.1 | 38842500 | 118 | 113994.174 | 118 | 73021.7147 | 118 | 68425.0091 | 8584.09 | 10658200 | 25 | 123434.3873 | 25 | 85808.2116 | 25 | 81602.7913 | 9804.94 | 12296600 | 130.0229 | 98.62% | 82.41% | 1.137% | 8.447% | 0.2409% | 9.147% | 96.33% | 25.55% | 57.97% | 15.56% | 100% | 64.06% | 100% | 60.03% | 100% | 69.52% | 100% | 66.11% | City Large | 6010.4264 | West North Central
55420 | 1 | Minneapolis | 0 | MN | 2012 | 8580 | 1915954.0801 | 108631.3 | 135064000 | 8205 | 1008165.5273 | 7709 | 260854.5395 | 4781 | 173677.1238 | 30082.5 | 36404200 | 272 | 302654.2216 | 272 | 206440.1861 | 271 | 196308.9617 | 23975 | 29935000 | 103 | 605134.3312 | 103 | 486703.0502 | 103 | 472206.7159 | 54573.8 | 68724800 | 223.3047 | 95.63% | 52.62% | 3.17% | 15.8% | 1.2% | 31.58% | 93.95% | 25.87% | 58.27% | 17.23% | 100% | 68.21% | 99.63% | 64.86% | 100% | 80.43% | 100% | 78.03% | City Small | 3227.2506 | West North Central
55421 | 1 | Minneapolis | 0 | MN | 2012 | 9374 | 2058038.7028 | 120729.4 | 129831100 | 8971 | 1036247.1343 | 8547 | 287211.0902 | 5391 | 196642.5313 | 33674 | 35699200 | 317 | 270808.4981 | 317 | 161439.1186 | 317 | 150521.5139 | 19823.4 | 21077400 | 86 | 750983.0705 | 86 | 593902.3929 | 86 | 578536.4734 | 67232 | 73054500 | 219.5475 | 95.7% | 50.35% | 3.382% | 13.16% | 0.9174% | 36.49% | 95.27% | 27.72% | 60.09% | 18.98% | 100% | 59.61% | 100% | 55.58% | 100% | 79.08% | 100% | 77.04% | Suburb Large | 3974.909 | West North Central
55422 | 1 | Minneapolis | 0 | MN | 2012 | 10874 | 1982425.8398 | 86115.2 | 91969900 | 10602 | 1381886.2602 | 10091 | 335254.4028 | 6036 | 217303.2316 | 37641.9 | 39543600 | 217 | 204775.6612 | 217 | 125622.6074 | 217 | 117785.4758 | 14908.8 | 16038300 | 55 | 395763.9183 | 55 | 299846.0559 | 55 | 288581.8356 | 33564.5 | 36388000 | 182.3088 | 97.5% | 69.71% | 1.996% | 10.33% | 0.5058% | 19.96% | 95.18% | 24.26% | 56.93% | 15.73% | 100% | 61.35% | 100% | 57.52% | 100% | 75.76% | 100% | 72.92% | Suburb Large | 3162.8897 | West North Central
55423 | 1 | Minneapolis | 0 | MN | 2012 | 13119 | 2116295.9904 | 89533.5 | 110599500 | 12800 | 1449506.7181 | 11986 | 343558.123 | 6527 | 211955.3748 | 37021.4 | 44767700 | 256 | 235032.5543 | 256 | 144324.1346 | 255 | 134567.3198 | 16577.7 | 20671500 | 63 | 431756.718 | 63 | 316700.0092 | 63 | 304461.5959 | 35934.4 | 45160300 | 161.3153 | 97.57% | 68.49% | 1.951% | 11.11% | 0.4802% | 20.4% | 93.64% | 23.7% | 50.99% | 14.62% | 100% | 61.41% | 99.61% | 57.25% | 100% | 73.35% | 100% | 70.52% | Suburb Large | 4804.1152 | West North Central
55424 | 1 | Minneapolis | 0 | MN | 2012 | 3901 | 672479.3195 | 21768.95 | 26855020 | 3859 | 595142.1067 | 3698 | 144470.2341 | 2382 | 89824.5069 | 16277.2 | 19946600 | 34 | 30596.618 | 34 | 16127.7493 | 33 | 14594.9383 | 1856.8 | 2337730 | 8 | 46740.5949 | 8 | 32905.281 | 8 | 30981.3477 | 3634.95 | 4570690 | 172.3864 | 98.92% | 88.5% | 0.8716% | 4.55% | 0.2051% | 6.95% | 95.83% | 24.27% | 61.73% | 15.09% | 100% | 52.71% | 97.06% | 47.7% | 100% | 70.4% | 100% | 66.28% | Suburb Large | 3897.429 | West North Central
55425 | 1 | Minneapolis | 0 | MN | 2012 | 2414 | 940914.1423 | 58967.56 | 74026700 | 2243 | 301947.0282 | 2098 | 79142.9239 | 1368 | 55729.9587 | 9545.88 | 11761600 | 121 | 123529.3464 | 121 | 80530.4608 | 120 | 76936.9092 | 9291.88 | 11680300 | 50 | 515437.7677 | 50 | 360555.6821 | 50 | 346071.9532 | 40129.8 | 50584800 | 389.7739 | 92.92% | 32.09% | 5.012% | 13.13% | 2.071% | 54.78% | 93.54% | 26.21% | 60.99% | 18.46% | 100% | 65.19% | 99.17% | 62.28% | 100% | 69.95% | 100% | 67.14% | City Small | 1333.0074 | West North Central
55426 | 1 | Minneapolis | 0 | MN | 2012 | 8535 | 1845423.4099 | 98499.9 | 105676900 | 8202 | 998585.6123 | 7799 | 252541.923 | 4304 | 164506.7569 | 27780.1 | 29109500 | 247 | 269912.8019 | 247 | 183108.4546 | 247 | 172205.7125 | 20699.6 | 22369100 | 86 | 576924.9957 | 86 | 446610.9568 | 86 | 432100.4447 | 50020.2 | 54198300 | 216.2183 | 96.1% | 54.11% | 2.894% | 14.63% | 1.008% | 31.26% | 95.09% | 25.29% | 52.48% | 16.47% | 100% | 67.84% | 100% | 63.8% | 100% | 77.41% | 100% | 74.9% | Suburb Large | 3707.5425 | West North Central
55427 | 1 | Minneapolis | 0 | MN | 2012 | 7744 | 2166528.5426 | 117927.3 | 126815400 | 7415 | 1219687.2488 | 7186 | 297405.3476 | 4875 | 199835.5213 | 34169 | 36010800 | 226 | 254108.2924 | 226 | 173978.6736 | 226 | 165524.961 | 20158.1 | 21712800 | 103 | 692733.0014 | 103 | 568815.4466 | 103 | 554996.3551 | 63600.2 | 69091800 | 279.7687 | 95.75% | 56.3% | 2.918% | 11.73% | 1.33% | 31.97% | 96.91% | 24.38% | 65.75% | 16.38% | 100% | 68.47% | 100% | 65.14% | 100% | 82.11% | 100% | 80.12% | Suburb Large | 3072.4258 | West North Central
55428 | 1 | Minneapolis | 0 | MN | 2012 | 9679 | 2700481.6114 | 173505.7 | 187198200 | 9222 | 1220116.2571 | 8771 | 325020.7241 | 5554 | 221354.9299 | 37190.6 | 39320300 | 299 | 283883.379 | 299 | 194735.0951 | 298 | 185340.7593 | 22595.1 | 24323900 | 158 | 1196481.9754 | 158 | 1019575.3997 | 158 | 1001824.2149 | 113720 | 123554000 | 279.0042 | 95.28% | 45.18% | 3.089% | 10.51% | 1.632% | 44.31% | 95.11% | 26.64% | 60.23% | 18.14% | 100% | 68.6% | 99.67% | 65.29% | 100% | 85.21% | 100% | 83.73% | Suburb Large | 3442.8998 | West North Central
55429 | 1 | Minneapolis | 0 | MN | 2007 | 8175 | 1575785.4187 | 79471.9 | 85332300 | 7837 | 1015287.525 | 7394 | 272296.7078 | 4689 | 182201.3869 | 31721.3 | 33672500 | 278 | 249520.4035 | 278 | 162500.894 | 277 | 152839.7792 | 19021.4 | 20461400 | 60 | 310977.4903 | 60 | 257386.1147 | 60 | 251230.4243 | 28729.2 | 31198400 | 192.7566 | 95.87% | 64.43% | 3.401% | 15.83% | 0.7339% | 19.73% | 94.35% | 26.82% | 59.83% | 17.95% | 100% | 65.13% | 99.64% | 61.25% | 100% | 82.77% | 100% | 80.79% | Suburb Large | 3947.773 | West North Central
55430 | 1 | Minneapolis | 0 | MN | 2012 | 7565 | 1388143.5838 | 78940.6 | 84275800 | 7357 | 784854.499 | 7126 | 231167.747 | 4584 | 153263.1804 | 27095.3 | 28097300 | 143 | 139370.0518 | 143 | 86059.6037 | 143 | 79775.5108 | 10189.1 | 10933500 | 65 | 463919.0331 | 65 | 373124.8423 | 65 | 362645.7883 | 41656.2 | 45245000 | 183.4955 | 97.25% | 56.54% | 1.89% | 10.04% | 0.8592% | 33.42% | 96.86% | 29.45% | 62.31% | 19.53% | 100% | 61.75% | 100% | 57.24% | 100% | 80.43% | 100% | 78.17% | Suburb Large | 3718.2008 | West North Central
55431 | 1 | Minneapolis | 0 | MN | 2012 | 7438 | 2025834.8069 | 109313.7 | 136591100 | 7179 | 1087768.6111 | 6844 | 265937.2092 | 4417 | 170306.854 | 29903.5 | 36636600 | 154 | 162799.5302 | 154 | 97147.7973 | 154 | 89549.2074 | 11624.9 | 14468500 | 105 | 775266.6656 | 105 | 604427.2237 | 105 | 584866.542 | 67785.3 | 85486000 | 272.3628 | 96.52% | 53.69% | 2.07% | 8.036% | 1.412% | 38.27% | 95.33% | 24.45% | 61.53% | 15.66% | 100% | 59.67% | 100% | 55.01% | 100% | 77.96% | 100% | 75.44% | City Small | 2396.1172 | West North Central
55432 | 1 | Minneapolis | 0 | MN | 2012 | 10473 | 2866544.3915 | 172846.2 | 185624200 | 9962 | 1436081.5137 | 9622 | 391383.2995 | 6470 | 269771.8478 | 45711.3 | 48081800 | 378 | 381294.7158 | 378 | 261969.2231 | 377 | 248832.2462 | 30698.7 | 32873400 | 133 | 1049168.1621 | 133 | 860728.3043 | 133 | 840398.248 | 96436.2 | 104669000 | 273.708 | 95.12% | 50.1% | 3.609% | 13.3% | 1.27% | 36.6% | 96.59% | 27.25% | 64.95% | 18.79% | 100% | 68.71% | 99.74% | 65.26% | 100% | 82.04% | 100% | 80.1% | Suburb Large | 2861.0252 | West North Central
55433 | 1 | Minneapolis | 0 | MN | 2012 | 10489 | 2601728.3483 | 146322 | 156067000 | 9894 | 1533324.0894 | 9618 | 464952.8106 | 7237 | 334928.3396 | 58275 | 61376900 | 510 | 436598.0838 | 510 | 239842.4359 | 508 | 218997.4926 | 30992.7 | 32914600 | 85 | 631806.175 | 85 | 506547.6193 | 85 | 491271.9492 | 57054.3 | 61775500 | 248.0435 | 94.33% | 58.93% | 4.862% | 16.78% | 0.8104% | 24.28% | 97.21% | 30.32% | 73.15% | 21.84% | 100% | 54.93% | 99.61% | 50.16% | 100% | 80.17% | 100% | 77.76% | Suburb Large | 2678.0309 | West North Central
55434 | 0.86647 | Minneapolis | 0 | MN | 2012 | 9326 | 1813903.6158 | 92620.1 | 98238000 | 9018 | 1284610.449 | 8732 | 392243.6322 | 6120 | 278714.5742 | 48835.1 | 50995900 | 269 | 227552.2536 | 269 | 124443.8413 | 269 | 113301.1083 | 15917.4 | 16993600 | 39 | 301740.9132 | 39 | 249129.5242 | 39 | 242657.4368 | 27867.6 | 30248500 | 194.4996 | 96.7% | 70.82% | 2.884% | 12.54% | 0.4182% | 16.63% | 96.83% | 30.53% | 67.86% | 21.7% | 100% | 54.69% | 100% | 49.79% | 100% | 82.56% | 100% | 80.42% | Suburb Large | 3132.6943 | West North Central
55435 | 1 | Minneapolis | 0 | MN | 2012 | 1732 | 1127095.9235 | 72971.4 | 91478600 | 1466 | 326157.6442 | 1452 | 93137.6228 | 1170 | 64676.5247 | 10831.2 | 13366800 | 192 | 214560.6063 | 192 | 137218.4283 | 192 | 128001.8749 | 16033.7 | 19962900 | 74 | 586377.6729 | 74 | 418534.4452 | 74 | 399006.5919 | 46106.5 | 58148900 | 650.7482 | 84.64% | 28.94% | 11.09% | 19.04% | 4.273% | 52.03% | 99.05% | 28.56% | 79.81% | 19.83% | 100% | 63.95% | 100% | 59.66% | 100% | 71.38% | 100% | 68.05% | Suburb Large | 3912.7468 | West North Central
55436 | 1 | Minneapolis | 0 | MN | 2012 | 4088 | 1152295.4312 | 45963.94 | 52967420 | 3875 | 877713.9944 | 3777 | 222011.4216 | 2820 | 151423.7285 | 26954.7 | 30871200 | 179 | 124948.9073 | 179 | 53455.6532 | 179 | 45190.1265 | 6846.44 | 7890120 | 34 | 149632.5296 | 34 | 105556.6705 | 34 | 100691.0453 | 12162.8 | 14206100 | 281.8727 | 94.79% | 76.17% | 4.379% | 10.84% | 0.8317% | 12.99% | 97.47% | 25.29% | 72.77% | 17.25% | 100% | 42.78% | 100% | 36.17% | 100% | 70.54% | 100% | 67.29% | Suburb Large | 2619.6544 | West North Central
55437 | 1 | Minneapolis | 0 | MN | 2012 | 5514 | 1499433.5439 | 69093 | 80107200 | 5246 | 984155.6537 | 5118 | 258027.2746 | 3743 | 173267.7308 | 30550 | 35095500 | 210 | 165957.1014 | 210 | 81049.1238 | 209 | 71546.0441 | 10334.2 | 11870800 | 58 | 349320.7889 | 58 | 249964.4502 | 58 | 240662.039 | 28208.8 | 33140900 | 271.9321 | 95.14% | 65.64% | 3.808% | 11.07% | 1.052% | 23.3% | 97.56% | 26.22% | 71.35% | 17.61% | 100% | 48.84% | 99.52% | 43.11% | 100% | 71.56% | 100% | 68.89% | City Small | 2260.9817 | West North Central
55438 | 1 | Minneapolis | 0 | MN | 2012 | 4457 | 1458344.7267 | 82089.4 | 94633500 | 4162 | 892260.6362 | 4121 | 263638.1806 | 3459 | 189869.9756 | 34429.5 | 39128600 | 238 | 182177.2564 | 238 | 85516.1519 | 237 | 74487.9636 | 11646.8 | 13252400 | 57 | 383906.8342 | 57 | 315975.0091 | 57 | 308994.9131 | 36013.1 | 42252500 | 327.2032 | 93.38% | 61.18% | 5.34% | 12.49% | 1.279% | 26.32% | 99.01% | 29.55% | 83.11% | 21.28% | 100% | 46.94% | 99.58% | 40.89% | 100% | 82.31% | 100% | 80.49% | City Small | 1711.5652 | West North Central
55439 | 1 | Minneapolis | 0 | MN | 2012 | 2910 | 1367609.9836 | 81264 | 94800900 | 2626 | 612865.9568 | 2584 | 146199.5235 | 1943 | 98569.5128 | 17420.3 | 19941300 | 189 | 180915.4292 | 189 | 103914.4662 | 187 | 94202.3995 | 12157.2 | 14130300 | 95 | 573828.5976 | 95 | 462759.7535 | 95 | 450499.4072 | 51686.5 | 60729300 | 469.9691 | 90.24% | 44.81% | 6.495% | 13.23% | 3.265% | 41.96% | 98.4% | 23.86% | 73.99% | 16.08% | 100% | 57.44% | 98.94% | 52.07% | 100% | 80.64% | 100% | 78.51% | Suburb Large | 1885.3464 | West North Central
55441 | 1 | Minneapolis | 0 | MN | 2012 | 5236 | 2070383.9515 | 137630.1 | 148352200 | 4868 | 881633.9853 | 4699 | 238575.1955 | 3373 | 170060.4677 | 29803.5 | 31491600 | 231 | 223873.2025 | 231 | 142025.0928 | 231 | 132841.5384 | 16608.1 | 17842800 | 137 | 964876.7636 | 137 | 814639.3144 | 137 | 798587.0936 | 91218.5 | 99017800 | 395.4133 | 92.97% | 42.58% | 4.412% | 10.81% | 2.617% | 46.6% | 96.53% | 27.06% | 69.29% | 19.29% | 100% | 63.44% | 100% | 59.34% | 100% | 84.43% | 100% | 82.77% | City Small | 1929.4958 | West North Central
55442 | 1 | Minneapolis | 0 | MN | 2012 | 3515 | 1087350.9576 | 64063.1 | 68129200 | 3259 | 675167.6697 | 3250 | 230197.6739 | 3024 | 168370.9184 | 30953.1 | 32546500 | 218 | 179564.6247 | 218 | 90523.3904 | 217 | 80439.4241 | 12577.7 | 13357800 | 38 | 232618.6632 | 38 | 179846.7147 | 38 | 174434.9205 | 20532.3 | 22224900 | 309.3459 | 92.72% | 62.09% | 6.202% | 16.51% | 1.081% | 21.39% | 99.72% | 34.09% | 92.79% | 24.94% | 100% | 50.41% | 99.54% | 44.8% | 100% | 77.31% | 100% | 74.99% | Suburb Large | 2312.1433 | West North Central
55443 | 1 | Minneapolis | 0 | MN | 2012 | 8673 | 2156084.3393 | 121391.8 | 127494500 | 8293 | 1626942.8085 | 8260 | 582091.6901 | 7740 | 432145.1728 | 77902 | 81149200 | 345 | 297915.5047 | 345 | 173932.7519 | 344 | 159894.8248 | 22977.7 | 24252900 | 35 | 231226.0261 | 35 | 174342.0383 | 35 | 168249.1783 | 20512.1 | 22092400 | 248.5973 | 95.62% | 75.46% | 3.978% | 13.82% | 0.4036% | 10.72% | 99.6% | 35.78% | 93.33% | 26.56% | 100% | 58.38% | 99.71% | 53.67% | 100% | 75.4% | 100% | 72.76% | Suburb Large | 3304.5501 | West North Central
55444 | 1 | Minneapolis | 0 | MN | 2012 | 5180 | 880542.7239 | 35575.68 | 37100700 | 5090 | 796465.9442 | 4988 | 238196.1769 | 4034 | 168614.9792 | 29353.6 | 30491400 | 85 | 65301.3049 | 85 | 35892.4734 | 85 | 32401.8327 | 4571.14 | 4817120 | 5 | 18775.4748 | 5 | 13999.2118 | 5 | 13427.6925 | 1650.94 | 1792180 | 169.9889 | 98.26% | 90.45% | 1.641% | 7.416% | 0.09653% | 2.132% | 98% | 29.91% | 79.25% | 21.17% | 100% | 54.96% | 100% | 49.62% | 100% | 74.56% | 100% | 71.52% | Suburb Large | 3333.183 | West North Central
55445 | 1 | Minneapolis | 0 | MN | 2012 | 3041 | 1363433.3862 | 104316.1 | 111881300 | 2743 | 503491.9423 | 2728 | 182245.5023 | 2492 | 135613.2342 | 23554.7 | 24399500 | 223 | 166610.2654 | 223 | 99271.6079 | 223 | 91970.7485 | 12819.4 | 13637100 | 75 | 693331.1785 | 75 | 608423.2546 | 75 | 600068.2919 | 67942 | 73844700 | 448.3503 | 90.2% | 36.93% | 7.333% | 12.22% | 2.466% | 50.85% | 99.45% | 36.2% | 90.85% | 26.93% | 100% | 59.58% | 100% | 55.2% | 100% | 87.75% | 100% | 86.55% | Suburb Large | 1629.5444 | West North Central
55446 | 1 | Minneapolis | 0 | MN | 2012 | 4586 | 1602363.8601 | 98568.9 | 103711900 | 4014 | 903272.8385 | 4004 | 326023.057 | 3810 | 244191.7721 | 46205.1 | 48403100 | 523 | 378838.0682 | 523 | 181404.3625 | 522 | 157373.1918 | 26940.7 | 27923100 | 49 | 320252.9534 | 49 | 216116.2973 | 49 | 206209.9164 | 25423.1 | 27385700 | 349.4034 | 87.53% | 56.37% | 11.4% | 23.64% | 1.068% | 19.99% | 99.75% | 36.09% | 94.92% | 27.03% | 100% | 47.88% | 99.81% | 41.54% | 100% | 67.48% | 100% | 64.39% | City Small | 1721.1676 | West North Central
55447 | 1 | Minneapolis | 0 | MN | 2012 | 6505 | 2211229.1022 | 126317.2 | 135762300 | 6145 | 1239241.7831 | 5986 | 326790.2825 | 4640 | 231503 | 41911.4 | 44319300 | 227 | 206728.1965 | 227 | 115585.9812 | 226 | 105643.3445 | 14360.7 | 15493600 | 133 | 765259.1226 | 133 | 624617.4795 | 133 | 609201.3024 | 70045.1 | 75949400 | 339.9276 | 94.47% | 56.04% | 3.49% | 9.349% | 2.045% | 34.61% | 97.41% | 26.37% | 75.51% | 18.68% | 100% | 55.91% | 99.56% | 51.1% | 100% | 81.62% | 100% | 79.61% | City Small | 2145.9842 | West North Central
55448 | 0.93943 | Minneapolis | 0 | MN | 2012 | 8969 | 1966726.8541 | 103155.7 | 109398700 | 8542 | 1361522.8915 | 8329 | 422177.4223 | 6469 | 301575.6756 | 54353.9 | 57137800 | 382 | 286491.4565 | 382 | 146882.0434 | 382 | 130450.9889 | 19558.5 | 20513900 | 45 | 318712.5061 | 45 | 261432.2251 | 45 | 254529.8981 | 29243.3 | 31747000 | 219.2805 | 95.24% | 69.23% | 4.259% | 14.57% | 0.5017% | 16.21% | 97.51% | 31.01% | 75.73% | 22.15% | 100% | 51.27% | 100% | 45.53% | 100% | 82.03% | 100% | 79.86% | Suburb Large | 2574.3375 | West North Central
55449 | 0.75353 | Minneapolis | 0 | MN | 2012 | 6136 | 2096936.6173 | 143787.2 | 152661700 | 5418 | 1057042.499 | 5325 | 379247.3526 | 4613 | 287964.2316 | 52513.6 | 54736400 | 644 | 590249.9513 | 644 | 379802.8331 | 644 | 358720.1215 | 48315.7 | 51298700 | 74 | 449644.167 | 74 | 383555.8052 | 74 | 376849.6854 | 42957.9 | 46626600 | 341.7433 | 88.3% | 50.41% | 10.5% | 28.15% | 1.206% | 21.44% | 98.28% | 35.88% | 85.14% | 27.24% | 100% | 64.35% | 100% | 60.77% | 100% | 85.3% | 100% | 83.81% | Suburb Large | 1188.0386 | West North Central
55450 | 1 | Minneapolis | 0 | MN | 2012 | 107 | 371365.2178 | 32674.369 | 41259537 | 57 | 8270.7455 | 56 | 4737.1156 | 50 | 4104.3598 | 488.739 | 616077 | 24 | 29316.5139 | 24 | 21025.5347 | 24 | 20117.0679 | 2372.13 | 2968860 | 26 | 333777.9584 | 26 | 267667.7954 | 26 | 262565.4723 | 29813.5 | 37674600 | 3470.703 | 53.27% | 2.227% | 22.43% | 7.894% | 24.3% | 89.88% | 98.25% | 57.28% | 87.72% | 49.63% | 100% | 71.72% | 100% | 68.62% | 100% | 80.19% | 100% | 78.66% | #N/A | 284.0354 | West North Central
55454 | 1 | Minneapolis | Minneapolis, MN | MN | 2007 | 255 | 232895.178 | 14299.27 | 18023700 | 187 | 25833.3616 | 180 | 9518.7571 | 120 | 7547.3372 | 1136.52 | 1417890 | 48 | 47700.3279 | 48 | 27340.6526 | 48 | 25086.3025 | 3029.25 | 3791510 | 20 | 159361.4885 | 20 | 92223.4437 | 20 | 86574.358 | 10133.5 | 12814300 | 913.3144 | 73.33% | 11.09% | 18.82% | 20.48% | 7.843% | 68.43% | 96.26% | 36.85% | 64.17% | 29.22% | 100% | 57.32% | 100% | 52.59% | 100% | 57.87% | 100% | 54.33% | City Large | 12085.8043 | West North Central
55455 | 1 | Minneapolis | Minneapolis, MN | MN | 2012 | 88 | 291799.328 | 16735.556 | 20921254 | 29 | 3877.4371 | 26 | 1428.3814 | 17 | 1164.2307 | 141.386 | 177444 | 34 | 46141.6565 | 34 | 24074.5186 | 34 | 21483.9795 | 2855.17 | 3589110 | 25 | 241780.2344 | 25 | 122955.5198 | 25 | 111349.7824 | 13739 | 17154700 | 3315.9015 | 32.95% | 1.329% | 38.64% | 15.81% | 28.41% | 82.86% | 89.66% | 36.84% | 58.62% | 30.03% | 100% | 52.18% | 100% | 46.56% | 100% | 50.85% | 100% | 46.05% | City Large | 9631.5285 | West North Central
57501 | 0.035051 | Pierre | 0 | SD | 2008 | 6133 | 1345749.1579 | 71569.5 | 95785600 | 5751 | 838046.0235 | 5700 | 273045.4602 | 4161 | 195744.582 | 31989.2 | 43016700 | 344 | 315943.2143 | 344 | 194456.715 | 337 | 182307.9101 | 22918.6 | 30496000 | 38 | 191759.92 | 38 | 149194.9708 | 38 | 144776.5378 | 16661.7 | 22272900 | 219.4275 | 93.77% | 62.27% | 5.609% | 23.48% | 0.6196% | 14.25% | 99.11% | 32.58% | 72.35% | 23.36% | 100% | 61.55% | 97.97% | 57.7% | 100% | 77.8% | 100% | 75.5% | Town Remote | 23.0055 | West North Central
57532 | 0.010371 | Pierre | 0 | SD | 2008 | 1370 | 286866.2154 | 14885.219 | 19754510 | 1266 | 188805.2711 | 1262 | 69654.1984 | 981 | 50355.9057 | 8219.68 | 10945200 | 99 | 83350.9818 | 99 | 46708.6411 | 99 | 42649.3391 | 5698.82 | 7518270 | 5 | 14709.9625 | 5 | 8973.5777 | 5 | 8120.7156 | 966.719 | 1291040 | 209.3914 | 92.41% | 65.82% | 7.226% | 29.06% | 0.365% | 5.128% | 99.68% | 36.89% | 77.49% | 26.67% | 100% | 56.04% | 100% | 51.17% | 100% | 61% | 100% | 55.21% | Town Remote | 2.1328 | West North Central
58501 | 0.78993 | Bismarck | 0 | ND | 2008 | 10332 | 2393189.0293 | 108617.9 | 143757500 | 9751 | 1499861.7757 | 9531 | 388485.4066 | 6480 | 278754.1135 | 46429.6 | 62498600 | 490 | 457010.0558 | 490 | 248928.9789 | 479 | 232317.8694 | 28715.3 | 37505600 | 91 | 436317.1978 | 91 | 299093.9227 | 91 | 289757.8486 | 33473 | 43753300 | 231.6288 | 94.38% | 62.67% | 4.743% | 19.1% | 0.8808% | 18.23% | 97.74% | 25.9% | 66.45% | 18.59% | 100% | 54.47% | 97.76% | 50.83% | 100% | 68.55% | 100% | 66.41% | City Small | 1145.6428 | West North Central
58503 | 0.23939 | Bismarck | 0 | ND | 2008 | 6958 | 1954362.2566 | 91939.2 | 120784700 | 6449 | 1274567.9562 | 6429 | 388833.6295 | 5448 | 276783.5736 | 47649.9 | 62869000 | 461 | 374013.6876 | 461 | 160840.7938 | 454 | 142118.7856 | 19589 | 25657200 | 48 | 305780.6128 | 48 | 217736.4887 | 48 | 211322.5338 | 24700.3 | 32258500 | 280.8799 | 92.68% | 65.22% | 6.625% | 19.14% | 0.6899% | 15.65% | 99.69% | 30.51% | 84.48% | 21.72% | 100% | 43% | 98.48% | 38% | 100% | 71.21% | 100% | 69.11% | City Small | 180.2546 | West North Central
58504 | 0.22843 | Bismarck | 0 | ND | 2008 | 8667 | 2270333.9946 | 115817.1 | 152393800 | 7924 | 1252124.1139 | 7601 | 344579.6406 | 5392 | 246850.0325 | 40065 | 53379400 | 679 | 579802.0357 | 679 | 320091.0776 | 657 | 300384.7004 | 37056.2 | 48444300 | 64 | 438407.845 | 64 | 346045.5811 | 64 | 338203.1287 | 38695.9 | 50570100 | 261.9515 | 91.43% | 55.15% | 7.834% | 25.54% | 0.7384% | 19.31% | 95.92% | 27.52% | 68.05% | 19.71% | 100% | 55.21% | 96.76% | 51.81% | 100% | 78.93% | 100% | 77.14% | City Small | 179.8929 | West North Central
58554 | 0.14037 | Bismarck | 0 | ND | 2008 | 9151 | 1911251.2719 | 83249.6 | 109757600 | 8607 | 1288602.289 | 8420 | 371062.2958 | 5981 | 261948.2847 | 42805.2 | 56907000 | 495 | 414557.9565 | 495 | 211859.5441 | 479 | 195142.4734 | 24842.3 | 32480400 | 49 | 208091.0264 | 49 | 140329.3781 | 49 | 134524.3595 | 15602.1 | 20370200 | 208.8571 | 94.06% | 67.42% | 5.409% | 21.69% | 0.5355% | 10.89% | 97.83% | 28.8% | 69.49% | 20.33% | 100% | 51.1% | 96.77% | 47.07% | 100% | 67.44% | 100% | 64.65% | Suburb Small | 46.933 | West North Central
59601 | 0.30175 | Helena | 0 | MT | 2013 | 13743 | 2823284.9935 | 115424.1 | 152624000 | 13029 | 1817697.6387 | 12762 | 475010.8845 | 7912 | 323286.7313 | 52528.3 | 69898200 | 628 | 571462.878 | 628 | 276149.7855 | 597 | 251599.243 | 31751.4 | 41835600 | 86 | 434124.4768 | 86 | 282548.1002 | 86 | 269484.367 | 31144.4 | 40890200 | 205.4344 | 94.8% | 64.38% | 4.57% | 20.24% | 0.6258% | 15.38% | 97.95% | 26.13% | 60.73% | 17.79% | 100% | 48.32% | 95.06% | 44.03% | 100% | 65.08% | 100% | 62.08% | #N/A | 186.2214 | Mountain
59602 | 0.10108 | Helena | 0 | MT | 2013 | 9603 | 1930241.5357 | 77483.7 | 103293400 | 9285 | 1479348.575 | 9222 | 428259.7976 | 6588 | 296628.6496 | 49347.2 | 66251200 | 286 | 237988.8627 | 286 | 98134.7788 | 268 | 85905.7944 | 11716 | 15472600 | 32 | 212904.098 | 32 | 148352.9345 | 32 | 142906.2245 | 16420.5 | 21569600 | 201.004 | 96.69% | 76.64% | 2.978% | 12.33% | 0.3332% | 11.03% | 99.32% | 28.95% | 70.95% | 20.05% | 100% | 41.24% | 93.71% | 36.1% | 100% | 69.68% | 100% | 67.12% | Rural Remote | 36.0266 | Mountain
59634 | 0.13181 | Helena | 0 | MT | 2007 | 1454 | 312379.3953 | 11386.725 | 15080582 | 1409 | 269344.3912 | 1358 | 71690.0482 | 1009 | 54018.1688 | 9562.42 | 12697200 | 43 | 28816.1463 | 43 | 8743.8306 | 39 | 7393.131 | 1164.49 | 1521970 | 2 | 14218.8578 | 2 | 6079.8818 | 2 | 5371.8784 | 659.815 | 861412 | 214.8414 | 96.91% | 86.22% | 2.957% | 9.225% | 0.1376% | 4.552% | 96.38% | 26.62% | 71.61% | 20.06% | 100% | 30.34% | 90.7% | 25.66% | 100% | 42.76% | 100% | 37.78% | #N/A | 18.7254 | Mountain
59635 | 0.084914 | Helena | 0 | MT | 2007 | 3567 | 552078.0222 | 18401.09 | 24628570 | 3502 | 466319.9174 | 3449 | 122751.1791 | 2131 | 86703.8186 | 14250.7 | 19170300 | 57 | 48608.8524 | 57 | 17949.0257 | 54 | 15542.7017 | 2073.09 | 2724780 | 8 | 37149.2524 | 8 | 18204.8952 | 8 | 16422.9592 | 2077.3 | 2733490 | 154.7738 | 98.18% | 84.47% | 1.598% | 8.805% | 0.2243% | 6.729% | 98.49% | 26.32% | 60.85% | 18.59% | 100% | 36.93% | 94.74% | 31.98% | 100% | 49% | 100% | 44.21% | Rural Remote | 42.2028 | Mountain
60004 | 0.044004 | Chicago | 0 | IL | 2012 | 1005 | 666850.0163 | 7841.033 | 9280255 | 993 | 589246.7656 | 969 | 50071.3577 | 800 | 36255.6893 | 6271.77 | 7359330 | 9 | 32339.6785 | 9 | 5478.8357 | 9 | 5097.7686 | 636.953 | 770325 | 3 | 45263.5723 | 3 | 8541.2788 | 3 | 8117.4413 | 932.31 | 1150600 | 663.5324 | 98.81% | 88.36% | 0.8955% | 4.85% | 0.2985% | 6.788% | 97.58% | 8.498% | 80.56% | 6.153% | 100% | 16.94% | 100% | 15.76% | 100% | 18.87% | 100% | 17.93% | #N/A | 4651.3338 | East North Central
60005 | 0.81641 | Chicago | 0 | IL | 2012 | 6779 | 8140195.1744 | 142612.9 | 171296500 | 6240 | 4083706.9487 | 6158 | 395299.0737 | 5294 | 304447.203 | 52807.1 | 61773000 | 447 | 1708113.7829 | 447 | 287850.0728 | 447 | 271413.6344 | 34874.3 | 42094400 | 92 | 2348374.4428 | 92 | 485955.7807 | 92 | 474524.5998 | 54931.5 | 67429100 | 1200.7959 | 92.05% | 50.17% | 6.594% | 20.98% | 1.357% | 28.85% | 98.69% | 9.68% | 84.84% | 7.455% | 100% | 16.85% | 100% | 15.89% | 100% | 20.69% | 100% | 20.21% | #N/A | 4943.0939 | East North Central
60007 | 0.96753 | Chicago | 0 | IL | 2012 | 10750 | 25999265.1158 | 557846.7 | 682873000 | 9158 | 6585162.8264 | 9073 | 667468.0126 | 8137 | 530936.0913 | 89726.1 | 105732000 | 1057 | 4552277.448 | 1057 | 874451.8459 | 1057 | 844727.9624 | 99275.6 | 121872000 | 535 | 14861824.8414 | 535 | 3295415.1003 | 535 | 3254516.5968 | 368845 | 455269000 | 2418.5363 | 85.19% | 25.33% | 9.833% | 17.51% | 4.977% | 57.16% | 99.07% | 10.14% | 88.85% | 8.063% | 100% | 19.21% | 100% | 18.56% | 100% | 22.17% | 100% | 21.9% | City Large | 2060.4644 | East North Central
60008 | 0.66838 | Chicago | 0 | IL | 2012 | 3650 | 4286352.391 | 72631 | 87768200 | 3323 | 1830780.5571 | 3241 | 165738.7255 | 2541 | 122489.3753 | 20270.9 | 23945900 | 267 | 1035719.232 | 267 | 167103.737 | 267 | 155672.1556 | 20751.8 | 24818600 | 60 | 1419852.6018 | 60 | 285073.5779 | 60 | 276009.3864 | 31608.3 | 39003700 | 1174.3431 | 91.04% | 42.71% | 7.315% | 24.16% | 1.644% | 33.12% | 97.53% | 9.053% | 76.47% | 6.691% | 100% | 16.13% | 100% | 15.03% | 100% | 20.08% | 100% | 19.44% | #N/A | 3676.552 | East North Central
60016 | 0.99907 | Chicago | 0 | IL | 2012 | 12809 | 13105555.0865 | 228879.7 | 272775800 | 11980 | 7466196.817 | 11797 | 780278.9585 | 10147 | 620339.2709 | 105401 | 122893000 | 710 | 2607797.8804 | 710 | 438254.9585 | 710 | 417168.6325 | 55507.1 | 66258800 | 119 | 3031560.389 | 119 | 607127.9777 | 119 | 587880.7352 | 67971.6 | 83624000 | 1023.1521 | 93.53% | 56.97% | 5.543% | 19.9% | 0.929% | 23.13% | 98.47% | 10.45% | 84.7% | 8.309% | 100% | 16.81% | 100% | 16% | 100% | 20.03% | 100% | 19.39% | #N/A | 5022.2843 | East North Central
60018 | 1 | Chicago | Chicago, IL | IL | 2012 | 10065 | 14613963.7073 | 287443.6 | 350089200 | 9539 | 4613958.778 | 9266 | 475251.625 | 7031 | 357897.4879 | 60364.2 | 70714700 | 309 | 1248498.9179 | 309 | 224103.6281 | 309 | 212439.2149 | 25957.4 | 31524500 | 217 | 8751506.0114 | 217 | 1796619.2297 | 217 | 1755099.4973 | 201122 | 247850000 | 1451.9586 | 94.77% | 31.57% | 3.07% | 8.543% | 2.156% | 59.88% | 97.14% | 10.3% | 73.71% | 7.757% | 100% | 17.95% | 100% | 17.02% | 100% | 20.53% | 100% | 20.05% | City Large | 2060.0118 | East North Central
60025 | 0.64979 | Chicago | 0 | IL | 2012 | 8877 | 8372299.7987 | 118643.9 | 140841500 | 8503 | 6043530.2499 | 8404 | 543666.9524 | 7003 | 410659.5206 | 71182.3 | 83214000 | 324 | 1151282.9864 | 324 | 170491.7662 | 324 | 156893.0275 | 21076.6 | 25358800 | 50 | 1177486.5623 | 50 | 229385.1473 | 50 | 221580.5353 | 26385 | 32268700 | 943.1452 | 95.79% | 72.18% | 3.65% | 13.75% | 0.5633% | 14.06% | 98.84% | 8.996% | 82.36% | 6.795% | 100% | 14.81% | 100% | 13.63% | 100% | 19.48% | 100% | 18.82% | #N/A | 3585.3519 | East North Central
60026 | 0.092463 | Chicago | 0 | IL | 2012 | 349 | 390036.1515 | 5744.282 | 6738240 | 317 | 293412.7071 | 316 | 29368.1462 | 298 | 22617.0184 | 4091.09 | 4800960 | 31 | 83462.2116 | 31 | 10424.6254 | 31 | 8982.9773 | 1450.46 | 1696760 | 1 | 13161.2328 | 1 | 1653.6766 | 1 | 1238.3651 | 202.732 | 240520 | 1117.5821 | 90.83% | 75.23% | 8.883% | 21.4% | 0.2865% | 3.374% | 99.68% | 10.01% | 94.01% | 7.708% | 100% | 12.49% | 100% | 10.76% | 100% | 12.56% | 100% | 9.409% | #N/A | 2604.4088 | East North Central
60029 | 1 | Chicago | 0 | IL | 2012 | 54 | 68005.9923 | 870.693 | 1016279 | 49 | 57274.4515 | 49 | 5050.0388 | 46 | 3825.0861 | 683.17 | 791553 | 5 | 10731.5408 | 5 | 1467.9979 | 5 | 1251.7437 | 187.523 | 224726 | 0 | 0 | 0 | 0 | 0 | 0 | 0 | 0 | 1259.3702 | 90.74% | 84.22% | 9.259% | 15.78% | 0% | 0% | 100% | 8.817% | 93.88% | 6.679% | 100% | 13.68% | 100% | 11.66% | #DIV/0! | #DIV/0! | #DIV/0! | #DIV/0! | #N/A | 1369.9571 | East North Central
60038 | 1 | Chicago | Chicago, IL | IL | 2012 | 3 | 56199.6307 | 1262.2205 | 1530270 | 1 | 654.1066 | 1 | 93.5985 | 1 | 86.7888 | 9.7205 | 11830 | 0 | 0 | 0 | 0 | 0 | 0 | 0 | 0 | 2 | 55545.5242 | 2 | 11057.9587 | 2 | 10756.0353 | 1252.5 | 1518440 | 18733.2102 | 33.33% | 1.164% | 0% | 0% | 66.67% | 98.84% | 100% | 14.31% | 100% | 13.27% | #DIV/0! | #DIV/0! | #DIV/0! | #DIV/0! | 100% | 19.91% | 100% | 19.36% | City Large | 0 | East North Central
60053 | 1 | Chicago | 0 | IL | 2012 | 8763 | 7637814.0883 | 132941.8 | 159020700 | 8530 | 4694383.4463 | 8438 | 494393.8939 | 7271 | 380687.3005 | 64289.1 | 74932200 | 164 | 706858.5056 | 164 | 126750.2841 | 164 | 120065.7783 | 14975.6 | 18082100 | 69 | 2236572.1364 | 69 | 474695.5776 | 69 | 465277.3887 | 53677.1 | 66006400 | 871.5981 | 97.34% | 61.46% | 1.872% | 9.255% | 0.7874% | 29.28% | 98.92% | 10.53% | 85.24% | 8.109% | 100% | 17.93% | 100% | 16.99% | 100% | 21.22% | 100% | 20.8% | #N/A | 4561.0796 | East North Central
60056 | 0.75022 | Chicago | 0 | IL | 2012 | 11490 | 11788794.6008 | 205191.1 | 246119600 | 10931 | 6976725.1098 | 10820 | 710620.9402 | 9439 | 555423.0874 | 95250.9 | 111458000 | 433 | 1691382.7025 | 433 | 290817.0311 | 433 | 275743.5693 | 35040.4 | 42431400 | 126 | 3120686.7885 | 126 | 663187.2429 | 126 | 649181.2611 | 74899.8 | 92230200 | 1026.0048 | 95.13% | 59.18% | 3.768% | 14.35% | 1.097% | 26.47% | 98.98% | 10.19% | 86.35% | 7.961% | 100% | 17.19% | 100% | 16.3% | 100% | 21.25% | 100% | 20.8% | #N/A | 5123.9981 | East North Central
60067 | 0.0089538 | Chicago | 0 | IL | 2012 | 115 | 122135.4697 | 918.3743 | 1097892 | 112 | 115550.1236 | 108 | 6825.5581 | 88 | 4862.3235 | 826.962 | 988061 | 3 | 6585.3462 | 3 | 629.3573 | 3 | 544.959 | 91.4123 | 109831 | 0 | 0 | 0 | 0 | 0 | 0 | 0 | 0 | 1062.0476 | 97.39% | 94.61% | 2.609% | 5.392% | 0% | 0% | 96.43% | 5.907% | 78.57% | 4.208% | 100% | 9.557% | 100% | 8.275% | #DIV/0! | #DIV/0! | #DIV/0! | #DIV/0! | #N/A | 3047.3546 | East North Central
60068 | 1 | Chicago | 0 | IL | 2012 | 14032 | 10515170.9038 | 149708.3 | 177512500 | 13711 | 8180406.4064 | 13492 | 768284.77 | 11031 | 578123.6675 | 102203 | 119852000 | 277 | 1129680.9951 | 277 | 181820.3839 | 277 | 169946.938 | 22059.8 | 26645400 | 44 | 1205083.5023 | 44 | 219393.6674 | 44 | 210256.7904 | 25445.5 | 31015100 | 749.3708 | 97.71% | 77.8% | 1.974% | 10.74% | 0.3136% | 11.46% | 98.4% | 9.392% | 80.45% | 7.067% | 100% | 16.09% | 100% | 15.04% | 100% | 18.21% | 100% | 17.45% | City Large | 5197.865 | East North Central
60076 | 0.98077 | Chicago | 0 | IL | 2008 | 10043 | 2273207.1719 | 144833.6 | 174329600 | 9709 | 1416418.9862 | 9581 | 528671.7848 | 8028 | 407457.4147 | 69429.5 | 81845800 | 248 | 258960.3661 | 248 | 182723.4441 | 248 | 174061.6392 | 22546.7 | 27608500 | 86 | 597827.8197 | 86 | 489730.3517 | 86 | 477926.0044 | 52857.4 | 64875300 | 226.3474 | 96.67% | 62.31% | 2.469% | 11.39% | 0.8563% | 26.3% | 98.68% | 37.32% | 82.69% | 28.77% | 100% | 70.56% | 100% | 67.22% | 100% | 81.92% | 100% | 79.94% | #N/A | 6251.3641 | East North Central
60077 | 0.99288 | Chicago | 0 | IL | 2012 | 5837 | 6352258.7143 | 111527.5 | 134282500 | 5501 | 3146976.4624 | 5453 | 337422.6301 | 4789 | 272193.6065 | 43376.9 | 50635300 | 267 | 1174728.1399 | 267 | 211383.2084 | 267 | 202166.6296 | 24092.1 | 29432900 | 69 | 2030554.1121 | 69 | 395273.8815 | 69 | 381489.4677 | 44058.5 | 54214300 | 1088.2746 | 94.24% | 49.54% | 4.574% | 18.49% | 1.182% | 31.97% | 99.13% | 10.72% | 87.06% | 8.649% | 100% | 17.99% | 100% | 17.21% | 100% | 19.47% | 100% | 18.79% | City Large | 6651.3975 | East North Central
60091 | 0.01934 | Chicago | 0 | IL | 2012 | 32 | 28224.1553 | 383.4192 | 449503.9 | 31 | 26317.8493 | 31 | 2463.065 | 29 | 1959.063 | 346.339 | 402128 | 1 | 1906.306 | 1 | 210.9381 | 1 | 208.0217 | 37.0802 | 47375.9 | 0 | 0 | 0 | 0 | 0 | 0 | 0 | 0 | 882.0049 | 96.88% | 93.25% | 3.125% | 6.754% | 0% | 0% | 100% | 9.359% | 93.55% | 7.444% | 100% | 11.07% | 100% | 10.91% | #DIV/0! | #DIV/0! | #DIV/0! | #DIV/0! | #N/A | 4413.4716 | East North Central
60101 | 0.97612 | Chicago | 0 | IL | 2012 | 10280 | 16171012.3097 | 334107.3 | 404786400 | 9272 | 6068787.5548 | 9217 | 666367.0625 | 8410 | 531874.3923 | 90641.7 | 105469000 | 756 | 3094858.9008 | 756 | 584597.5653 | 756 | 565164.5322 | 68002.6 | 82995400 | 252 | 7007365.8541 | 252 | 1556981.9566 | 252 | 1539638.658 | 175463 | 216322000 | 1573.0557 | 90.19% | 37.53% | 7.354% | 19.14% | 2.451% | 43.33% | 99.41% | 10.98% | 90.7% | 8.764% | 100% | 18.89% | 100% | 18.26% | 100% | 22.22% | 100% | 21.97% | Suburb Large | 3297.4917 | East North Central
60104 | 1 | Chicago | 0 | IL | 2012 | 6107 | 4770147.677 | 84675.21 | 102965600 | 5936 | 2415498.5051 | 5868 | 218679.0727 | 4649 | 164811.362 | 28302.8 | 33885400 | 111 | 425874.3057 | 111 | 77459.8143 | 111 | 74102.522 | 8875.21 | 10828300 | 60 | 1928774.8662 | 60 | 414102.2185 | 60 | 406473.586 | 47497.2 | 58251900 | 781.0951 | 97.2% | 50.64% | 1.818% | 8.928% | 0.9825% | 40.43% | 98.85% | 9.053% | 78.32% | 6.823% | 100% | 18.19% | 100% | 17.4% | 100% | 21.47% | 100% | 21.07% | #N/A | 7827.4098 | East North Central
60106 | 1 | Chicago | 0 | IL | 2012 | 6289 | 10420785.505 | 221864.8 | 270476900 | 5717 | 3092315.6532 | 5606 | 313894.4535 | 4510 | 244674.4711 | 41251 | 48326100 | 381 | 1678131.385 | 381 | 325485.3288 | 381 | 316108.4785 | 37583.8 | 45981800 | 191 | 5650338.4668 | 191 | 1262595.3139 | 191 | 1250489.5734 | 143030 | 176169000 | 1656.9861 | 90.9% | 29.67% | 6.058% | 16.1% | 3.037% | 54.22% | 98.06% | 10.15% | 78.89% | 7.912% | 100% | 19.4% | 100% | 18.84% | 100% | 22.35% | 100% | 22.13% | City Large | 2147.7179 | East North Central
60108 | 0.011644 | Chicago | 0 | IL | 2012 | 62 | 68855.6378 | 1411.212 | 1621523 | 56 | 56731.6161 | 56 | 7006.979 | 54 | 6189.2939 | 1146.86 | 1312460 | 6 | 12124.0217 | 6 | 1677.9485 | 6 | 1564.6347 | 264.352 | 309063 | 0 | 0 | 0 | 0 | 0 | 0 | 0 | 0 | 1110.5748 | 90.32% | 82.39% | 9.677% | 17.61% | 0% | 0% | 100% | 12.35% | 96.43% | 10.91% | 100% | 13.84% | 100% | 12.91% | #DIV/0! | #DIV/0! | #DIV/0! | #DIV/0! | #N/A | 3327.5016 | East North Central
60126 | 1 | Chicago | 0 | IL | 2012 | 17373 | 14568021.0797 | 238201.1 | 285265800 | 16821 | 9037405.9931 | 16546 | 849832.8419 | 13450 | 636455.8666 | 112573 | 131143000 | 393 | 1781379.6664 | 393 | 311658.3431 | 391 | 295897.39 | 36414.2 | 44370800 | 159 | 3749235.4202 | 159 | 788991.7566 | 159 | 773250.2401 | 89213.9 | 109752000 | 838.5438 | 96.82% | 62.04% | 2.262% | 12.23% | 0.9152% | 25.74% | 98.37% | 9.404% | 79.96% | 7.042% | 100% | 17.5% | 99.49% | 16.61% | 100% | 21.04% | 100% | 20.62% | Suburb Large | 3979.6367 | East North Central
60130 | 1 | Chicago | 0 | IL | 2008 | 3423 | 871720.4445 | 62412 | 75288600 | 3187 | 362626.2975 | 3136 | 132352.2651 | 2430 | 104539.8307 | 16538.2 | 19807800 | 196 | 174045.5367 | 196 | 118166.7704 | 196 | 113096.9434 | 13291.9 | 15943500 | 40 | 335048.6103 | 40 | 278955.8139 | 40 | 273795.7518 | 32581.9 | 39537300 | 254.6656 | 93.11% | 41.6% | 5.726% | 19.97% | 1.169% | 38.44% | 98.4% | 36.5% | 76.25% | 28.83% | 100% | 67.89% | 100% | 64.98% | 100% | 83.26% | 100% | 81.72% | #N/A | 4801.8667 | East North Central
60131 | 1 | Chicago | 0 | IL | 2012 | 8507 | 11504737.064 | 254253 | 311091800 | 7987 | 2935500.3632 | 7886 | 327407.9558 | 5743 | 242190.7365 | 40607 | 48241700 | 321 | 1371728.4845 | 321 | 271668.491 | 321 | 263080.4101 | 30993 | 37925100 | 199 | 7197508.2164 | 199 | 1616999.8354 | 199 | 1597639.2121 | 182653 | 224925000 | 1352.3847 | 93.89% | 25.52% | 3.773% | 11.92% | 2.339% | 62.56% | 98.74% | 11.15% | 71.9% | 8.25% | 100% | 19.8% | 100% | 19.18% | 100% | 22.47% | 100% | 22.2% | City Large | 4001.3998 | East North Central
60137 | 0.20534 | Chicago | 0 | IL | 2012 | 1814 | 1731360.4385 | 24457.56 | 28822490 | 1726 | 1257567.8584 | 1690 | 110674.5562 | 1440 | 86200.0495 | 14978.4 | 17435600 | 78 | 256059.429 | 78 | 34698.9551 | 78 | 31265.2746 | 4706.81 | 5534890 | 10 | 217733.1511 | 10 | 42024.0092 | 10 | 40444.1731 | 4772.35 | 5852000 | 954.4435 | 95.15% | 72.63% | 4.3% | 14.79% | 0.5513% | 12.58% | 97.91% | 8.801% | 83.43% | 6.855% | 100% | 13.55% | 100% | 12.21% | 100% | 19.3% | 100% | 18.58% | Suburb Large | 3329.0103 | East North Central
60139 | 0.037529 | Chicago | 0 | IL | 2012 | 5 | 8151.8218 | 206.5196 | 236099 | 3 | 3541.8655 | 3 | 626.3137 | 3 | 588.0376 | 90.6526 | 101166 | 2 | 4609.9563 | 2 | 900.69 | 2 | 883.476 | 115.867 | 134933 | 0 | 0 | 0 | 0 | 0 | 0 | 0 | 0 | 1630.3644 | 60% | 43.45% | 40% | 56.55% | 0% | 0% | 100% | 17.68% | 100% | 16.6% | 100% | 19.54% | 100% | 19.16% | #DIV/0! | #DIV/0! | #DIV/0! | #DIV/0! | Suburb Large | 4200.7876 | East North Central
60143 | 1 | Chicago | 0 | IL | 2012 | 3439 | 7461645.108 | 156707.9 | 190941900 | 3020 | 2055525.9938 | 2975 | 201153.2192 | 2552 | 155561.6849 | 27294.8 | 31779300 | 260 | 900354.1183 | 260 | 146453.8664 | 259 | 135885.6844 | 18104.1 | 21756600 | 159 | 4505764.9958 | 159 | 994859.7829 | 159 | 981914.9868 | 111309 | 137406000 | 2169.7136 | 87.82% | 27.55% | 7.56% | 12.07% | 4.623% | 60.39% | 98.51% | 9.786% | 84.5% | 7.568% | 100% | 16.27% | 99.62% | 15.09% | 100% | 22.08% | 100% | 21.79% | #N/A | 1783.1497 | East North Central
60148 | 0.99184 | Chicago | 0 | IL | 2012 | 16699 | 15134953.299 | 248472.8 | 298066200 | 15859 | 8495809.126 | 15572 | 782330.8364 | 12648 | 595473.2203 | 102376 | 119350000 | 645 | 2531070.0411 | 645 | 419129.1975 | 644 | 394124.7201 | 51153.1 | 61850200 | 195 | 4108074.1319 | 195 | 844783.2369 | 195 | 823321.9057 | 94943.7 | 116866000 | 906.3389 | 94.97% | 56.13% | 3.863% | 16.72% | 1.168% | 27.14% | 98.19% | 9.208% | 79.75% | 7.009% | 100% | 16.56% | 99.84% | 15.57% | 100% | 20.56% | 100% | 20.04% | #N/A | 3864.8058 | East North Central
60153 | 1 | Chicago | 0 | IL | 2012 | 7193 | 5307344.7732 | 80436.9 | 96806900 | 6972 | 3135471.4527 | 6897 | 263570.5058 | 5558 | 196931.1214 | 34387.3 | 41568600 | 180 | 681459.994 | 180 | 114498.4679 | 180 | 108820.4581 | 13599.9 | 16244600 | 41 | 1490413.3264 | 41 | 280787.0041 | 41 | 272051.8072 | 32449.7 | 38993700 | 737.8486 | 96.93% | 59.08% | 2.502% | 12.84% | 0.57% | 28.08% | 98.92% | 8.406% | 79.72% | 6.281% | 100% | 16.8% | 100% | 15.97% | 100% | 18.84% | 100% | 18.25% | #N/A | 7751.331 | East North Central
60154 | 1 | Chicago | 0 | IL | 2012 | 7893 | 5690705.918 | 91047.1 | 105908200 | 7627 | 3793988.9478 | 7564 | 385935.2913 | 6074 | 290925.7024 | 49790 | 56510600 | 231 | 789968.2072 | 231 | 119638.4683 | 231 | 109786.8419 | 15262.6 | 17877400 | 35 | 1106748.7631 | 35 | 230907.4268 | 35 | 226257.8317 | 25994.5 | 31520200 | 720.9814 | 96.63% | 66.67% | 2.927% | 13.88% | 0.4434% | 19.45% | 99.17% | 10.17% | 79.64% | 7.668% | 100% | 15.14% | 100% | 13.9% | 100% | 20.86% | 100% | 20.44% | Suburb Large | 3486.9569 | East North Central
60155 | 1 | Chicago | 0 | IL | 2012 | 2744 | 3298398.7427 | 68815.1 | 82204000 | 2562 | 988266.2971 | 2534 | 98361.7259 | 1808 | 73413.0521 | 11940.6 | 13645100 | 123 | 548094.8073 | 123 | 107416.9169 | 123 | 104445.2509 | 12721.7 | 15095200 | 59 | 1762037.6383 | 59 | 389375.5448 | 59 | 383979.7083 | 44152.8 | 53463700 | 1202.0404 | 93.37% | 29.96% | 4.483% | 16.62% | 2.15% | 53.42% | 98.91% | 9.953% | 70.57% | 7.428% | 100% | 19.6% | 100% | 19.06% | 100% | 22.1% | 100% | 21.79% | #N/A | 3795.9638 | East North Central
60157 | 0.49663 | Chicago | 0 | IL | 2012 | 270 | 624626.9376 | 12051.512 | 14690558 | 245 | 186040.9758 | 241 | 14884.3337 | 188 | 11345.2297 | 1932.28 | 2252060 | 10 | 34285.3114 | 10 | 4581.7683 | 10 | 4080.4566 | 619.302 | 721198 | 15 | 404300.6503 | 15 | 84849.7 | 15 | 83071.4147 | 9499.93 | 11717300 | 2313.4331 | 90.74% | 29.78% | 3.704% | 5.489% | 5.556% | 64.73% | 98.37% | 8.001% | 76.73% | 6.098% | 100% | 13.36% | 100% | 11.9% | 100% | 20.99% | 100% | 20.55% | #N/A | 2123.0318 | East North Central
60160 | 1 | Chicago | 0 | IL | 2012 | 6180 | 10901754.7686 | 238976 | 291742900 | 5769 | 2826708.6928 | 5749 | 305794.0463 | 5122 | 243863.615 | 40831.2 | 49210500 | 247 | 1045859.4946 | 247 | 199369.9605 | 247 | 192067.2156 | 22926.8 | 28063400 | 164 | 7029186.5812 | 164 | 1522942.8225 | 164 | 1499125.7465 | 175218 | 214469000 | 1764.038 | 93.35% | 25.93% | 3.997% | 9.593% | 2.654% | 64.48% | 99.65% | 10.82% | 88.78% | 8.627% | 100% | 19.06% | 100% | 18.36% | 100% | 21.67% | 100% | 21.33% | #N/A | 5985.3621 | East North Central
60162 | 1 | Chicago | 0 | IL | 2012 | 2750 | 2897609.9106 | 52885.6 | 64177200 | 2602 | 1200571.9534 | 2571 | 111440.5022 | 1959 | 82214.0965 | 13638.4 | 16002100 | 108 | 472064.1499 | 108 | 85109.3888 | 108 | 81285.5455 | 10071.6 | 12218900 | 40 | 1224973.8073 | 40 | 259738.6967 | 40 | 254205.0017 | 29175.6 | 35956200 | 1053.6763 | 94.62% | 41.43% | 3.927% | 16.29% | 1.455% | 42.28% | 98.81% | 9.282% | 75.29% | 6.848% | 100% | 18.03% | 100% | 17.22% | 100% | 21.2% | 100% | 20.75% | #N/A | 2835.2921 | East North Central
60163 | 1 | Chicago | 0 | IL | 2012 | 1929 | 1500856.4207 | 27354.54 | 32799360 | 1886 | 856977.5919 | 1871 | 84382.1587 | 1558 | 65420.2815 | 11433.3 | 13173000 | 27 | 103566.3636 | 27 | 19407.5676 | 27 | 18586.5362 | 2197.84 | 2685060 | 16 | 540312.4651 | 16 | 122301.3257 | 16 | 121042.4242 | 13723.4 | 16941300 | 778.0489 | 97.77% | 57.1% | 1.4% | 6.9% | 0.8294% | 36% | 99.2% | 9.846% | 82.61% | 7.634% | 100% | 18.74% | 100% | 17.95% | 100% | 22.64% | 100% | 22.4% | Suburb Large | 3074.8684 | East North Central
60164 | 1 | Chicago | 0 | IL | 2012 | 7524 | 6722894.274 | 130970.3 | 159014000 | 7304 | 2931252.1252 | 7142 | 298993.2733 | 5574 | 220471.038 | 37688.2 | 44222000 | 165 | 575147.332 | 165 | 103961.7299 | 165 | 99020.247 | 12109.9 | 14674000 | 55 | 3216494.8167 | 55 | 722941.0137 | 55 | 714447.7423 | 81172.2 | 100118000 | 893.5266 | 97.08% | 43.6% | 2.193% | 8.555% | 0.731% | 47.84% | 97.78% | 10.2% | 76.31% | 7.521% | 100% | 18.08% | 100% | 17.22% | 100% | 22.48% | 100% | 22.21% | Suburb Large | 3947.6961 | East North Central
60165 | 1 | Chicago | 0 | IL | 2012 | 1158 | 576419.9233 | 8946.206 | 10900273 | 1121 | 412250.0276 | 1112 | 43148.7111 | 921 | 32214.6413 | 5230.97 | 6384270 | 36 | 152400.0514 | 36 | 29550.0958 | 36 | 28442.8939 | 3442.77 | 4185020 | 1 | 11769.8443 | 1 | 2193.6724 | 1 | 2163.7533 | 272.466 | 330983 | 497.772 | 96.8% | 71.52% | 3.109% | 26.44% | 0.08636% | 2.042% | 99.2% | 10.47% | 82.16% | 7.814% | 100% | 19.39% | 100% | 18.66% | 100% | 18.64% | 100% | 18.38% | #N/A | 12391.3941 | East North Central
60171 | 1 | Chicago | 0 | IL | 2012 | 3407 | 3138905.1895 | 61743.85 | 75129360 | 3275 | 1381346.5806 | 3228 | 150898.063 | 2695 | 117703.496 | 19974.6 | 23733400 | 101 | 366307.6237 | 101 | 65964.0462 | 101 | 62859.8096 | 7584.05 | 9255560 | 31 | 1391250.9852 | 31 | 301870.666 | 31 | 297243.7495 | 34185.2 | 42140400 | 921.3106 | 96.13% | 44.01% | 2.964% | 11.67% | 0.9099% | 44.32% | 98.56% | 10.92% | 82.29% | 8.521% | 100% | 18.01% | 100% | 17.16% | 100% | 21.7% | 100% | 21.37% | Suburb Large | 4355.0948 | East North Central
60173 | 0.71568 | Chicago | 0 | IL | 2012 | 1089 | 4957665.7444 | 102673.62 | 125068900 | 738 | 657892.9534 | 734 | 69760.9062 | 724 | 56376.6957 | 9942.22 | 11664600 | 269 | 1034238.0774 | 269 | 159792.327 | 269 | 145913.266 | 19997 | 23811000 | 82 | 3265534.7136 | 82 | 652337.9825 | 82 | 631825.6799 | 72734.4 | 89593300 | 4552.4938 | 67.77% | 13.27% | 24.7% | 20.86% | 7.53% | 65.87% | 99.46% | 10.6% | 98.1% | 8.569% | 100% | 15.45% | 100% | 14.11% | 100% | 19.98% | 100% | 19.35% | #N/A | 1939.6164 | East North Central
60176 | 1 | Chicago | Chicago, IL | IL | 2012 | 3599 | 5319818.1287 | 116349.9 | 141686600 | 3345 | 1527899.6597 | 3319 | 180211.3467 | 2823 | 144609.4008 | 24318.2 | 28527800 | 146 | 650494.227 | 146 | 128252.8699 | 146 | 124081.0135 | 14840.9 | 18088100 | 108 | 3141424.242 | 108 | 686067.9619 | 108 | 674682.7881 | 77190.8 | 95070700 | 1478.1379 | 92.94% | 28.72% | 4.057% | 12.23% | 3.001% | 59.05% | 99.22% | 11.79% | 84.39% | 9.465% | 100% | 19.72% | 100% | 19.07% | 100% | 21.84% | 100% | 21.48% | City Large | 2028.0727 | East North Central
60181 | 1 | Chicago | 0 | IL | 2012 | 9714 | 7547861.1073 | 119118.7 | 142376500 | 9216 | 4624753.9313 | 9036 | 443013.286 | 7336 | 342883.8967 | 58208.5 | 68223200 | 430 | 1494361.1275 | 430 | 242299.1152 | 430 | 226143.774 | 28776.5 | 34842300 | 68 | 1428746.0484 | 68 | 279906.9555 | 68 | 272306.5469 | 32133.7 | 39311000 | 777.0086 | 94.87% | 61.27% | 4.427% | 19.8% | 0.7% | 18.93% | 98.05% | 9.579% | 79.6% | 7.414% | 100% | 16.21% | 100% | 15.13% | 100% | 19.59% | 100% | 19.06% | Suburb Large | 4299.7052 | East North Central
60191 | 1 | Chicago | 0 | IL | 2012 | 5133 | 7528432.731 | 151927.3 | 184801700 | 4673 | 2700395.7311 | 4550 | 265353.7441 | 3595 | 205158.4788 | 35397.5 | 41521200 | 338 | 1252731.4171 | 338 | 220575.2354 | 338 | 210243.0909 | 26563.8 | 32188500 | 122 | 3575305.5828 | 122 | 804556.1773 | 122 | 796066.9527 | 89966 | 111092000 | 1466.673 | 91.04% | 35.87% | 6.585% | 16.64% | 2.377% | 47.49% | 97.37% | 9.826% | 76.93% | 7.597% | 100% | 17.61% | 100% | 16.78% | 100% | 22.5% | 100% | 22.27% | #N/A | 2734.5776 | East North Central
60193 | 0.049775 | Chicago | 0 | IL | 2012 | 234 | 476705.0473 | 8405.62 | 9847599 | 90 | 96423.8854 | 90 | 10790.8387 | 89 | 8778.4655 | 1596.86 | 1841180 | 142 | 355411.2741 | 142 | 44433.6647 | 142 | 36822.7786 | 6242.32 | 7306320 | 2 | 24869.8877 | 2 | 5070.2778 | 2 | 5013.9526 | 566.44 | 700099 | 2037.2011 | 38.46% | 20.23% | 60.68% | 74.56% | 0.8547% | 5.217% | 100% | 11.19% | 98.89% | 9.104% | 100% | 12.5% | 100% | 10.36% | 100% | 20.39% | 100% | 20.16% | Suburb Large | 4283.8436 | East North Central
60194 | 0.0085162 | Chicago | 0 | IL | 2012 | 3 | 2157.0793 | 43.8192 | 48595.2 | 3 | 2157.0793 | 3 | 238.0078 | 3 | 228.088 | 43.8192 | 48595.2 | 0 | 0 | 0 | 0 | 0 | 0 | 0 | 0 | 0 | 0 | 0 | 0 | 0 | 0 | 0 | 0 | 719.0264 | 100% | 100% | 0% | 0% | 0% | 0% | 100% | 11.03% | 100% | 10.57% | #DIV/0! | #DIV/0! | #DIV/0! | #DIV/0! | #DIV/0! | #DIV/0! | #DIV/0! | #DIV/0! | Suburb Large | 5795.8631 | East North Central
60196 | 0.28403 | Chicago | 0 | IL | 2012 | 469 | 778505.7895 | 10083.56 | 12140500 | 419 | 505260.7725 | 415 | 39569.9004 | 361 | 29844.3551 | 4779.74 | 5690560 | 36 | 130080.5788 | 36 | 19236.8134 | 36 | 17456.7455 | 2301.4 | 2777290 | 14 | 143164.4382 | 14 | 25789.3881 | 14 | 24739.3319 | 3002.42 | 3672650 | 1659.9271 | 89.34% | 64.9% | 7.676% | 16.71% | 2.985% | 18.39% | 99.05% | 7.832% | 86.16% | 5.907% | 100% | 14.79% | 100% | 13.42% | 100% | 18.01% | 100% | 17.28% | Suburb Large | 2002.1483 | East North Central
60201 | 0.80465 | Chicago | 0 | IL | 2012 | 6598 | 6184633.5335 | 87716.4 | 105700100 | 6161 | 2851250.7305 | 5973 | 228512.14 | 4225 | 164231.4437 | 27760.5 | 32790700 | 348 | 1471237.9996 | 348 | 222822.2982 | 348 | 207528.9538 | 26717.1 | 32248100 | 89 | 1862144.8034 | 89 | 296037.7506 | 89 | 278005.3963 | 33238.8 | 40661300 | 937.3497 | 93.38% | 46.1% | 5.274% | 23.79% | 1.349% | 30.11% | 96.95% | 8.014% | 68.58% | 5.76% | 100% | 15.15% | 100% | 14.11% | 100% | 15.9% | 100% | 14.93% | #N/A | 7585.088 | East North Central
60202 | 1 | Chicago | 0 | IL | 2012 | 6194 | 5311083.0598 | 80793.1 | 97346100 | 5799 | 2923765.8755 | 5668 | 274575.9807 | 4430 | 215620.804 | 33635.9 | 39646300 | 351 | 1310143.3401 | 351 | 205070.5785 | 351 | 194397.7165 | 23312.5 | 28463900 | 44 | 1077173.8441 | 44 | 210558.38 | 44 | 203642.7087 | 23844.7 | 29235900 | 857.4561 | 93.62% | 55.05% | 5.667% | 24.67% | 0.7104% | 20.28% | 97.74% | 9.391% | 76.39% | 7.375% | 100% | 15.65% | 100% | 14.84% | 100% | 19.55% | 100% | 18.91% | City Large | 9421.6121 | East North Central
60203 | 1 | Chicago | 0 | IL | 2012 | 1498 | 1000715.5665 | 11498.485 | 13555859 | 1471 | 870649.734 | 1448 | 72641.1848 | 1163 | 53402.3444 | 8896.35 | 10423300 | 25 | 101335.8384 | 25 | 16707.18 | 25 | 15541.8839 | 2072.6 | 2483070 | 2 | 28729.9941 | 2 | 4704.8651 | 2 | 4466.6447 | 529.535 | 649489 | 668.0344 | 98.2% | 87% | 1.669% | 10.13% | 0.1335% | 2.871% | 98.44% | 8.343% | 79.06% | 6.134% | 100% | 16.49% | 100% | 15.34% | 100% | 16.38% | 100% | 15.55% | #N/A | 6469.6638 | East North Central
60208 | 1 | Chicago | 0 | IL | 2008 | 8 | 13429.9772 | 1201.255 | 1483372 | 5 | 993.4677 | 5 | 585.4754 | 4 | 533.6779 | 0 | 0 | 2 | 1504.7836 | 2 | 1018.7133 | 2 | 984.0057 | 182.085 | 225282 | 1 | 10931.726 | 1 | 8975.1348 | 1 | 8724.0681 | 1019.17 | 1258090 | 1678.7472 | 62.5% | 7.397% | 25% | 11.2% | 12.5% | 81.4% | 100% | 58.93% | 80% | 53.72% | 100% | 67.7% | 100% | 65.39% | 100% | 82.1% | 100% | 79.81% | #N/A | 7882.4009 | East North Central
60301 | 1 | Chicago | 0 | IL | 2012 | 109 | 542512.8177 | 9678.343 | 11533423 | 45 | 38950.6875 | 45 | 5025.4255 | 44 | 4428.3244 | 557.633 | 667123 | 48 | 221723.507 | 48 | 34323.5298 | 48 | 31994.7112 | 3971.03 | 4730000 | 16 | 281838.6233 | 16 | 44290.3012 | 16 | 41329.8133 | 5149.68 | 6136300 | 4977.1818 | 41.28% | 7.18% | 44.04% | 40.87% | 14.68% | 51.95% | 100% | 12.9% | 97.78% | 11.37% | 100% | 15.48% | 100% | 14.43% | 100% | 15.71% | 100% | 14.66% | #N/A | 15725.4862 | East North Central
60302 | 1 | Chicago | 0 | IL | 2012 | 7921 | 5676550.7367 | 78849.5 | 94030800 | 7562 | 3760325.6218 | 7463 | 335655.8441 | 5882 | 247666.4132 | 42124.3 | 50114100 | 323 | 1235119.3228 | 323 | 200340.8528 | 322 | 189763.27 | 23253.9 | 27784700 | 36 | 681105.7921 | 36 | 116289.8208 | 36 | 110832.6734 | 13471.3 | 16132000 | 716.6457 | 95.47% | 66.24% | 4.078% | 21.76% | 0.4545% | 12% | 98.69% | 8.926% | 77.78% | 6.586% | 100% | 16.22% | 99.69% | 15.36% | 100% | 17.07% | 100% | 16.27% | City Large | 10775.8538 | East North Central
60304 | 1 | Chicago | 0 | IL | 2008 | 5548 | 711716.7806 | 31905.81 | 38435750 | 5435 | 546505.0956 | 5332 | 166525.124 | 3539 | 115515.1632 | 18974.9 | 22979400 | 101 | 114189.6459 | 101 | 75823.603 | 101 | 71675.2804 | 9290.96 | 11061600 | 12 | 51022.0391 | 12 | 35759.6942 | 12 | 34108.0526 | 3639.95 | 4394750 | 128.2835 | 97.96% | 76.79% | 1.82% | 16.04% | 0.2163% | 7.169% | 98.1% | 30.47% | 65.11% | 21.14% | 100% | 66.4% | 100% | 62.77% | 100% | 70.09% | 100% | 66.85% | City Large | 10999.0678 | East North Central
60305 | 1 | Chicago | 0 | IL | 2012 | 3004 | 2732030.4491 | 36620.18 | 43862670 | 2879 | 1958344.6213 | 2856 | 164426.8818 | 2396 | 120495.5607 | 21061.7 | 25018300 | 101 | 415529.2157 | 101 | 67999.6185 | 101 | 64270.0703 | 8019.71 | 9723470 | 24 | 358156.6122 | 24 | 61707.6749 | 24 | 59001.5809 | 7538.77 | 9120900 | 909.4642 | 95.84% | 71.68% | 3.362% | 15.21% | 0.7989% | 13.11% | 99.2% | 8.396% | 83.22% | 6.153% | 100% | 16.36% | 100% | 15.47% | 100% | 17.23% | 100% | 16.47% | Suburb Large | 4689.7795 | East North Central
60402 | 1 | Chicago | 0 | IL | 2008 | 17175 | 2382734.4944 | 136272.5 | 164066900 | 16837 | 1814437.5065 | 16674 | 686411.1137 | 13676 | 550955.9319 | 88223.3 | 106424000 | 291 | 298092.7959 | 291 | 206441.2499 | 291 | 194348.9011 | 23117.2 | 27607400 | 47 | 270204.1921 | 47 | 208498.6829 | 47 | 202960.3027 | 24932 | 30035500 | 138.7327 | 98.03% | 76.15% | 1.694% | 12.51% | 0.2737% | 11.34% | 99.03% | 37.83% | 81.23% | 30.37% | 100% | 69.25% | 100% | 65.2% | 100% | 77.16% | 100% | 75.11% | #N/A | 10316.5499 | East North Central
60406 | 0.9976 | Chicago | 0 | IL | 2012 | 7681 | 5656031.1183 | 97187.9 | 114012700 | 7344 | 3234473.8463 | 7190 | 335879.1317 | 5735 | 259677.5374 | 44187 | 50600800 | 285 | 1054018.0121 | 285 | 176204.8655 | 284 | 168020.6154 | 21525.3 | 25581400 | 52 | 1367539.2599 | 52 | 266706.6384 | 52 | 259368.5135 | 31475.6 | 37830500 | 736.3665 | 95.61% | 57.19% | 3.71% | 18.64% | 0.677% | 24.18% | 97.9% | 10.38% | 78.09% | 8.028% | 100% | 16.72% | 99.65% | 15.94% | 100% | 19.5% | 100% | 18.97% | City Large | 4192.7476 | East North Central
60409 | 0.06077 | Chicago | 0 | IL | 2012 | 734 | 494319.9299 | 8376.427 | 9719878 | 710 | 384973.8633 | 699 | 46329.1912 | 581 | 37481.3288 | 5930.15 | 6760480 | 22 | 80361.6892 | 22 | 15247.6584 | 22 | 14624.6018 | 1754.64 | 2121140 | 2 | 28984.3774 | 2 | 6220.2744 | 2 | 6096.3778 | 691.637 | 838258 | 673.4604 | 96.73% | 77.88% | 2.997% | 16.26% | 0.2725% | 5.863% | 98.45% | 12.03% | 81.83% | 9.736% | 100% | 18.97% | 100% | 18.2% | 100% | 21.46% | 100% | 21.03% | Suburb Large | 4858.6247 | East North Central
60415 | 1 | Chicago | 0 | IL | 2008 | 3055 | 716546.7266 | 52567.6 | 61846600 | 2834 | 370931.3348 | 2805 | 165997.9894 | 2452 | 130969.6398 | 22449.8 | 26017900 | 188 | 164596.0683 | 188 | 106685.5373 | 188 | 101788.9368 | 12940.6 | 15290100 | 33 | 181019.3234 | 33 | 145480.9066 | 33 | 142028.2145 | 17177.2 | 20538600 | 234.5488 | 92.77% | 51.77% | 6.154% | 22.97% | 1.08% | 25.26% | 98.98% | 44.75% | 86.52% | 35.31% | 100% | 64.82% | 100% | 61.84% | 100% | 80.37% | 100% | 78.46% | #N/A | 5610.1176 | East North Central
60419 | 0.4374 | Chicago | 0 | IL | 2012 | 3357 | 1837833.957 | 25748.51 | 30663080 | 3285 | 1441504.0934 | 3219 | 132842.07 | 2638 | 96548.7655 | 16989.4 | 20145900 | 60 | 224403.5063 | 60 | 38805.2544 | 60 | 37153.9303 | 4746.29 | 5654250 | 12 | 171926.3574 | 12 | 35972.186 | 12 | 35185.5662 | 4012.82 | 4862930 | 547.4632 | 97.86% | 78.43% | 1.787% | 12.21% | 0.3575% | 9.355% | 97.99% | 9.216% | 80.3% | 6.698% | 100% | 17.29% | 100% | 16.56% | 100% | 20.92% | 100% | 20.47% | City Large | 4793.2489 | East North Central
60426 | 0.082423 | Chicago | 0 | IL | 2012 | 514 | 283447.0075 | 4392.183 | 5121070 | 505 | 219984.2352 | 501 | 23466.6867 | 438 | 18146.9097 | 3152.71 | 3629950 | 5 | 13159.4112 | 5 | 1755.7328 | 5 | 1666.4528 | 256.963 | 299450 | 4 | 50303.3611 | 4 | 8925.8154 | 4 | 8476.4622 | 982.51 | 1191670 | 551.4533 | 98.25% | 77.61% | 0.9728% | 4.643% | 0.7782% | 17.75% | 99.21% | 10.67% | 86.73% | 8.249% | 100% | 13.34% | 100% | 12.66% | 100% | 17.74% | 100% | 16.85% | #N/A | 3496.6316 | East North Central
60439 | 0.98618 | Chicago | 0 | IL | 2012 | 9009 | 10904852.1316 | 195648 | 228935500 | 8357 | 6453750.7532 | 8165 | 693617.3867 | 7255 | 555460.541 | 100374 | 115034000 | 565 | 1693852.0309 | 565 | 248099.6034 | 563 | 224920.3903 | 33079 | 38639600 | 87 | 2757249.3474 | 87 | 542843.4733 | 87 | 525735.1505 | 62195 | 75261900 | 1210.4398 | 92.76% | 59.18% | 6.272% | 15.53% | 0.9657% | 25.28% | 97.7% | 10.75% | 86.81% | 8.607% | 100% | 14.65% | 99.65% | 13.28% | 100% | 19.69% | 100% | 19.07% | Suburb Large | 816.7043 | East North Central
60440 | 0.20177 | Chicago | 0 | IL | 2012 | 1852 | 3950698.0813 | 87374.55 | 106845410 | 1757 | 1116640.7069 | 1743 | 114638.7551 | 1607 | 91473.0132 | 16411 | 19172800 | 42 | 181219.0881 | 42 | 31941.7242 | 42 | 30478.3355 | 3691.15 | 4532510 | 53 | 2652838.2863 | 53 | 602668.1224 | 53 | 596624.3529 | 67272.4 | 83140100 | 2133.2063 | 94.87% | 28.26% | 2.268% | 4.587% | 2.862% | 67.15% | 99.2% | 10.27% | 91.46% | 8.192% | 100% | 17.63% | 100% | 16.82% | 100% | 22.72% | 100% | 22.49% | Suburb Large | 3038.977 | East North Central
60441 | 0.070909 | Chicago | 0 | IL | 2012 | 316 | 285881.9216 | 4313.756 | 4990223 | 299 | 215757.3548 | 289 | 21795.7319 | 240 | 17551.2672 | 3021.65 | 3477260 | 16 | 58405.5712 | 16 | 6822.8586 | 16 | 6339.5731 | 1001.13 | 1158840 | 1 | 11718.9955 | 1 | 2609 | 1 | 2598 | 290.976 | 354123 | 904.6896 | 94.62% | 75.47% | 5.063% | 20.43% | 0.3165% | 4.099% | 96.66% | 10.1% | 80.27% | 8.135% | 100% | 11.68% | 100% | 10.85% | 100% | 22.26% | 100% | 22.17% | Suburb Large | 1256.1372 | East North Central
60445 | 0.68698 | Chicago | 0 | IL | 2012 | 5268 | 4842991.3597 | 86995.7 | 102522100 | 4883 | 2621984.5037 | 4764 | 280673.5822 | 3960 | 217702.1992 | 37200.4 | 43018200 | 348 | 1214659.0746 | 348 | 205356.3671 | 348 | 194556.738 | 25736.2 | 30330000 | 37 | 1006347.7814 | 37 | 214344.1056 | 37 | 209406.6102 | 24059.1 | 29173900 | 919.3226 | 92.69% | 54.14% | 6.606% | 25.08% | 0.7024% | 20.78% | 97.56% | 10.7% | 81.1% | 8.303% | 100% | 16.91% | 100% | 16.02% | 100% | 21.3% | 100% | 20.81% | #N/A | 3226.7078 | East North Central
60452 | 0.017926 | Chicago | 0 | IL | 2012 | 2 | 1054.123 | 6.7853 | 7565.66 | 2 | 1054.123 | 2 | 70.7534 | 2 | 46 | 6.7853 | 7565.66 | 0 | 0 | 0 | 0 | 0 | 0 | 0 | 0 | 0 | 0 | 0 | 0 | 0 | 0 | 0 | 0 | 527.0615 | 100% | 100% | 0% | 0% | 0% | 0% | 100% | 6.712% | 100% | 4.364% | #DIV/0! | #DIV/0! | #DIV/0! | #DIV/0! | #DIV/0! | #DIV/0! | #DIV/0! | #DIV/0! | #N/A | 3234.989 | East North Central
60453 | 1 | Chicago | 0 | IL | 2008 | 20335 | 3745821.9456 | 262390.8 | 307452900 | 19680 | 2647340.0259 | 19487 | 1208346.6666 | 17026 | 948720.1881 | 166517 | 192764000 | 573 | 513353.3659 | 573 | 350772.4539 | 573 | 333373.815 | 42250.2 | 49990700 | 82 | 585128.5538 | 82 | 474365.9431 | 82 | 460811.9743 | 53623.6 | 64698200 | 184.2057 | 96.78% | 70.67% | 2.818% | 13.7% | 0.4032% | 15.62% | 99.02% | 45.64% | 86.51% | 35.84% | 100% | 68.33% | 100% | 64.94% | 100% | 81.07% | 100% | 78.75% | City Large | 6622.747 | East North Central
60455 | 1 | Chicago | 0 | IL | 2012 | 5935 | 6441393.9555 | 129443.7 | 154177700 | 5570 | 2659185.7145 | 5445 | 304018.8258 | 4451 | 230792.8031 | 38430.1 | 44253800 | 278 | 1061228.1105 | 278 | 194950.0725 | 277 | 188387.2624 | 23088.8 | 27596000 | 87 | 2720980.1305 | 87 | 604026.6814 | 87 | 596371.0378 | 67924.8 | 82327900 | 1085.3233 | 93.85% | 41.28% | 4.684% | 16.48% | 1.466% | 42.24% | 97.76% | 11.43% | 79.91% | 8.679% | 100% | 18.37% | 99.64% | 17.75% | 100% | 22.2% | 100% | 21.92% | #N/A | 3392.5952 | East North Central
60456 | 1 | Chicago | 0 | IL | 2008 | 903 | 184832.6501 | 11974.107 | 13972863 | 892 | 162673.5339 | 887 | 71464.9547 | 840 | 56554.4867 | 10142.5 | 11768700 | 8 | 7607.2263 | 8 | 4504.9341 | 8 | 4115.0947 | 560.687 | 669583 | 3 | 14551.8899 | 3 | 11256.3801 | 3 | 10659.0573 | 1270.92 | 1534580 | 204.6873 | 98.78% | 88.01% | 0.8859% | 4.116% | 0.3322% | 7.873% | 99.44% | 43.93% | 94.17% | 34.77% | 100% | 59.22% | 100% | 54.09% | 100% | 77.35% | 100% | 73.25% | City Large | 8535.0126 | East North Central
60457 | 1 | Chicago | 0 | IL | 2012 | 4042 | 3588767.5795 | 62916.6 | 73334700 | 3879 | 2561087.4702 | 3855 | 288505.6133 | 3563 | 230241.2454 | 39205.5 | 45103100 | 142 | 505305.4944 | 142 | 85027.8658 | 142 | 81273.6253 | 10868.7 | 12753000 | 21 | 522374.6148 | 21 | 110555.4027 | 21 | 108280.7678 | 12842.4 | 15478600 | 887.8693 | 95.97% | 71.36% | 3.513% | 14.08% | 0.5195% | 14.56% | 99.38% | 11.26% | 91.85% | 8.99% | 100% | 16.83% | 100% | 16.08% | 100% | 21.16% | 100% | 20.73% | #N/A | 3219.1178 | East North Central
60458 | 1 | Chicago | 0 | IL | 2012 | 3649 | 2795581.8354 | 46387.13 | 54186520 | 3467 | 1820372.4695 | 3340 | 189530.4435 | 2675 | 146652.0226 | 24820.5 | 28426200 | 169 | 692424.4084 | 169 | 121408.9219 | 169 | 115931.1763 | 14808.3 | 17616500 | 13 | 282784.9574 | 13 | 59023.3876 | 13 | 57791.4813 | 6758.33 | 8143820 | 766.1227 | 95.01% | 65.12% | 4.631% | 24.77% | 0.3563% | 10.12% | 96.34% | 10.41% | 77.16% | 8.056% | 100% | 17.53% | 100% | 16.74% | 100% | 20.87% | 100% | 20.44% | #N/A | 4339.8667 | East North Central
60459 | 1 | Chicago | 0 | IL | 2008 | 10500 | 1722148.7483 | 115915.05 | 135603400 | 10320 | 1234869.8918 | 10215 | 522606.7752 | 8572 | 393626.5847 | 71774.7 | 82351700 | 142 | 127395.4702 | 142 | 83754.0972 | 141 | 78815.6318 | 9925.35 | 11770900 | 38 | 359883.3863 | 38 | 315894.3853 | 38 | 311449.5732 | 34215 | 41480800 | 164.0142 | 98.29% | 71.71% | 1.352% | 7.397% | 0.3619% | 20.9% | 98.98% | 42.32% | 83.06% | 31.88% | 100% | 65.74% | 99.3% | 61.87% | 100% | 87.78% | 100% | 86.54% | City Large | 5441.398 | East North Central
60462 | 0.44524 | Chicago | 0 | IL | 2012 | 4517 | 4848844.5102 | 86825.6 | 99476380 | 4308 | 4025994.6678 | 4298 | 467469.9074 | 4162 | 384824.3001 | 69309.2 | 79174300 | 197 | 606859.5102 | 197 | 89015.8942 | 197 | 80875.9902 | 12467.5 | 14372300 | 12 | 215990.3321 | 12 | 41153.5667 | 12 | 39433.5833 | 5048.9 | 5929780 | 1073.4657 | 95.37% | 83.03% | 4.361% | 12.52% | 0.2657% | 4.454% | 99.77% | 11.61% | 96.61% | 9.558% | 100% | 14.67% | 100% | 13.33% | 100% | 19.05% | 100% | 18.26% | #N/A | 2522.3984 | East North Central
60463 | 1 | Chicago | 0 | IL | 2012 | 4749 | 5793717.8397 | 88368.5 | 102014700 | 4260 | 3839641.5989 | 4197 | 361030.8936 | 3657 | 283373.1289 | 48924.5 | 56034900 | 460 | 1368695.0569 | 460 | 181753.2887 | 460 | 161101.1103 | 26100.6 | 30111700 | 29 | 585381.1838 | 29 | 111131.6337 | 29 | 106778.5519 | 13343.4 | 15868100 | 1219.9869 | 89.7% | 66.27% | 9.686% | 23.62% | 0.6107% | 10.1% | 98.52% | 9.403% | 85.85% | 7.38% | 100% | 13.28% | 100% | 11.77% | 100% | 18.98% | 100% | 18.24% | #N/A | 2642.5895 | East North Central
60464 | 1 | Chicago | 0 | IL | 2012 | 3495 | 4441706.359 | 65148.4 | 75422700 | 3177 | 3091877.3834 | 3137 | 287638.2467 | 2690 | 228073.8225 | 40531.6 | 46533700 | 303 | 804351.2982 | 303 | 95145.7653 | 302 | 81475.0657 | 13714.7 | 15794600 | 15 | 545477.6774 | 15 | 94284.6364 | 15 | 89715.4551 | 10902.1 | 13094400 | 1270.8745 | 90.9% | 69.61% | 8.67% | 18.11% | 0.4292% | 12.28% | 98.74% | 9.303% | 84.67% | 7.377% | 100% | 11.83% | 99.67% | 10.13% | 100% | 17.28% | 100% | 16.45% | #N/A | 678.5826 | East North Central
60465 | 1 | Chicago | 0 | IL | 2012 | 4597 | 4766971.0411 | 83008.8 | 97098700 | 4189 | 2961559.3654 | 4130 | 322022.353 | 3757 | 253922.7858 | 44202.2 | 51050700 | 387 | 1198548.7756 | 387 | 192315.791 | 385 | 180761.0025 | 24431.1 | 28669900 | 21 | 606862.9002 | 21 | 126728.5893 | 21 | 123689.8013 | 14375.5 | 17378100 | 1036.9743 | 91.12% | 62.13% | 8.419% | 25.14% | 0.4568% | 12.73% | 98.59% | 10.87% | 89.69% | 8.574% | 100% | 16.05% | 99.48% | 15.08% | 100% | 20.88% | 100% | 20.38% | #N/A | 3024.138 | East North Central
60467 | 0.22877 | Chicago | 0 | IL | 2012 | 2141 | 2141219.8062 | 37643.455 | 43147251 | 2061 | 1883875.9933 | 2059 | 223169.0356 | 2025 | 181116.6721 | 32813.1 | 37484000 | 78 | 231335.3272 | 78 | 30337.5622 | 78 | 26263.8886 | 4293.68 | 5011220 | 2 | 26008.4857 | 2 | 4528.137 | 2 | 4323.4762 | 536.675 | 652031 | 1000.1027 | 96.26% | 87.98% | 3.643% | 10.8% | 0.09341% | 1.215% | 99.9% | 11.85% | 98.25% | 9.614% | 100% | 13.11% | 100% | 11.35% | 100% | 17.41% | 100% | 16.62% | #N/A | 1792.0714 | East North Central
60469 | 0.43884 | Chicago | 0 | IL | 2012 | 987 | 588589.2299 | 9708.1 | 11417250 | 962 | 443329.0941 | 956 | 47853.9572 | 833 | 37121.3301 | 6398.99 | 7466850 | 20 | 72208.7805 | 20 | 13420.2921 | 20 | 12834.4746 | 1562.59 | 1870100 | 5 | 73051.3553 | 5 | 14949.2772 | 5 | 14606.5801 | 1746.52 | 2080300 | 596.3417 | 97.47% | 75.32% | 2.026% | 12.27% | 0.5066% | 12.41% | 99.38% | 10.79% | 86.59% | 8.373% | 100% | 18.59% | 100% | 17.77% | 100% | 20.46% | 100% | 19.99% | #N/A | 4033.4305 | East North Central
60472 | 1 | Chicago | 0 | IL | 2012 | 1834 | 1117226.7925 | 18201.76 | 21425650 | 1791 | 779924.6718 | 1742 | 82256.2616 | 1413 | 63524.5553 | 10741.1 | 12431400 | 36 | 128173.9885 | 36 | 22895.7402 | 36 | 21810.077 | 2760.41 | 3275140 | 7 | 209128.1322 | 7 | 41651.0405 | 7 | 40818.184 | 4700.25 | 5719110 | 609.1749 | 97.66% | 69.81% | 1.963% | 11.47% | 0.3817% | 18.72% | 97.26% | 10.55% | 78.89% | 8.145% | 100% | 17.86% | 100% | 17.02% | 100% | 19.92% | 100% | 19.52% | #N/A | 2836.5725 | East North Central
60480 | 1 | Chicago | 0 | IL | 2012 | 1824 | 1532018.1597 | 20963.47 | 24559410 | 1747 | 1226144.5365 | 1711 | 114176.5837 | 1439 | 87979.1971 | 15424.6 | 17906400 | 72 | 233738.0554 | 72 | 31223.223 | 72 | 28398.5305 | 4011 | 4800780 | 5 | 72135.5678 | 5 | 13322.6127 | 5 | 12704.6494 | 1527.87 | 1852230 | 839.9222 | 95.78% | 80.03% | 3.947% | 15.26% | 0.2741% | 4.709% | 97.94% | 9.312% | 82.37% | 7.175% | 100% | 13.36% | 100% | 12.15% | 100% | 18.47% | 100% | 17.61% | #N/A | 855.1874 | East North Central
60482 | 1 | Chicago | 0 | IL | 2008 | 3575 | 592543.8414 | 34466.38 | 40337310 | 3462 | 467463.1058 | 3346 | 179926.8137 | 2633 | 138697.6782 | 23114.3 | 26905800 | 105 | 87419.3594 | 105 | 59160.2008 | 105 | 56275.9423 | 7707.79 | 9018190 | 8 | 37661.3761 | 8 | 32393.2675 | 8 | 31809.4306 | 3644.29 | 4413320 | 165.7465 | 96.84% | 78.89% | 2.937% | 14.75% | 0.2238% | 6.356% | 96.65% | 38.49% | 76.05% | 29.67% | 100% | 67.67% | 100% | 64.37% | 100% | 86.01% | 100% | 84.46% | #N/A | 3833.3061 | East North Central
60491 | 0.2018 | Chicago | 0 | IL | 2012 | 2399 | 2567912.5424 | 43003.51 | 49707930 | 2324 | 2121339.3821 | 2304 | 227397.0728 | 2152 | 185304.9475 | 33196.3 | 38049700 | 67 | 213358.0965 | 67 | 32111.1952 | 67 | 29184.4689 | 4279.4 | 4964390 | 8 | 233215.0638 | 8 | 49099.6737 | 8 | 47818.9351 | 5527.81 | 6693840 | 1070.4096 | 96.87% | 82.61% | 2.793% | 8.309% | 0.3335% | 9.082% | 99.14% | 10.72% | 92.6% | 8.735% | 100% | 15.05% | 100% | 13.68% | 100% | 21.05% | 100% | 20.5% | #N/A | 1032.6971 | East North Central
60501 | 1 | Chicago | 0 | IL | 2008 | 3513 | 779112.8382 | 58704.4 | 68997100 | 3339 | 347980.5468 | 3309 | 152040.3599 | 2720 | 117163.2357 | 20404.1 | 22871700 | 141 | 144999.5087 | 140 | 98375.9688 | 138 | 93156.112 | 11402.6 | 13622200 | 33 | 286132.7827 | 33 | 219756.5933 | 33 | 214114.8375 | 26897.7 | 32503200 | 221.7799 | 95.05% | 44.66% | 4.014% | 18.61% | 0.9394% | 36.73% | 99.1% | 43.69% | 81.46% | 33.67% | 99.29% | 67.85% | 97.87% | 64.25% | 100% | 76.8% | 100% | 74.83% | City Large | 3672.066 | East North Central
60513 | 1 | Chicago | 0 | IL | 2012 | 6951 | 4211167.4316 | 63707.1 | 75501800 | 6803 | 3096569.6141 | 6743 | 293379.7103 | 5501 | 220831.646 | 38565.8 | 45293100 | 130 | 514779.9514 | 130 | 85156.0042 | 130 | 79363.8067 | 10320.2 | 12209400 | 18 | 599817.8661 | 18 | 130639.6403 | 18 | 128880.0019 | 14821.1 | 17999300 | 605.8362 | 97.87% | 73.53% | 1.87% | 12.22% | 0.259% | 14.24% | 99.12% | 9.474% | 80.86% | 7.131% | 100% | 16.54% | 100% | 15.42% | 100% | 21.78% | 100% | 21.49% | #N/A | 5566.3992 | East North Central
60514 | 1 | Chicago | 0 | IL | 2012 | 3174 | 2474603.9523 | 33457.54 | 38634510 | 3077 | 1965668.8938 | 3026 | 173433.5708 | 2509 | 127600.2682 | 23207.4 | 26623500 | 85 | 323433.5451 | 85 | 46834.0798 | 85 | 43151.4916 | 6133.62 | 7170810 | 12 | 185501.5133 | 12 | 32259.7805 | 12 | 30623.9103 | 4116.52 | 4840200 | 779.6484 | 96.94% | 79.43% | 2.678% | 13.07% | 0.3781% | 7.496% | 98.34% | 8.823% | 81.54% | 6.491% | 100% | 14.48% | 100% | 13.34% | 100% | 17.39% | 100% | 16.51% | Suburb Large | 4813.6148 | East North Central
60515 | 0.94076 | Chicago | 0 | IL | 2012 | 10039 | 10623637.0755 | 170148.7 | 205120500 | 9481 | 5584916.7892 | 9247 | 479173.835 | 7299 | 352010.6073 | 62395.2 | 73253800 | 419 | 1719121.9162 | 419 | 285577.0118 | 418 | 268399.106 | 34514.7 | 41735800 | 139 | 3319598.3701 | 139 | 655593.2452 | 139 | 634450.0528 | 73238.8 | 90130900 | 1058.2366 | 94.44% | 52.57% | 4.174% | 16.18% | 1.385% | 31.25% | 97.53% | 8.58% | 76.99% | 6.303% | 100% | 16.61% | 99.76% | 15.61% | 100% | 19.75% | 100% | 19.11% | Suburb Large | 2691.8564 | East North Central
60516 | 0.98194 | Chicago | 0 | IL | 2012 | 9001 | 8146376.8019 | 119687 | 138646000 | 8658 | 6255284.9044 | 8529 | 598988.3506 | 7524 | 457550.9828 | 80994.6 | 92584600 | 307 | 1023266.3034 | 307 | 145112.5719 | 307 | 132145.9994 | 19032.9 | 22279600 | 36 | 867825.5941 | 36 | 174679.2617 | 36 | 169479.9289 | 19659.5 | 23781800 | 905.0524 | 96.19% | 76.79% | 3.411% | 12.56% | 0.4% | 10.65% | 98.51% | 9.576% | 86.9% | 7.315% | 100% | 14.18% | 100% | 12.91% | 100% | 20.13% | 100% | 19.53% | Suburb Large | 3929.3217 | East North Central
60517 | 0.65777 | Chicago | 0 | IL | 2012 | 4480 | 6420322.086 | 125825.4 | 151205400 | 4124 | 2900882.5737 | 4097 | 307443.0775 | 3806 | 243536.3385 | 43610 | 50715700 | 289 | 998680.3379 | 289 | 150078.2914 | 289 | 138972.2926 | 19753.1 | 23346800 | 67 | 2520759.1745 | 67 | 560272.0125 | 67 | 551667.3236 | 62462.3 | 77142900 | 1433.1076 | 92.05% | 45.18% | 6.451% | 15.55% | 1.496% | 39.26% | 99.35% | 10.6% | 92.29% | 8.395% | 100% | 15.03% | 100% | 13.92% | 100% | 22.23% | 100% | 21.88% | City Midsize | 3439.4013 | East North Central
60521 | 1 | Chicago | 0 | IL | 2012 | 5996 | 5606764.9322 | 72622.5 | 84367700 | 5745 | 4272025.1496 | 5671 | 360886.1396 | 4800 | 261492.541 | 48193.6 | 55446500 | 219 | 749678.4536 | 219 | 100146.1013 | 219 | 89126.3093 | 13029.7 | 15247200 | 32 | 585061.329 | 32 | 98096.4067 | 32 | 91810.96 | 11399.2 | 13674000 | 935.0842 | 95.81% | 76.19% | 3.652% | 13.37% | 0.5337% | 10.43% | 98.71% | 8.448% | 83.55% | 6.121% | 100% | 13.36% | 100% | 11.89% | 100% | 16.77% | 100% | 15.69% | Suburb Large | 3305.154 | East North Central
60523 | 1 | Chicago | 0 | IL | 2012 | 3381 | 7303795.7465 | 123652.3 | 148898900 | 2716 | 3119465.721 | 2709 | 308682.4132 | 2543 | 243834.0426 | 43036.9 | 50601500 | 566 | 1629996.0576 | 566 | 208562.276 | 566 | 183289.1386 | 26894.4 | 32234900 | 99 | 2554333.9679 | 99 | 477479.7329 | 99 | 457536.6156 | 53721 | 66062500 | 2160.2472 | 80.33% | 42.71% | 16.74% | 22.32% | 2.928% | 34.97% | 99.74% | 9.895% | 93.63% | 7.817% | 100% | 12.8% | 100% | 11.24% | 100% | 18.69% | 100% | 17.91% | Suburb Large | 1395.5587 | East North Central
60525 | 1 | Chicago | 0 | IL | 2012 | 10948 | 13564194.6157 | 243432.4 | 290068200 | 10283 | 6117958.2728 | 10067 | 552837.6298 | 8102 | 416492.1475 | 71989.3 | 83272700 | 527 | 1927203.1671 | 527 | 307784.4577 | 527 | 285413.2978 | 37765.1 | 44703500 | 138 | 5519033.1758 | 138 | 1191676.4705 | 138 | 1168860.0815 | 133678 | 162092000 | 1238.9655 | 93.93% | 45.1% | 4.814% | 14.21% | 1.261% | 40.69% | 97.9% | 9.036% | 78.79% | 6.808% | 100% | 15.97% | 100% | 14.81% | 100% | 21.59% | 100% | 21.18% | #N/A | 2261.3453 | East North Central
60526 | 1 | Chicago | 0 | IL | 2012 | 4703 | 3054773.3701 | 44523.29 | 51850970 | 4617 | 2438753.6005 | 4574 | 238322.2993 | 3772 | 178233.8636 | 31044.7 | 35624900 | 67 | 235337.0843 | 67 | 40251.4218 | 67 | 38375.6778 | 4698.79 | 5623670 | 19 | 380682.6852 | 19 | 77347.9816 | 19 | 75453.3911 | 8779.8 | 10602400 | 649.5372 | 98.17% | 79.83% | 1.425% | 7.704% | 0.404% | 12.46% | 99.07% | 9.772% | 81.7% | 7.308% | 100% | 17.1% | 100% | 16.31% | 100% | 20.32% | 100% | 19.82% | #N/A | 4349.0059 | East North Central
60527 | 1 | Chicago | 0 | IL | 2012 | 7996 | 12342187.3062 | 218934.4 | 256411100 | 7007 | 6534868.5945 | 6929 | 652463.3099 | 6329 | 517581.5032 | 94030.3 | 107707000 | 840 | 2819987.3165 | 840 | 416485.8877 | 840 | 381350.833 | 54566.6 | 63871000 | 149 | 2987331.3952 | 149 | 615355.4223 | 149 | 600741.5356 | 70337.5 | 84833100 | 1543.5452 | 87.63% | 52.95% | 10.51% | 22.85% | 1.863% | 24.2% | 98.89% | 9.984% | 90.32% | 7.92% | 100% | 14.77% | 100% | 13.52% | 100% | 20.6% | 100% | 20.11% | #N/A | 1825.8983 | East North Central
60534 | 1 | Chicago | 0 | IL | 2012 | 3245 | 2437371.1771 | 45494.84 | 53485600 | 3114 | 1423632.4503 | 3037 | 155841.1194 | 2676 | 125399.863 | 21036.6 | 24244700 | 111 | 434197.222 | 111 | 81482.3994 | 111 | 78180.1642 | 9613.84 | 11467200 | 20 | 579541.5047 | 20 | 125929.9862 | 20 | 124065.7228 | 14844.4 | 17773700 | 751.1159 | 95.96% | 58.41% | 3.421% | 17.81% | 0.6163% | 23.78% | 97.53% | 10.95% | 85.93% | 8.808% | 100% | 18.77% | 100% | 18.01% | 100% | 21.73% | 100% | 21.41% | #N/A | 4423.3965 | East North Central
60546 | 1 | Chicago | 0 | IL | 2012 | 5994 | 3876674.1181 | 54987.14 | 64546040 | 5878 | 2807461.5077 | 5814 | 247682.4964 | 4592 | 178043.4298 | 31203.7 | 35999000 | 100 | 369764.681 | 100 | 58978.29 | 100 | 54677.6493 | 7276.64 | 8552040 | 16 | 699447.9294 | 16 | 146320.3111 | 16 | 143253.2886 | 16506.8 | 19995000 | 646.7591 | 98.06% | 72.42% | 1.668% | 9.538% | 0.2669% | 18.04% | 98.91% | 8.822% | 78.12% | 6.342% | 100% | 15.95% | 100% | 14.79% | 100% | 20.92% | 100% | 20.48% | #N/A | 4079.5786 | East North Central
60558 | 1 | Chicago | 0 | IL | 2012 | 4930 | 3733709.3655 | 49653.7 | 57465210 | 4828 | 3105698.7048 | 4759 | 273018.6701 | 4001 | 202848.8103 | 36476.2 | 41906100 | 94 | 345259.0927 | 94 | 51387.0607 | 94 | 46293.9492 | 6816.06 | 7871200 | 8 | 282751.568 | 8 | 56591.6831 | 8 | 54521.794 | 6361.44 | 7687910 | 757.3447 | 97.93% | 83.18% | 1.907% | 9.247% | 0.1623% | 7.573% | 98.57% | 8.791% | 82.87% | 6.532% | 100% | 14.88% | 100% | 13.41% | 100% | 20.01% | 100% | 19.28% | #N/A | 3963.816 | East North Central
60559 | 1 | Chicago | 0 | IL | 2012 | 6636 | 6378899.3286 | 109554.8 | 130162900 | 6105 | 3561029.519 | 5981 | 358651.3492 | 5028 | 276531.6939 | 48827 | 56800100 | 464 | 1623392.696 | 464 | 257076.3723 | 464 | 239498.1625 | 32899.5 | 39191400 | 67 | 1194477.1136 | 67 | 244733.5024 | 67 | 238496.5952 | 27828.3 | 34171400 | 961.2567 | 92% | 55.83% | 6.992% | 25.45% | 1.01% | 18.73% | 97.97% | 10.07% | 82.36% | 7.765% | 100% | 15.84% | 100% | 14.75% | 100% | 20.49% | 100% | 19.97% | Suburb Large | 4341.8463 | East North Central
60561 | 1 | Chicago | 0 | IL | 2012 | 6932 | 6978366.192 | 112273.7 | 129558100 | 6560 | 5275408.9348 | 6512 | 555523.8115 | 6041 | 434599.5814 | 76900.6 | 87966900 | 351 | 1123210.4527 | 351 | 156229.8117 | 351 | 140886.988 | 21828.5 | 25173000 | 21 | 579746.8044 | 21 | 121438.2791 | 21 | 118085.6179 | 13544.6 | 16418200 | 1006.6887 | 94.63% | 75.6% | 5.063% | 16.1% | 0.3029% | 8.308% | 99.27% | 10.53% | 92.09% | 8.238% | 100% | 13.91% | 100% | 12.54% | 100% | 20.95% | 100% | 20.37% | #N/A | 3424.7218 | East North Central
60601 | 1 | Chicago | Chicago, IL | IL | 2008 | 77 | 217606.1077 | 5694.4138 | 6870963.8 | 15 | 2312.4686 | 13 | 731.2732 | 11 | 581.9975 | 48.1098 | 56749.8 | 29 | 40773.3134 | 28 | 8001.1611 | 25 | 6663.3141 | 759.134 | 904074 | 33 | 174520.3256 | 33 | 44088.5956 | 33 | 40765.0588 | 4887.17 | 5910140 | 2826.0533 | 19.48% | 1.063% | 37.66% | 18.74% | 42.86% | 80.2% | 86.67% | 31.62% | 73.33% | 25.17% | 96.55% | 19.62% | 86.21% | 16.34% | 100% | 25.26% | 100% | 23.36% | City Large | 26604.3941 | East North Central
60602 | 1 | Chicago | Chicago, IL | IL | 2012 | 41 | 654747.3105 | 4565.2915 | 5521893.47 | 8 | 4957.917 | 3 | 77.5072 | 2 | 30.6482 | 5.3665 | 6552.47 | 7 | 41409.6493 | 5 | 1747 | 5 | 1564 | 194.655 | 235501 | 26 | 608379.7442 | 26 | 40601.1918 | 25 | 36546.9164 | 4365.27 | 5279840 | 15969.4466 | 19.51% | 0.7572% | 17.07% | 6.325% | 63.41% | 92.92% | 37.5% | 1.563% | 25% | 0.6182% | 71.43% | 4.219% | 71.43% | 3.777% | 100% | 6.674% | 96.15% | 6.007% | City Large | 16965.9022 | East North Central
60603 | 1 | Chicago | Chicago, IL | IL | 2012 | 44 | 648352.8744 | 4818.5134 | 5773053.2 | 9 | 4666.5343 | 7 | 221.1808 | 5 | 124.6594 | 17.8544 | 21185.2 | 12 | 63228.2171 | 12 | 1559.9141 | 9 | 1091.4281 | 138.829 | 166568 | 23 | 580458.123 | 23 | 41199.3484 | 23 | 37334.4981 | 4661.83 | 5585300 | 14735.2926 | 20.45% | 0.7198% | 27.27% | 9.752% | 52.27% | 89.53% | 77.78% | 4.74% | 55.56% | 2.671% | 100% | 2.467% | 75% | 1.726% | 100% | 7.098% | 100% | 6.432% | City Large | 12023.4056 | East North Central
60604 | 1 | Chicago | Chicago, IL | IL | 2012 | 25 | 500340.0342 | 4754.3393 | 5698579.2 | 5 | 5515.1863 | 2 | 392.4276 | 2 | 331.7708 | 39.2207 | 47307 | 2 | 12696.991 | 1 | 473 | 1 | 393 | 47.9786 | 58602.2 | 18 | 482127.8569 | 18 | 42655.6879 | 18 | 38721.9603 | 4667.14 | 5592670 | 20013.6014 | 20% | 1.102% | 8% | 2.538% | 72% | 96.36% | 40% | 7.115% | 40% | 6.016% | 50% | 3.725% | 50% | 3.095% | 100% | 8.847% | 100% | 8.031% | City Large | 6764.7196 | East North Central
60605 | 1 | Chicago | Chicago, IL | IL | 2008 | 498 | 995170.6952 | 65775.22 | 79066590 | 288 | 37986.323 | 276 | 16151.0341 | 205 | 13182.3605 | 1364.4 | 1614800 | 143 | 164989.2601 | 143 | 81694.1031 | 142 | 73325.5116 | 8049.62 | 9647990 | 67 | 792195.112 | 67 | 504775.8971 | 67 | 483865.7795 | 56361.2 | 67803800 | 1998.3347 | 57.83% | 3.817% | 28.71% | 16.58% | 13.45% | 79.6% | 95.83% | 42.52% | 71.18% | 34.7% | 100% | 49.51% | 99.3% | 44.44% | 100% | 63.72% | 100% | 61.08% | City Large | 13357.396 | East North Central
60606 | 1 | Chicago | Chicago, IL | IL | 2012 | 83 | 1107335.8908 | 7120.0918 | 8573090.21 | 11 | 9453.0881 | 8 | 78.5488 | 1 | 19 | 3.3868 | 3560.21 | 29 | 173206.4219 | 26 | 9584.9377 | 24 | 8205.5029 | 958.505 | 1164490 | 43 | 924676.3807 | 43 | 57768.3942 | 41 | 50855.6903 | 6158.2 | 7405040 | 13341.3963 | 13.25% | 0.8537% | 34.94% | 15.64% | 51.81% | 83.5% | 72.73% | 0.8309% | 9.091% | 0.201% | 89.66% | 5.534% | 82.76% | 4.737% | 100% | 6.247% | 95.35% | 5.5% | City Large | 14922.0617 | East North Central
60607 | 1 | Chicago | Chicago, IL | IL | 2012 | 1592 | 6521384.3861 | 118768 | 142856000 | 998 | 661511.1644 | 993 | 80831.2277 | 908 | 69468.8665 | 8617.4 | 10345400 | 424 | 1845426.5743 | 424 | 280185.1891 | 424 | 258003.269 | 32083.3 | 38262800 | 170 | 4014446.6474 | 170 | 696616.0257 | 170 | 664280.2254 | 78067.3 | 94247800 | 4096.347 | 62.69% | 10.14% | 26.63% | 28.3% | 10.68% | 61.56% | 99.5% | 12.22% | 90.98% | 10.5% | 100% | 15.18% | 100% | 13.98% | 100% | 17.35% | 100% | 16.55% | City Large | 10925.3833 | East North Central
60608 | 1 | Chicago | Chicago, IL | IL | 2012 | 11508 | 12656981.2791 | 237116.5 | 281737300 | 10792 | 4554577.0061 | 10651 | 475103.2976 | 8664 | 397604.7922 | 61600.5 | 70508800 | 507 | 2076070.4437 | 507 | 336641.0121 | 506 | 317499.4348 | 39303 | 46923500 | 209 | 6026333.8293 | 209 | 1169529.8983 | 209 | 1140736.0722 | 136213 | 164305000 | 1099.842 | 93.78% | 35.98% | 4.406% | 16.4% | 1.816% | 47.61% | 98.69% | 10.43% | 80.28% | 8.73% | 100% | 16.22% | 99.8% | 15.29% | 100% | 19.41% | 100% | 18.93% | City Large | 11858.6519 | East North Central
60609 | 1 | Chicago | Chicago, IL | IL | 2012 | 13088 | 13535855.3596 | 258544 | 310097900 | 12376 | 4721841.0118 | 12066 | 464782.4848 | 9689 | 386918.3293 | 61683.5 | 73142900 | 486 | 2034829.5773 | 486 | 342476.3642 | 486 | 324017.8437 | 39933.5 | 47840000 | 226 | 6779184.7705 | 226 | 1361997.9563 | 226 | 1329800.4741 | 156927 | 189115000 | 1034.2188 | 94.56% | 34.88% | 3.713% | 15.03% | 1.727% | 50.08% | 97.5% | 9.843% | 78.29% | 8.194% | 100% | 16.83% | 100% | 15.92% | 100% | 20.09% | 100% | 19.62% | City Large | 8709.0985 | East North Central
60610 | 1 | Chicago | Chicago, IL | IL | 2008 | 1301 | 846399.073 | 40262.52 | 48561250 | 880 | 155463.8261 | 870 | 63625.2413 | 724 | 52301.1038 | 6365.22 | 7652050 | 350 | 360122.6857 | 350 | 163523.8307 | 347 | 143964.2998 | 15667 | 18889700 | 71 | 330812.5612 | 71 | 164285.066 | 71 | 150995.7561 | 18230.3 | 22019500 | 650.5758 | 67.64% | 18.37% | 26.9% | 42.55% | 5.457% | 39.08% | 98.86% | 40.93% | 82.27% | 33.64% | 100% | 45.41% | 99.14% | 39.98% | 100% | 49.66% | 100% | 45.64% | City Large | 33774.2581 | East North Central
60611 | 1 | Chicago | Chicago, IL | IL | 2008 | 282 | 760598.7308 | 30358.264 | 36793012 | 78 | 15996.1955 | 65 | 4976.9892 | 56 | 4325.5249 | 285.394 | 345032 | 118 | 128868.1638 | 113 | 31334.8896 | 99 | 27021.4063 | 2127.87 | 2576580 | 86 | 615734.3716 | 86 | 242994.8209 | 82 | 229280.4544 | 27945 | 33871400 | 2697.1586 | 27.66% | 2.103% | 41.84% | 16.94% | 30.5% | 80.95% | 83.33% | 31.11% | 71.79% | 27.04% | 95.76% | 24.32% | 83.9% | 20.97% | 100% | 39.46% | 95.35% | 37.24% | City Large | 27403.076 | East North Central
60612 | 1 | Chicago | Chicago, IL | IL | 2008 | 5321 | 2079610.9388 | 147530.6 | 176491700 | 4674 | 590215.7574 | 4659 | 277657.4171 | 4147 | 238991.2139 | 31553.5 | 37213800 | 479 | 484874.004 | 479 | 317388.6925 | 479 | 300297.541 | 36330 | 43403500 | 168 | 1004521.1773 | 168 | 717011.4328 | 168 | 691806.1598 | 79647.1 | 95874400 | 390.8308 | 87.84% | 28.38% | 9.002% | 23.32% | 3.157% | 48.3% | 99.68% | 47.04% | 88.72% | 40.49% | 100% | 65.46% | 100% | 61.93% | 100% | 71.38% | 100% | 68.87% | City Large | 9241.988 | East North Central
60613 | 1 | Chicago | Chicago, IL | IL | 2008 | 4488 | 1306320.8856 | 77503.6 | 93202000 | 3965 | 510619.8721 | 3903 | 222303.032 | 3161 | 188553.6551 | 25638.7 | 30603100 | 445 | 435751.6861 | 445 | 255870.6155 | 444 | 239139.4798 | 27074.1 | 32712400 | 78 | 359949.3274 | 78 | 205714.603 | 78 | 192648.9855 | 24790.8 | 29886500 | 291.0697 | 88.35% | 39.09% | 9.915% | 33.36% | 1.738% | 27.55% | 98.44% | 43.54% | 79.72% | 36.93% | 100% | 58.72% | 99.78% | 54.88% | 100% | 57.15% | 100% | 53.52% | City Large | 20163.9857 | East North Central
60614 | 1 | Chicago | Chicago, IL | IL | 2012 | 7488 | 8735080.3177 | 126325.5 | 151763000 | 6658 | 3501707.4027 | 6593 | 363849.397 | 5499 | 290966.4269 | 38393.8 | 45888800 | 701 | 2782487.5629 | 701 | 390878.0976 | 701 | 354886.8744 | 43283.3 | 52005600 | 129 | 2450885.3522 | 129 | 400658.629 | 129 | 376427.4539 | 44648.4 | 53868600 | 1166.5438 | 88.92% | 40.09% | 9.362% | 31.85% | 1.723% | 28.06% | 99.02% | 10.39% | 82.59% | 8.309% | 100% | 14.05% | 100% | 12.75% | 100% | 16.35% | 100% | 15.36% | City Large | 17707.2817 | East North Central
60615 | 1 | Chicago | Chicago, IL | IL | 2008 | 2593 | 1078440.759 | 72397.9 | 87187700 | 2045 | 375145.9597 | 2038 | 194596.0794 | 1921 | 175832.3252 | 21008.6 | 25292200 | 494 | 484194.8066 | 494 | 308121.7239 | 494 | 292333.69 | 33950.3 | 40997300 | 54 | 219099.9927 | 54 | 149318.9907 | 54 | 142899.5897 | 17439 | 20898200 | 415.9047 | 78.87% | 34.79% | 19.05% | 44.9% | 2.083% | 20.32% | 99.66% | 51.87% | 93.94% | 46.87% | 100% | 63.64% | 100% | 60.38% | 100% | 68.15% | 100% | 65.22% | City Large | 13678.3381 | East North Central
60616 | 1 | Chicago | Chicago, IL | IL | 2012 | 4910 | 5939080.8368 | 96870.8 | 116251100 | 4316 | 1939201.5888 | 4278 | 217025.6099 | 3489 | 181942.3251 | 25271.1 | 30099000 | 486 | 1933609.3227 | 486 | 283871.7477 | 486 | 263758.7868 | 32776.4 | 39268900 | 108 | 2066269.9253 | 108 | 344733.664 | 108 | 328075.5491 | 38823.3 | 46883200 | 1209.5888 | 87.9% | 32.65% | 9.898% | 32.56% | 2.2% | 34.79% | 99.12% | 11.19% | 80.84% | 9.382% | 100% | 14.68% | 100% | 13.64% | 100% | 16.68% | 100% | 15.88% | City Large | 11383.5695 | East North Central
60617 | 1 | Chicago | Chicago, IL | IL | 2012 | 25286 | 14768069.0047 | 236816.1 | 285222400 | 24680 | 10028000.1654 | 24362 | 1028059.3377 | 20401 | 813709.9873 | 136373 | 164535000 | 512 | 2002171.5004 | 512 | 343943.2924 | 512 | 327316.6676 | 40751.9 | 48726100 | 94 | 2737897.3389 | 94 | 513153.4575 | 94 | 497312.9158 | 59691.2 | 71961300 | 584.0413 | 97.6% | 67.9% | 2.025% | 13.56% | 0.3717% | 18.54% | 98.71% | 10.25% | 82.66% | 8.114% | 100% | 17.18% | 100% | 16.35% | 100% | 18.74% | 100% | 18.16% | City Large | 4942.0222 | East North Central
60618 | 1 | Chicago | Chicago, IL | IL | 2008 | 17978 | 3070030.1077 | 182359.2 | 221915700 | 17214 | 1754039.8534 | 16761 | 676389.4436 | 12229 | 549696.1197 | 79385.7 | 96117300 | 631 | 633411.0055 | 631 | 398067.0436 | 631 | 371742.7118 | 45402.7 | 55293400 | 133 | 682579.2488 | 133 | 514224.8905 | 133 | 494920.9669 | 57570.8 | 70505000 | 170.7659 | 95.75% | 57.13% | 3.51% | 20.63% | 0.7398% | 22.23% | 97.37% | 38.56% | 71.04% | 31.34% | 100% | 62.84% | 100% | 58.69% | 100% | 75.34% | 100% | 72.51% | City Large | 18073.2628 | East North Central
60619 | 1 | Chicago | Chicago, IL | IL | 2008 | 18241 | 2933385.9941 | 180057 | 215739600 | 17587 | 2002890.8786 | 17472 | 861685.8964 | 14801 | 707182.3899 | 105958 | 126700000 | 574 | 535382.6407 | 574 | 346892.6022 | 574 | 330232.811 | 38784.3 | 46588200 | 80 | 395112.4749 | 80 | 308883.6239 | 80 | 298175.2799 | 35314.7 | 42451400 | 160.8128 | 96.41% | 68.28% | 3.147% | 18.25% | 0.4386% | 13.47% | 99.35% | 43.02% | 84.16% | 35.31% | 100% | 64.79% | 100% | 61.68% | 100% | 78.18% | 100% | 75.47% | City Large | 10256.8676 | East North Central
60620 | 1 | Chicago | Chicago, IL | IL | 2008 | 19119 | 3077078.8814 | 189268 | 229291100 | 18486 | 2137713.8408 | 18348 | 875015.27 | 15457 | 715455.0332 | 113174 | 137873000 | 558 | 502035.8841 | 558 | 329940.8298 | 558 | 312709.0562 | 37617.2 | 45005500 | 75 | 437329.1565 | 75 | 343503.3527 | 75 | 333814.2458 | 38476.8 | 46412600 | 160.9435 | 96.69% | 69.47% | 2.919% | 16.32% | 0.3923% | 14.21% | 99.25% | 40.93% | 83.61% | 33.47% | 100% | 65.72% | 100% | 62.29% | 100% | 78.55% | 100% | 76.33% | City Large | 10643.8276 | East North Central
60621 | 1 | Chicago | Chicago, IL | IL | 2012 | 7081 | 4668187.6686 | 68469.8 | 82471200 | 6775 | 3067941.5027 | 6652 | 312612.9984 | 5250 | 267217.5674 | 36772.9 | 44375000 | 273 | 962781.5547 | 273 | 155622.9176 | 273 | 147799.933 | 18009.1 | 21643200 | 33 | 637464.6113 | 33 | 117809.949 | 33 | 113600.5185 | 13687.8 | 16453000 | 659.2554 | 95.68% | 65.72% | 3.855% | 20.62% | 0.466% | 13.66% | 98.18% | 10.19% | 77.49% | 8.71% | 100% | 16.16% | 100% | 15.35% | 100% | 18.48% | 100% | 17.82% | City Large | 9926.6591 | East North Central
60622 | 1 | Chicago | Chicago, IL | IL | 2008 | 8765 | 1568652.9193 | 88329.7 | 105809900 | 8318 | 941622.8607 | 8283 | 425660.2976 | 6891 | 354339.6916 | 46002.6 | 55037800 | 387 | 367093.1151 | 387 | 220121.1975 | 387 | 202781.6058 | 23878.3 | 28613700 | 60 | 259936.9435 | 60 | 174386.5429 | 60 | 165020.5651 | 18448.8 | 22158400 | 178.9678 | 94.9% | 60.03% | 4.415% | 23.4% | 0.6845% | 16.57% | 99.58% | 45.2% | 82.84% | 37.63% | 100% | 59.96% | 100% | 55.24% | 100% | 67.09% | 100% | 63.48% | City Large | 21063.5477 | East North Central
60623 | 1 | Chicago | Chicago, IL | IL | 2008 | 15044 | 2941595.8673 | 181270.2 | 217804200 | 14423 | 1540960.0661 | 14127 | 586490.7773 | 11411 | 499580.7908 | 67843.3 | 82040300 | 479 | 456624.2985 | 479 | 290973.6352 | 479 | 274917.7048 | 34751.2 | 41399000 | 142 | 944011.5028 | 142 | 714121.5464 | 142 | 691908.2807 | 78675.7 | 94364900 | 195.5328 | 95.87% | 52.39% | 3.184% | 15.52% | 0.9439% | 32.09% | 97.95% | 38.06% | 79.12% | 32.42% | 100% | 63.72% | 100% | 60.21% | 100% | 75.65% | 100% | 73.29% | City Large | 17125.5703 | East North Central
60624 | 1 | Chicago | Chicago, IL | IL | 2008 | 6087 | 1687713.6036 | 121650.1 | 145894700 | 5670 | 705090.2973 | 5652 | 346228.6414 | 5148 | 310580.0484 | 38016.9 | 45568100 | 313 | 307676.2098 | 313 | 204999.9678 | 313 | 195067.5619 | 24433.5 | 29095400 | 104 | 674947.0966 | 104 | 521912.6117 | 104 | 505950.305 | 59199.7 | 71231200 | 277.2653 | 93.15% | 41.78% | 5.142% | 18.23% | 1.709% | 39.99% | 99.68% | 49.1% | 90.79% | 44.05% | 100% | 66.63% | 100% | 63.4% | 100% | 77.33% | 100% | 74.96% | City Large | 11506.6575 | East North Central
60625 | 1 | Chicago | Chicago, IL | IL | 2008 | 10712 | 2199362.109 | 136797.2 | 166219900 | 10034 | 1253244.974 | 9925 | 563903.4394 | 8410 | 484777.5757 | 66281.5 | 80033800 | 590 | 546373.5972 | 590 | 340711.652 | 590 | 321510.2355 | 38764.8 | 47296900 | 88 | 399743.5379 | 88 | 278138.7096 | 88 | 264766.0326 | 31750.9 | 38889200 | 205.3176 | 93.67% | 56.98% | 5.508% | 24.84% | 0.8215% | 18.18% | 98.91% | 45% | 83.82% | 38.68% | 100% | 62.36% | 100% | 58.84% | 100% | 69.58% | 100% | 66.23% | City Large | 21438.3949 | East North Central
60626 | 1 | Chicago | Chicago, IL | IL | 2012 | 2968 | 4785704.1538 | 83511.2 | 102087100 | 2402 | 1570045.5443 | 2391 | 203363.4179 | 2098 | 181246.1716 | 22911.7 | 27675800 | 500 | 1925171.4774 | 500 | 309172.409 | 500 | 293864.2023 | 34303.8 | 42111400 | 66 | 1290487.1321 | 66 | 234153.2413 | 66 | 224851.4026 | 26295.7 | 32299900 | 1612.434 | 80.93% | 32.81% | 16.85% | 40.23% | 2.224% | 26.97% | 99.54% | 12.95% | 87.34% | 11.54% | 100% | 16.06% | 100% | 15.26% | 100% | 18.14% | 100% | 17.42% | City Large | 27775.0929 | East North Central
60628 | 1 | Chicago | Chicago, IL | IL | 2008 | 23215 | 3647621.7518 | 229090.7 | 274228100 | 22668 | 2377791.583 | 22503 | 916266.5809 | 18423 | 684069.1937 | 118370 | 140520000 | 455 | 428210.0792 | 455 | 287223.5582 | 455 | 270216.4699 | 32312 | 38689900 | 92 | 841620.0896 | 92 | 699343.0959 | 92 | 685557.254 | 78408.7 | 95018200 | 157.1235 | 97.64% | 65.19% | 1.96% | 11.74% | 0.3963% | 23.07% | 99.27% | 38.53% | 81.27% | 28.77% | 100% | 67.08% | 100% | 63.1% | 100% | 83.09% | 100% | 81.46% | City Large | 6428.4827 | East North Central
60629 | 1 | Chicago | Chicago, IL | IL | 2008 | 26260 | 3824727.0681 | 255676.9 | 300579600 | 25781 | 2607498.2167 | 25624 | 1068652.7 | 21396 | 843057.3164 | 146832 | 171380000 | 418 | 400931.3498 | 418 | 266575.3581 | 418 | 251238.2602 | 28914.8 | 34669400 | 61 | 816297.5015 | 61 | 671181.2283 | 61 | 656000.1325 | 79930.1 | 94530200 | 145.6484 | 98.18% | 68.17% | 1.592% | 10.48% | 0.2323% | 21.34% | 99.39% | 40.98% | 82.99% | 32.33% | 100% | 66.49% | 100% | 62.66% | 100% | 82.22% | 100% | 80.36% | City Large | 15326.152 | East North Central
60630 | 1 | Chicago | Chicago, IL | IL | 2008 | 14935 | 2137567.5147 | 126584 | 151800200 | 14579 | 1530789.691 | 14503 | 604078.7148 | 12012 | 461475.4225 | 78011.7 | 92385900 | 292 | 313484.4152 | 292 | 209640.0231 | 291 | 196928.3401 | 23393.6 | 28578200 | 64 | 293293.4085 | 64 | 224095.1119 | 64 | 215999.4461 | 25178.7 | 30836100 | 143.1247 | 97.62% | 71.61% | 1.955% | 14.67% | 0.4285% | 13.72% | 99.48% | 39.46% | 82.39% | 30.15% | 100% | 66.87% | 99.66% | 62.82% | 100% | 76.41% | 100% | 73.65% | City Large | 11957.8395 | East North Central
60631 | 1 | Chicago | Chicago, IL | IL | 2012 | 11606 | 6334216.3158 | 93956.2 | 112600500 | 11418 | 4731495.5169 | 11336 | 480584.3322 | 9120 | 353636.4255 | 62118.8 | 73530200 | 149 | 619527.6972 | 149 | 104209.3927 | 149 | 97996.5578 | 12085.9 | 14797400 | 39 | 983193.1017 | 39 | 177267.6557 | 39 | 168443.0022 | 19751.5 | 24272900 | 545.7708 | 98.38% | 74.7% | 1.284% | 9.781% | 0.336% | 15.52% | 99.28% | 10.16% | 79.87% | 7.474% | 100% | 16.82% | 100% | 15.82% | 100% | 18.03% | 100% | 17.13% | City Large | 7896.0691 | East North Central
60632 | 1 | Chicago | Chicago, IL | IL | 2008 | 18650 | 3782768.2066 | 290457.4 | 347568400 | 18048 | 1611199.4111 | 17681 | 623726.2507 | 14201 | 489708.7284 | 85384.3 | 101786000 | 392 | 401215.3072 | 392 | 279276.8248 | 391 | 264783.0539 | 31879.1 | 38016400 | 210 | 1770353.4884 | 210 | 1481107.4153 | 210 | 1454777.5206 | 173194 | 207766000 | 202.8294 | 96.77% | 42.59% | 2.102% | 10.61% | 1.126% | 46.8% | 97.97% | 38.71% | 78.68% | 30.39% | 100% | 69.61% | 99.74% | 66% | 100% | 83.66% | 100% | 82.17% | City Large | 12228.8948 | East North Central
60633 | 0.9839 | Chicago | Chicago, IL | IL | 2008 | 5120 | 1195891.0671 | 94526.2 | 112687700 | 4978 | 507693.6547 | 4935 | 211196.118 | 4183 | 160603.2558 | 28198.7 | 33883900 | 106 | 97851.243 | 106 | 66773.2063 | 106 | 63859.1956 | 8086 | 9589800 | 36 | 590346.1694 | 36 | 472033.5374 | 36 | 461423.0906 | 58241.5 | 69214000 | 233.5725 | 97.23% | 42.45% | 2.07% | 8.182% | 0.7031% | 49.36% | 99.14% | 41.6% | 84.03% | 31.63% | 100% | 68.24% | 100% | 65.26% | 100% | 79.96% | 100% | 78.16% | City Large | 1648.0066 | East North Central
60634 | 1 | Chicago | Chicago, IL | IL | 2012 | 21208 | 10783371.19 | 165596.4 | 196646500 | 20835 | 8305018.9218 | 20749 | 863336.0959 | 17650 | 660177.156 | 113757 | 133536000 | 313 | 1268672.6685 | 313 | 225169.2492 | 313 | 213563.4595 | 26068.5 | 31636300 | 60 | 1209679.5997 | 60 | 225445.2244 | 60 | 215983.8243 | 25770.9 | 31474200 | 508.4577 | 98.24% | 77.02% | 1.476% | 11.77% | 0.2829% | 11.22% | 99.59% | 10.4% | 84.71% | 7.949% | 100% | 17.75% | 100% | 16.83% | 100% | 18.64% | 100% | 17.85% | City Large | 11148.1815 | East North Central
60636 | 1 | Chicago | Chicago, IL | IL | 2012 | 10794 | 5955027.7697 | 87939.1 | 105030000 | 10525 | 4115564.8492 | 10348 | 390176.9086 | 7953 | 313457.1171 | 48629.8 | 57919700 | 222 | 843739.6698 | 222 | 142009.7737 | 222 | 134642.6873 | 16406.1 | 19718700 | 47 | 995723.2508 | 47 | 191512.6088 | 47 | 186238.4181 | 22903.2 | 27391600 | 551.698 | 97.51% | 69.11% | 2.057% | 14.17% | 0.4354% | 16.72% | 98.32% | 9.481% | 75.56% | 7.616% | 100% | 16.83% | 100% | 15.96% | 100% | 19.23% | 100% | 18.7% | City Large | 11710.5153 | East North Central
60637 | 1 | Chicago | Chicago, IL | IL | 2012 | 5285 | 6384386.5135 | 104608.9 | 125697900 | 4621 | 2564551.5065 | 4584 | 324539.7227 | 4124 | 293013.7541 | 36192.8 | 43750300 | 592 | 2129767.2335 | 591 | 335084.704 | 590 | 318983.8246 | 38046.8 | 45864200 | 72 | 1690067.7735 | 72 | 250128.365 | 72 | 234597.357 | 30369.3 | 36083400 | 1208.0202 | 87.44% | 40.17% | 11.2% | 33.36% | 1.362% | 26.47% | 99.2% | 12.65% | 89.24% | 11.43% | 99.83% | 15.73% | 99.66% | 14.98% | 100% | 14.8% | 100% | 13.88% | City Large | 10583.3782 | East North Central
60638 | 1 | Chicago | Chicago, IL | IL | 2008 | 20598 | 5204546.426 | 418158.3 | 501284600 | 19966 | 1922558.6367 | 19861 | 774870.3012 | 16629 | 584947.2545 | 105624 | 124701000 | 373 | 380966.1726 | 373 | 273054.2543 | 373 | 261083.7088 | 31721.3 | 37845600 | 259 | 2901021.6168 | 259 | 2530526.6643 | 259 | 2499464.2123 | 280813 | 338738000 | 252.6724 | 96.93% | 36.94% | 1.811% | 7.32% | 1.257% | 55.74% | 99.47% | 40.3% | 83.29% | 30.43% | 100% | 71.67% | 100% | 68.53% | 100% | 87.23% | 100% | 86.16% | City Large | 5298.5638 | East North Central
60639 | 1 | Chicago | Chicago, IL | IL | 2008 | 15314 | 2977696.9831 | 207232.1 | 250912800 | 14744 | 1541107.8381 | 14640 | 658433.6985 | 12558 | 536513.1674 | 80550.8 | 96665000 | 441 | 452212.5875 | 441 | 311210.9197 | 441 | 293144.6441 | 36536 | 44370800 | 129 | 984376.5575 | 129 | 756482.4467 | 129 | 731759.1506 | 90145.3 | 109877000 | 194.4428 | 96.28% | 51.76% | 2.88% | 15.19% | 0.8424% | 33.06% | 99.29% | 42.72% | 85.17% | 34.81% | 100% | 68.82% | 100% | 64.82% | 100% | 76.85% | 100% | 74.34% | City Large | 19264.8989 | East North Central
60640 | 1 | Chicago | Chicago, IL | IL | 2012 | 4590 | 6176596.9854 | 99290.4 | 121527600 | 3928 | 2297805.0361 | 3894 | 285459.222 | 3371 | 252524.1899 | 31683.8 | 38586200 | 560 | 2242837.1646 | 560 | 348363.527 | 560 | 328266.0554 | 38560.3 | 47372800 | 102 | 1635954.7846 | 102 | 257938.9004 | 102 | 243739.1261 | 29046.3 | 35568600 | 1345.6638 | 85.58% | 37.2% | 12.2% | 36.31% | 2.222% | 26.49% | 99.13% | 12.42% | 85.82% | 10.99% | 100% | 15.53% | 100% | 14.64% | 100% | 15.77% | 100% | 14.9% | City Large | 24169.3348 | East North Central
60641 | 1 | Chicago | Chicago, IL | IL | 2008 | 14578 | 2376147.1986 | 151422.7 | 179198900 | 14091 | 1540648.034 | 14017 | 648856.7073 | 11673 | 519691.163 | 85558.6 | 98873800 | 400 | 411925.3208 | 400 | 268456.2856 | 400 | 253999.9663 | 30395 | 37001400 | 87 | 423573.8438 | 87 | 310822.139 | 87 | 298028.0715 | 35469.1 | 43323700 | 162.9954 | 96.66% | 64.84% | 2.744% | 17.34% | 0.5968% | 17.83% | 99.47% | 42.12% | 82.84% | 33.73% | 100% | 65.17% | 100% | 61.66% | 100% | 73.38% | 100% | 70.36% | City Large | 17175.3567 | East North Central
60642 | 1 | Chicago | Chicago, IL | IL | 2008 | 2545 | 1155814.727 | 81536.5 | 97803600 | 2148 | 267723.4312 | 2136 | 109022.2512 | 1739 | 86092.3227 | 13147 | 15412000 | 296 | 320406.9551 | 296 | 191364.1652 | 296 | 175805.5649 | 21221.8 | 25533200 | 101 | 567684.3407 | 101 | 418616.3555 | 101 | 402250.7229 | 47167.7 | 56858400 | 454.1512 | 84.4% | 23.16% | 11.63% | 27.72% | 3.969% | 49.12% | 99.44% | 40.72% | 80.96% | 32.16% | 100% | 59.73% | 100% | 54.87% | 100% | 73.74% | 100% | 70.86% | City Large | 11678.2904 | East North Central
60643 | 1 | Chicago | Chicago, IL | IL | 2008 | 17591 | 2668112.546 | 151709.3 | 180363700 | 17191 | 1956540.2186 | 16881 | 693892.3749 | 13636 | 503159.4262 | 92012.7 | 108752000 | 352 | 354267.6506 | 352 | 235368.7481 | 352 | 221014.2682 | 27788.4 | 33082800 | 48 | 357304.6768 | 48 | 275823.7009 | 48 | 266859.4476 | 31908.2 | 38528900 | 151.6749 | 97.73% | 73.33% | 2.001% | 13.28% | 0.2729% | 13.39% | 98.2% | 35.47% | 79.32% | 25.72% | 100% | 66.44% | 100% | 62.39% | 100% | 77.2% | 100% | 74.69% | City Large | 6682.2527 | East North Central
60644 | 1 | Chicago | Chicago, IL | IL | 2008 | 7619 | 1795965.4903 | 128053.2 | 152941700 | 7167 | 868803.8899 | 7130 | 386771.7974 | 5994 | 328009.7568 | 45446.3 | 53644000 | 383 | 380394.1917 | 383 | 248480.2964 | 383 | 236371.4054 | 28395.4 | 33905700 | 69 | 546767.4086 | 69 | 425105.4451 | 69 | 415743.7759 | 54211.5 | 65392000 | 235.7219 | 94.07% | 48.38% | 5.027% | 21.18% | 0.9056% | 30.44% | 99.48% | 44.52% | 83.63% | 37.75% | 100% | 65.32% | 100% | 62.14% | 100% | 77.75% | 100% | 76.04% | City Large | 13729.6235 | East North Central
60645 | 1 | Chicago | Chicago, IL | IL | 2012 | 5800 | 4698951.8296 | 76169.3 | 91380900 | 5483 | 3095821.2472 | 5470 | 366164.7836 | 4953 | 309649.0714 | 45231.1 | 53641900 | 285 | 1016281.1418 | 285 | 165239.9115 | 285 | 156324.6402 | 18973.3 | 23066900 | 32 | 586849.4406 | 32 | 104682.5832 | 32 | 100305.7502 | 11964.9 | 14672100 | 810.1641 | 94.53% | 65.88% | 4.914% | 21.63% | 0.5517% | 12.49% | 99.76% | 11.83% | 90.33% | 10% | 100% | 16.26% | 100% | 15.38% | 100% | 17.84% | 100% | 17.09% | City Large | 19336.4182 | East North Central
60646 | 1 | Chicago | Chicago, IL | IL | 2012 | 9387 | 5846262.3944 | 83114.8 | 100798300 | 9162 | 4312073.7516 | 9081 | 390066.9721 | 7460 | 288864.5209 | 50118.6 | 60381900 | 188 | 721831.397 | 188 | 118590.0665 | 188 | 110303.8409 | 13774.5 | 16792200 | 37 | 812357.2458 | 37 | 169196.457 | 37 | 165205.0116 | 19221.7 | 23624200 | 622.8041 | 97.6% | 73.76% | 2.003% | 12.35% | 0.3942% | 13.9% | 99.12% | 9.046% | 81.42% | 6.699% | 100% | 16.43% | 100% | 15.28% | 100% | 20.83% | 100% | 20.34% | City Large | 6138.4297 | East North Central
60647 | 1 | Chicago | Chicago, IL | IL | 2008 | 13772 | 2317847.1383 | 142344.6 | 170284500 | 13108 | 1351368.5924 | 13008 | 592235.1729 | 10488 | 492407.0969 | 68019.2 | 81033300 | 570 | 545680.5271 | 570 | 343210.3216 | 570 | 319047.5903 | 38599.2 | 46384200 | 94 | 420798.0188 | 94 | 307010.4732 | 94 | 293840.8349 | 35726.2 | 42867000 | 168.3014 | 95.18% | 58.3% | 4.139% | 23.54% | 0.6825% | 18.15% | 99.24% | 43.82% | 80.01% | 36.44% | 100% | 62.9% | 100% | 58.47% | 100% | 72.96% | 100% | 69.83% | City Large | 21987.2496 | East North Central
60649 | 1 | Chicago | Chicago, IL | IL | 2008 | 5941 | 1526896.8619 | 90813.3 | 109857900 | 5318 | 764495.4471 | 5275 | 331472.8454 | 4632 | 285922.1536 | 39871.5 | 48316900 | 572 | 546999.9842 | 572 | 333082.7215 | 572 | 317973.1301 | 35804.7 | 43261800 | 51 | 215401.4307 | 51 | 148224.2594 | 51 | 142674.4366 | 15137.1 | 18279200 | 257.0101 | 89.51% | 50.07% | 9.628% | 35.82% | 0.8584% | 14.11% | 99.19% | 43.36% | 87.1% | 37.4% | 100% | 60.89% | 100% | 58.13% | 100% | 68.81% | 100% | 66.24% | City Large | 12994.7541 | East North Central
60651 | 1 | Chicago | Chicago, IL | IL | 2008 | 12401 | 2152131.8356 | 140778.9 | 168776600 | 12029 | 1303684.463 | 11976 | 577862.6558 | 10267 | 480657.865 | 67239.5 | 80481700 | 293 | 294046.8832 | 293 | 202347.6832 | 293 | 191038.0522 | 23090.9 | 27553300 | 79 | 554400.4894 | 79 | 435274.5733 | 79 | 422937.4299 | 50448.5 | 60741600 | 173.545 | 97% | 60.58% | 2.363% | 13.66% | 0.637% | 25.76% | 99.56% | 44.33% | 85.35% | 36.87% | 100% | 68.81% | 100% | 64.97% | 100% | 78.51% | 100% | 76.29% | City Large | 16660.8497 | East North Central
60652 | 1 | Chicago | Chicago, IL | IL | 2008 | 13906 | 1903701.999 | 134753.4 | 155900400 | 13701 | 1388386.6299 | 13619 | 631554.3455 | 11688 | 490786.1206 | 86564.7 | 98276100 | 174 | 174391.74 | 174 | 122452.495 | 174 | 116239.5161 | 13915.4 | 16672300 | 31 | 340923.6292 | 31 | 288672.1301 | 31 | 282107.0424 | 34273.3 | 40952000 | 136.8979 | 98.53% | 72.93% | 1.251% | 9.161% | 0.2229% | 17.91% | 99.4% | 45.49% | 85.31% | 35.35% | 100% | 70.22% | 100% | 66.65% | 100% | 84.67% | 100% | 82.75% | City Large | 8247.4032 | East North Central
60653 | 1 | Chicago | Chicago, IL | IL | 2012 | 2575 | 3436100.5195 | 56475.16 | 67808300 | 2125 | 1449537.402 | 2122 | 179572.3287 | 1960 | 157433.3533 | 19948.3 | 23891400 | 422 | 1521919.7074 | 422 | 235289.9368 | 422 | 221171.8927 | 26679.9 | 32135900 | 28 | 464643.4102 | 28 | 84766.2127 | 28 | 81812.7529 | 9846.96 | 11781000 | 1334.408 | 82.52% | 42.19% | 16.39% | 44.29% | 1.087% | 13.52% | 99.86% | 12.39% | 92.24% | 10.86% | 100% | 15.46% | 100% | 14.53% | 100% | 18.24% | 100% | 17.61% | City Large | 11796.0484 | East North Central
60654 | 1 | Chicago | Chicago, IL | IL | 2012 | 291 | 2037248.1991 | 22220.203 | 26865824 | 73 | 57494.3442 | 69 | 5395.7131 | 59 | 4345.4914 | 526.603 | 639024 | 153 | 760849.8933 | 151 | 82342.3626 | 150 | 72723.0382 | 8675.8 | 10503700 | 65 | 1218903.9616 | 65 | 121707.8921 | 63 | 109594.6305 | 13017.8 | 15723100 | 7000.8529 | 25.09% | 2.822% | 52.58% | 37.35% | 22.34% | 59.83% | 94.52% | 9.385% | 80.82% | 7.558% | 98.69% | 10.82% | 98.04% | 9.558% | 100% | 9.985% | 96.92% | 8.991% | City Large | 22735.0485 | East North Central
60655 | 1 | Chicago | Chicago, IL | IL | 2012 | 11678 | 5517871.0552 | 83229.35 | 98191800 | 11537 | 4562713.6408 | 11435 | 470313.2178 | 9459 | 350922.8575 | 63399.2 | 74571400 | 128 | 551466.4894 | 128 | 93187.949 | 128 | 87521.3875 | 11276.3 | 13303000 | 13 | 403690.9251 | 13 | 76172.2735 | 13 | 72373.1282 | 8553.85 | 10317400 | 472.5014 | 98.79% | 82.69% | 1.096% | 9.994% | 0.1113% | 7.316% | 99.12% | 10.31% | 81.99% | 7.691% | 100% | 16.9% | 100% | 15.87% | 100% | 18.87% | 100% | 17.93% | City Large | 6974.8664 | East North Central
60656 | 1 | Chicago | 0 | IL | 2012 | 7017 | 4614908.3848 | 77106.9 | 91159300 | 6861 | 3563467.518 | 6848 | 399693.4644 | 6065 | 317159.8749 | 55637.9 | 64934700 | 131 | 554778.9954 | 131 | 93146.369 | 131 | 87611.4128 | 10991.7 | 13352700 | 25 | 496661.8714 | 25 | 92401.8661 | 25 | 89319.1401 | 10477.3 | 12871900 | 657.6754 | 97.78% | 77.22% | 1.867% | 12.02% | 0.3563% | 10.76% | 99.81% | 11.22% | 88.4% | 8.9% | 100% | 16.79% | 100% | 15.79% | 100% | 18.6% | 100% | 17.98% | City Large | 7513.6346 | East North Central
60657 | 1 | Chicago | Chicago, IL | IL | 2012 | 6732 | 6323629.7483 | 86247.6 | 102527700 | 6167 | 2796751.8351 | 6089 | 296473.2686 | 4859 | 236131.0278 | 32936.9 | 38240400 | 462 | 1872964.5829 | 462 | 258068.6314 | 460 | 236423.8487 | 28561.4 | 34381700 | 103 | 1653913.3303 | 103 | 226706.8878 | 103 | 208770.5301 | 24749.3 | 29905600 | 939.3389 | 91.61% | 44.23% | 6.863% | 29.62% | 1.53% | 26.15% | 98.74% | 10.6% | 78.79% | 8.443% | 100% | 13.78% | 99.57% | 12.62% | 100% | 13.71% | 100% | 12.62% | City Large | 27862.6431 | East North Central
60659 | 1 | Chicago | Chicago, IL | IL | 2012 | 5467 | 4624189.4421 | 74430.4 | 91212500 | 5143 | 2771968.4693 | 5127 | 318753.0402 | 4689 | 272712.7858 | 37813.8 | 46458100 | 272 | 1043063.9336 | 272 | 174093.3504 | 272 | 163937.5066 | 19665.2 | 24014900 | 52 | 809157.0392 | 52 | 150562.7302 | 52 | 143014.2649 | 16951.4 | 20739500 | 845.8367 | 94.07% | 59.94% | 4.975% | 22.56% | 0.9512% | 17.5% | 99.69% | 11.5% | 91.17% | 9.838% | 100% | 16.69% | 100% | 15.72% | 100% | 18.61% | 100% | 17.67% | City Large | 15520.5186 | East North Central
60660 | 1 | Chicago | Chicago, IL | IL | 2012 | 2983 | 3528627.4261 | 57198.9 | 69642300 | 2615 | 1424221.9669 | 2606 | 184738.0666 | 2230 | 163695.9677 | 21029.1 | 25377200 | 318 | 1254873.704 | 318 | 193740.9972 | 317 | 182746.7616 | 21854.1 | 26781400 | 50 | 849531.7551 | 50 | 124081.4722 | 50 | 116762.1199 | 14315.7 | 17483700 | 1182.9123 | 87.66% | 40.36% | 10.66% | 35.56% | 1.676% | 24.08% | 99.66% | 12.97% | 85.28% | 11.49% | 100% | 15.44% | 99.69% | 14.56% | 100% | 14.61% | 100% | 13.74% | City Large | 24803.1222 | East North Central
60661 | 1 | Chicago | Chicago, IL | IL | 2012 | 87 | 766795.2726 | 8728.625 | 10585156 | 11 | 11820.8482 | 11 | 1378.6648 | 10 | 1219.4939 | 140.055 | 169426 | 47 | 246923.2158 | 47 | 29800.2993 | 47 | 26314.4953 | 3185.43 | 3856950 | 29 | 508051.2086 | 29 | 50408.9477 | 28 | 45695.4548 | 5403.14 | 6558780 | 8813.7388 | 12.64% | 1.542% | 54.02% | 32.2% | 33.33% | 66.26% | 100% | 11.66% | 90.91% | 10.32% | 100% | 12.07% | 100% | 10.66% | 100% | 9.922% | 96.55% | 8.994% | City Large | 23896.7144 | East North Central
60666 | 1 | Chicago | Chicago, IL | IL | 2012 | 2 | 1125.9117 | 20.4949 | 25352.3 | 2 | 1125.9117 | 2 | 196.5282 | 2 | 182.9934 | 20.4949 | 25352.3 | 0 | 0 | 0 | 0 | 0 | 0 | 0 | 0 | 0 | 0 | 0 | 0 | 0 | 0 | 0 | 0 | 562.9559 | 100% | 100% | 0% | 0% | 0% | 0% | 100% | 17.46% | 100% | 16.25% | #DIV/0! | #DIV/0! | #DIV/0! | #DIV/0! | #DIV/0! | #DIV/0! | #DIV/0! | #DIV/0! | City Large | 0 | East North Central
60706 | 1 | Chicago | 0 | IL | 2012 | 6956 | 5673017.0965 | 106272.9 | 127228100 | 6774 | 3625757.1868 | 6766 | 424795.03 | 6434 | 347161.8522 | 59806.5 | 70305700 | 128 | 534750.9542 | 128 | 98631.7413 | 128 | 94483.7106 | 11651.1 | 14119000 | 54 | 1512508.9555 | 54 | 309400.2294 | 54 | 299881.8578 | 34815.3 | 42803400 | 815.5574 | 97.38% | 63.91% | 1.84% | 9.426% | 0.7763% | 26.66% | 99.88% | 11.72% | 94.98% | 9.575% | 100% | 18.44% | 100% | 17.67% | 100% | 20.46% | 100% | 19.83% | City Large | 7515.3074 | East North Central
60707 | 1 | Chicago | 0 | IL | 2012 | 12319 | 6911730.0981 | 101025.6 | 122784200 | 12101 | 5125321.3162 | 12043 | 497212.9704 | 10010 | 361630.892 | 62821.2 | 76121400 | 169 | 645946.7348 | 169 | 112592.6339 | 169 | 106598.3451 | 13126.7 | 15936400 | 49 | 1140462.0472 | 49 | 218651.7233 | 49 | 210164.8303 | 25077.7 | 30726400 | 561.0626 | 98.23% | 74.15% | 1.372% | 9.346% | 0.3978% | 16.5% | 99.52% | 9.701% | 82.72% | 7.056% | 100% | 17.43% | 100% | 16.5% | 100% | 19.17% | 100% | 18.43% | Suburb Large | 11794.0599 | East North Central
60712 | 1 | Chicago | 0 | IL | 2012 | 3903 | 4619943.815 | 78788.1 | 94659300 | 3705 | 2866989.5182 | 3691 | 296093.3095 | 3391 | 234661.4014 | 39745 | 46680100 | 151 | 619043.9653 | 151 | 109664.3273 | 151 | 103647.4594 | 12409.3 | 15212600 | 47 | 1133910.3315 | 47 | 234540.3253 | 47 | 229109.2401 | 26633.8 | 32766600 | 1183.6904 | 94.93% | 62.06% | 3.869% | 13.4% | 1.204% | 24.54% | 99.62% | 10.33% | 91.52% | 8.185% | 100% | 17.72% | 100% | 16.74% | 100% | 20.68% | 100% | 20.21% | City Large | 4740.1272 | East North Central
60714 | 1 | Chicago | 0 | IL | 2012 | 10416 | 12012544.9123 | 242320.6 | 293241900 | 10016 | 5153994.7231 | 9941 | 583304.577 | 8363 | 459527.9468 | 78260 | 91440500 | 241 | 1057140.6803 | 241 | 191468.696 | 241 | 182402.5729 | 22194.6 | 27093400 | 159 | 5801409.5089 | 159 | 1264057.299 | 159 | 1239701.8473 | 141866 | 174708000 | 1153.2781 | 96.16% | 42.91% | 2.314% | 8.8% | 1.526% | 48.29% | 99.25% | 11.32% | 83.5% | 8.916% | 100% | 18.11% | 100% | 17.25% | 100% | 21.79% | 100% | 21.37% | City Large | 4631.2963 | East North Central
60803 | 1 | Chicago | 0 | IL | 2008 | 7826 | 2514277.6816 | 210626.2 | 251846300 | 7326 | 926021.7549 | 7241 | 428112.4262 | 6181 | 330698.8956 | 55359.9 | 63919400 | 371 | 379028.8939 | 371 | 281650.4818 | 371 | 270718.2217 | 33745.3 | 40252900 | 129 | 1209227.0328 | 129 | 1080254.3245 | 129 | 1067698.7927 | 121521 | 147674000 | 321.2724 | 93.61% | 36.83% | 4.741% | 15.08% | 1.648% | 48.09% | 98.84% | 46.23% | 84.37% | 35.71% | 100% | 74.31% | 100% | 71.42% | 100% | 89.33% | 100% | 88.3% | City Large | 2922.9201 | East North Central
60804 | 1 | Chicago | 0 | IL | 2012 | 16557 | 12302795.2816 | 211025.8 | 252609700 | 15992 | 6668642.0592 | 15808 | 689199.0995 | 12864 | 568077.4812 | 84927.2 | 101060000 | 440 | 1802768.8731 | 440 | 312616.9296 | 440 | 297235.3747 | 36798.8 | 43881700 | 125 | 3831384.3493 | 125 | 773853.5708 | 125 | 754941.9217 | 89299.8 | 107668000 | 743.057 | 96.59% | 54.2% | 2.657% | 14.65% | 0.755% | 31.14% | 98.85% | 10.33% | 80.44% | 8.519% | 100% | 17.34% | 100% | 16.49% | 100% | 20.2% | 100% | 19.7% | City Large | 12048.1693 | East North Central
60805 | 1 | Chicago | 0 | IL | 2008 | 7985 | 1127861.0195 | 71966.69 | 84751600 | 7841 | 887489.5379 | 7756 | 379141.6806 | 6475 | 290004.4168 | 51580.5 | 60305000 | 128 | 123724.1762 | 128 | 86571.9731 | 128 | 81420.3266 | 10491.2 | 12476000 | 16 | 116647.3055 | 16 | 88541.8254 | 16 | 85433.2876 | 9894.99 | 11970600 | 141.2475 | 98.2% | 78.69% | 1.603% | 10.97% | 0.2004% | 10.34% | 98.92% | 42.72% | 82.58% | 32.68% | 100% | 69.97% | 100% | 65.81% | 100% | 75.91% | 100% | 73.24% | City Large | 5811.4612 | East North Central
60827 | 0.99725 | Chicago | 0 | IL | 2012 | 7685 | 6128238.4985 | 107093.3 | 127525400 | 7261 | 3285112.8155 | 7132 | 329444.4551 | 5816 | 259807.1356 | 43448.5 | 51609100 | 367 | 1202101.0399 | 367 | 196822.5556 | 367 | 186986.1982 | 25024.6 | 29423000 | 57 | 1641024.6431 | 57 | 330853.6541 | 57 | 323569.4806 | 38620.2 | 46493300 | 797.4286 | 94.48% | 53.61% | 4.776% | 19.62% | 0.7417% | 26.78% | 98.22% | 10.03% | 80.1% | 7.909% | 100% | 16.37% | 100% | 15.55% | 100% | 20.16% | 100% | 19.72% | City Large | 3923.4219 | East North Central
62040 | 0.57072 | St Louis | 0 | MO | 2013 | 13846 | 3258129.6065 | 223237.7 | 276306400 | 13333 | 1659631.4588 | 13097 | 668760.3778 | 10937 | 523285.5509 | 88003.1 | 107265000 | 413 | 388363.0077 | 413 | 254041.5944 | 412 | 239325.3951 | 31438.6 | 38901400 | 100 | 1210135.14 | 100 | 837020.7366 | 100 | 810833.0545 | 103796 | 130140000 | 235.312 | 96.29% | 50.94% | 2.983% | 11.92% | 0.7222% | 37.14% | 98.23% | 40.3% | 82.03% | 31.53% | 100% | 65.41% | 99.76% | 61.62% | 100% | 69.17% | 100% | 67% | Suburb Large | 758.8342 | East North Central
62048 | 0.10577 | St Louis | 0 | MO | 2013 | 3 | 394.2246 | 48.3333 | 56087.8 | 3 | 394.2246 | 3 | 289.8805 | 3 | 280.8805 | 48.3333 | 56087.8 | 0 | 0 | 0 | 0 | 0 | 0 | 0 | 0 | 0 | 0 | 0 | 0 | 0 | 0 | 0 | 0 | 131.4082 | 100% | 100% | 0% | 0% | 0% | 0% | 100% | 73.53% | 100% | 71.25% | #DIV/0! | #DIV/0! | #DIV/0! | #DIV/0! | #DIV/0! | #DIV/0! | #DIV/0! | #DIV/0! | Suburb Small | 221.1245 | East North Central
62059 | 1 | StLouis | 0 | MO | 2008 | 261 | 49688.5584 | 2624.202 | 3238569 | 246 | 35223.397 | 246 | 14606.5431 | 202 | 9987.4528 | 1592.66 | 1942240 | 14 | 10376.1922 | 14 | 5874.0789 | 14 | 4938.9966 | 646.296 | 809449 | 1 | 4088.9692 | 1 | 3367.158 | 1 | 3278.9528 | 385.246 | 486880 | 190.3776 | 94.25% | 70.89% | 5.364% | 20.88% | 0.3831% | 8.229% | 100% | 41.47% | 82.11% | 28.35% | 100% | 56.61% | 100% | 47.6% | 100% | 82.35% | 100% | 80.19% | Suburb Large | 662.4733 | East North Central
62060 | 0.64373 | StLouis | 0 | MO | 2008 | 2624 | 673790.1138 | 51098.96 | 62232770 | 2502 | 292103.5086 | 2481 | 128868.0873 | 2111 | 97754.3346 | 16481.6 | 19649400 | 101 | 96514.2973 | 101 | 64806.8951 | 101 | 61260.2963 | 8029.86 | 9949070 | 21 | 285172.3079 | 21 | 221565.9011 | 21 | 212663.1448 | 26587.5 | 32634300 | 256.7798 | 95.35% | 43.35% | 3.849% | 14.32% | 0.8003% | 42.32% | 99.16% | 44.12% | 84.37% | 33.47% | 100% | 67.15% | 100% | 63.47% | 100% | 77.7% | 100% | 74.57% | Suburb Large | 585.7853 | East North Central
62071 | 1 | St Louis | 0 | MO | 2013 | 1 | 100.0901 | 3.2814 | 3516.17 | 1 | 100.0901 | 1 | 42.7115 | 1 | 15.7736 | 3.2814 | 3516.17 | 0 | 0 | 0 | 0 | 0 | 0 | 0 | 0 | 0 | 0 | 0 | 0 | 0 | 0 | 0 | 0 | 100.0901 | 100% | 100% | 0% | 0% | 0% | 0% | 100% | 42.67% | 100% | 15.76% | #DIV/0! | #DIV/0! | #DIV/0! | #DIV/0! | #DIV/0! | #DIV/0! | #DIV/0! | #DIV/0! | Suburb Large | 662.4732 | East North Central
62090 | 1 | StLouis | 0 | MO | 2008 | 489 | 153389.6014 | 11857.09 | 14678000 | 463 | 59998.4331 | 462 | 25202.6371 | 383 | 20107.8703 | 3329.81 | 4008390 | 20 | 17275.6233 | 20 | 11943.4934 | 20 | 11244.9994 | 1487.57 | 1813750 | 6 | 76115.545 | 6 | 63092.0459 | 6 | 61366.0303 | 7039.71 | 8855860 | 313.6802 | 94.68% | 39.12% | 4.09% | 11.26% | 1.227% | 49.62% | 99.78% | 42.01% | 82.72% | 33.51% | 100% | 69.13% | 100% | 65.09% | 100% | 82.89% | 100% | 80.62% | Suburb Large | 885.0283 | East North Central
62201 | 0.77551 | St Louis | 0 | MO | 2013 | 1686 | 715544.3114 | 55446.7 | 69027500 | 1425 | 209549.8249 | 1340 | 90225.5187 | 1108 | 74056.424 | 11135.3 | 13818400 | 202 | 196975.2598 | 202 | 122183.2476 | 201 | 113644.1751 | 14829.5 | 18476200 | 59 | 309019.2267 | 59 | 207500.5359 | 59 | 198151.7411 | 29481.9 | 36732900 | 424.4035 | 84.52% | 29.29% | 11.98% | 27.53% | 3.499% | 43.19% | 94.04% | 43.06% | 77.75% | 35.34% | 100% | 62.03% | 99.5% | 57.69% | 100% | 67.15% | 100% | 64.12% | Suburb Large | 770.174 | East North Central
62204 | 0.18207 | St Louis | 0 | MO | 2013 | 546 | 98068.8234 | 5801.56 | 7036730 | 527 | 68049.4759 | 518 | 26158.9428 | 417 | 20304.4899 | 3543.52 | 4231820 | 16 | 15971.353 | 16 | 10535.0633 | 16 | 9799.7554 | 1217.65 | 1500820 | 3 | 14047.9945 | 3 | 9654.5851 | 3 | 8518.308 | 1040.39 | 1304090 | 179.6132 | 96.52% | 69.39% | 2.93% | 16.29% | 0.5495% | 14.32% | 98.29% | 38.44% | 79.13% | 29.84% | 100% | 65.96% | 100% | 61.36% | 100% | 68.73% | 100% | 60.64% | Suburb Large | 1439.3846 | East North Central
62205 | 0.6031 | StLouis | 0 | MO | 2008 | 3460 | 597047.9308 | 33003.68 | 41070810 | 3338 | 404897.44 | 3325 | 157294.416 | 2685 | 106595.1999 | 17765.7 | 21916300 | 102 | 103990.1292 | 102 | 67884.7596 | 101 | 62606.584 | 7754.05 | 9706950 | 20 | 88160.3616 | 20 | 66104.8338 | 20 | 63561.3132 | 7483.93 | 9447560 | 172.5572 | 96.47% | 67.82% | 2.948% | 17.42% | 0.578% | 14.77% | 99.61% | 38.85% | 80.44% | 26.33% | 100% | 65.28% | 99.02% | 60.2% | 100% | 74.98% | 100% | 72.1% | Suburb Large | 1696.3989 | East North Central
62206 | 0.98007 | StLouis | 0 | MO | 2008 | 7848 | 1482571.7173 | 96207 | 119661100 | 7576 | 866514.7137 | 7486 | 340827.4239 | 6198 | 259966.0772 | 41641.8 | 51269600 | 215 | 217935.4808 | 215 | 147432.3252 | 214 | 139396.9707 | 17812.4 | 22198700 | 57 | 398121.5228 | 57 | 320050.6993 | 57 | 310388.0039 | 36752.8 | 46192800 | 188.9108 | 96.53% | 58.45% | 2.74% | 14.7% | 0.7263% | 26.85% | 98.81% | 39.33% | 81.81% | 30% | 100% | 67.65% | 99.53% | 63.96% | 100% | 80.39% | 100% | 77.96% | Suburb Large | 996.5765 | East North Central
62207 | 0.5941 | StLouis | 0 | MO | 2008 | 2621 | 489909.6359 | 30937.75 | 38629840 | 2526 | 309616.6857 | 2509 | 121345.9712 | 2218 | 96552.4669 | 15730.8 | 19538200 | 81 | 77062.811 | 81 | 44438.3934 | 81 | 41319.391 | 5693.14 | 7098140 | 14 | 103230.1392 | 14 | 80394.6967 | 14 | 78665.1032 | 9513.81 | 11993500 | 186.9171 | 96.38% | 63.2% | 3.09% | 15.73% | 0.5341% | 21.07% | 99.33% | 39.19% | 87.81% | 31.18% | 100% | 57.67% | 100% | 53.62% | 100% | 77.88% | 100% | 76.2% | Suburb Large | 1146.8278 | East North Central
62221 | 0.13568 | St Louis | 0 | MO | 2013 | 308 | 118507.796 | 9835.7 | 12053010 | 288 | 70168.3167 | 287 | 36337.6395 | 267 | 31971.7321 | 5512.25 | 6616440 | 17 | 13741.8191 | 17 | 9219.5327 | 17 | 8901.2274 | 1287.64 | 1570460 | 3 | 34597.6601 | 3 | 26722.8847 | 3 | 25755.4206 | 3035.81 | 3866110 | 384.7656 | 93.51% | 59.21% | 5.519% | 11.6% | 0.974% | 29.19% | 99.65% | 51.79% | 92.71% | 45.56% | 100% | 67.09% | 100% | 64.77% | 100% | 77.24% | 100% | 74.44% | Suburb Large | 904.7686 | East North Central
62225 | 1 | St Louis | 0 | MO | 2013 | 1082 | 555027.0147 | 42976.7 | 52498600 | 920 | 246282.9353 | 918 | 107405.1749 | 875 | 90493.6416 | 15794.1 | 19087000 | 128 | 132830.4977 | 128 | 77806.9007 | 128 | 73566.3143 | 10984.1 | 13363600 | 34 | 175913.5817 | 34 | 127747.58 | 34 | 123800.5549 | 16198.5 | 20048000 | 512.964 | 85.03% | 44.37% | 11.83% | 23.93% | 3.142% | 31.69% | 99.78% | 43.61% | 95.11% | 36.74% | 100% | 58.58% | 100% | 55.38% | 100% | 72.62% | 100% | 70.38% | Suburb Large | 365.1917 | East North Central
62234 | 0.0014464 | St Louis | 0 | MO | 2013 | 1 | 128.7746 | 2.0856 | 2726.94 | 1 | 128.7746 | 1 | 33.5516 | 1 | 11.6996 | 2.0856 | 2726.94 | 0 | 0 | 0 | 0 | 0 | 0 | 0 | 0 | 0 | 0 | 0 | 0 | 0 | 0 | 0 | 0 | 128.7746 | 100% | 100% | 0% | 0% | 0% | 0% | 100% | 26.05% | 100% | 9.085% | #DIV/0! | #DIV/0! | #DIV/0! | #DIV/0! | #DIV/0! | #DIV/0! | #DIV/0! | #DIV/0! | Suburb Large | 896.7617 | East North Central
62236 | 0.69422 | St Louis | 0 | MO | 2013 | 5515 | 1294062.0641 | 81431.96 | 99028600 | 5255 | 1000679.9975 | 5202 | 402822.98 | 4527 | 322957.5516 | 57610 | 69504800 | 238 | 188292.6314 | 238 | 106869.0494 | 238 | 98087.891 | 14310.6 | 17574900 | 22 | 105089.4352 | 22 | 81819.8384 | 22 | 79017.2362 | 9511.36 | 11948900 | 234.6441 | 95.29% | 77.33% | 4.316% | 14.55% | 0.3989% | 8.121% | 98.99% | 40.25% | 86.15% | 32.27% | 100% | 56.76% | 100% | 52.09% | 100% | 77.86% | 100% | 75.19% | Suburb Large | 235.6225 | East North Central
62239 | 1 | St Louis | 0 | MO | 2013 | 2732 | 459058.6996 | 27573.29 | 34204570 | 2673 | 339154.4266 | 2611 | 130576.5743 | 2109 | 97112.2337 | 16693.8 | 20525400 | 49 | 37563.2615 | 49 | 23738.0767 | 49 | 22061.5292 | 2911.36 | 3617770 | 10 | 82341.0115 | 10 | 70805.0366 | 10 | 69430.3775 | 7968.13 | 10061400 | 168.0303 | 97.84% | 73.88% | 1.794% | 8.183% | 0.366% | 17.94% | 97.68% | 38.5% | 78.9% | 28.63% | 100% | 63.19% | 100% | 58.73% | 100% | 85.99% | 100% | 84.32% | Suburb Large | 219.7744 | East North Central
62240 | 1 | St Louis | 0 | MO | 2013 | 1209 | 191204.2312 | 11034.628 | 13515840 | 1169 | 149614.3161 | 1145 | 56533.7594 | 887 | 44014.0097 | 7364.96 | 9028690 | 38 | 31216.8454 | 38 | 20494.439 | 38 | 19527.4499 | 2702.62 | 3301480 | 2 | 10373.0697 | 2 | 8405.141 | 2 | 8142.8652 | 967.048 | 1185670 | 158.1507 | 96.69% | 78.25% | 3.143% | 16.33% | 0.1654% | 5.425% | 97.95% | 37.79% | 75.88% | 29.42% | 100% | 65.65% | 100% | 62.55% | 100% | 81.03% | 100% | 78.5% | Suburb Large | 245.4609 | East North Central
62254 | 0.038351 | St Louis | 0 | MO | 2013 | 24 | 11617.6095 | 1094.739 | 1266550 | 14 | 2560.2692 | 14 | 1143.3644 | 13 | 1032.1204 | 190.413 | 223978 | 9 | 6009.1369 | 9 | 3614.2565 | 9 | 3397.5136 | 578.127 | 664723 | 1 | 3048.2034 | 1 | 2059.4894 | 1 | 1967.0055 | 326.199 | 377849 | 484.0671 | 58.33% | 22.04% | 37.5% | 51.72% | 4.167% | 26.24% | 100% | 44.66% | 92.86% | 40.31% | 100% | 60.15% | 100% | 56.54% | 100% | 67.56% | 100% | 64.53% | Suburb Large | 155.8895 | East North Central
62258 | 0.052881 | St Louis | 0 | MO | 2013 | 62 | 28922.802 | 2304.58 | 2853152 | 49 | 7372.1777 | 49 | 3690.8155 | 45 | 3243.0953 | 538.481 | 634482 | 10 | 10181.0728 | 10 | 6476.9787 | 10 | 6169.5571 | 837.62 | 1035760 | 3 | 11369.5515 | 3 | 8205.6012 | 3 | 7928.6654 | 928.479 | 1182910 | 466.4968 | 79.03% | 25.49% | 16.13% | 35.2% | 4.839% | 39.31% | 100% | 50.06% | 91.84% | 43.99% | 100% | 63.62% | 100% | 60.6% | 100% | 72.17% | 100% | 69.74% | Suburb Large | 132.4115 | East North Central
62260 | 0.25034 | St Louis | 0 | MO | 2013 | 753 | 134408.0622 | 8838.95 | 10493120 | 726 | 117974.9672 | 712 | 50028.8569 | 594 | 41711.7111 | 7288.19 | 8691060 | 27 | 16433.0949 | 27 | 9595.6767 | 27 | 9166.6391 | 1550.76 | 1802060 | 0 | 0 | 0 | 0 | 0 | 0 | 0 | 0 | 178.4968 | 96.41% | 87.77% | 3.586% | 12.23% | 0% | 0% | 98.07% | 42.41% | 81.82% | 35.36% | 100% | 58.39% | 100% | 55.78% | #DIV/0! | #DIV/0! | #DIV/0! | #DIV/0! | Suburb Large | 167.8251 | East North Central
62269 | 0.10301 | St Louis | 0 | MO | 2013 | 94 | 43149.5075 | 3456.567 | 4256747 | 75 | 14136.2558 | 74 | 5470.1589 | 61 | 4645.3482 | 810.755 | 995187 | 16 | 18072.5649 | 16 | 11366.612 | 16 | 11025.7595 | 1732.69 | 2100500 | 3 | 10940.6867 | 3 | 8074.7191 | 3 | 7727.924 | 913.122 | 1161060 | 459.0373 | 79.79% | 32.76% | 17.02% | 41.88% | 3.191% | 25.36% | 98.67% | 38.7% | 81.33% | 32.86% | 100% | 62.89% | 100% | 61.01% | 100% | 73.8% | 100% | 70.63% | Suburb Large | 996.2412 | East North Central
62295 | 0.019052 | St Louis | 0 | MO | 2013 | 2 | 177.976 | 6.2311 | 7086.05 | 2 | 177.976 | 2 | 84.567 | 2 | 40.1606 | 6.2311 | 7086.05 | 0 | 0 | 0 | 0 | 0 | 0 | 0 | 0 | 0 | 0 | 0 | 0 | 0 | 0 | 0 | 0 | 88.988 | 100% | 100% | 0% | 0% | 0% | 0% | 100% | 47.52% | 100% | 22.57% | #DIV/0! | #DIV/0! | #DIV/0! | #DIV/0! | #DIV/0! | #DIV/0! | #DIV/0! | #DIV/0! | Rural Distant | 42.2869 | East North Central
62558 | 0.049318 | Springfield | 0 | IL | 2009 | 132 | 24096.506 | 687.352 | 918573 | 131 | 23462.2238 | 128 | 6032.0078 | 85 | 4029.8511 | 687.352 | 918573 | 1 | 634.2821 | 1 | 85.6646 | 0 |  | 0 | 0 | 0 | 0 | 0 | 0 | 0 | 0 | 0 | 0 | 182.5493 | 99.24% | 97.37% | 0.7576% | 2.632% | 0% | 0% | 97.71% | 25.71% | 64.89% | 17.18% | 100% | 13.51% | 0% | 0% | #DIV/0! | #DIV/0! | #DIV/0! | #DIV/0! | Town Fringe | 68.7775 | East North Central
62561 | 0.62079 | Springfield | 0 | IL | 2009 | 2671 | 485098.8435 | 30889.25 | 38827290 | 2614 | 417621.3168 | 2573 | 175709.5814 | 2152 | 142757.232 | 24838.3 | 31055000 | 52 | 41832.9757 | 52 | 27344.017 | 52 | 25928.7631 | 3751.71 | 4742820 | 5 | 25644.551 | 5 | 20193.9925 | 5 | 19596.1953 | 2299.24 | 3029470 | 181.6169 | 97.87% | 86.09% | 1.947% | 8.624% | 0.1872% | 5.286% | 98.43% | 42.07% | 82.33% | 34.18% | 100% | 65.36% | 100% | 61.98% | 100% | 78.75% | 100% | 76.41% | Rural Distant | 162.6648 | East North Central
62563 | 0.52465 | Springfield | 0 | IL | 2009 | 2772 | 610409.814 | 22514.39 | 29632150 | 2701 | 523774.5874 | 2634 | 143087.1943 | 1830 | 100928.3417 | 17799.4 | 23425500 | 65 | 45555.4653 | 65 | 14195.3233 | 62 | 11543.42 | 1805.77 | 2372900 | 6 | 41079.7613 | 6 | 23759.2472 | 6 | 22500.9481 | 2909.22 | 3833750 | 220.2056 | 97.44% | 85.81% | 2.345% | 7.463% | 0.2165% | 6.73% | 97.52% | 27.32% | 67.75% | 19.27% | 100% | 31.16% | 95.38% | 25.34% | 100% | 57.84% | 100% | 54.77% | Suburb Midsize | 114.2624 | East North Central
62625 | 0.68983 | Springfield | 0 | IL | 2009 | 1321 | 247894.2894 | 16519.283 | 20763196 | 1284 | 216433.7154 | 1261 | 94537.5932 | 1078 | 78944.2408 | 13637.5 | 17154900 | 35 | 25465.5943 | 35 | 15171.4392 | 35 | 14362.0481 | 2277.35 | 2829180 | 2 | 5994.9797 | 2 | 4966.4382 | 2 | 4897.1701 | 604.433 | 779116 | 187.6565 | 97.2% | 87.31% | 2.65% | 10.27% | 0.1514% | 2.418% | 98.21% | 43.68% | 83.96% | 36.48% | 100% | 59.58% | 100% | 56.4% | 100% | 82.84% | 100% | 81.69% | Rural Distant | 113.0059 | East North Central
62629 | 0.041664 | Springfield | 0 | IL | 2009 | 110 | 24754.3238 | 668.477 | 888707 | 100 | 18328.2989 | 95 | 3703.8187 | 50 | 2344.8386 | 416.438 | 556562 | 10 | 6426.0249 | 10 | 2176.6389 | 9 | 1737.1223 | 252.039 | 332145 | 0 | 0 | 0 | 0 | 0 | 0 | 0 | 0 | 225.0393 | 90.91% | 74.04% | 9.091% | 25.96% | 0% | 0% | 95% | 20.21% | 50% | 12.79% | 100% | 33.87% | 90% | 27.03% | #DIV/0! | #DIV/0! | #DIV/0! | #DIV/0! | Rural Fringe | 249.8042 | East North Central
62677 | 0.024004 | Springfield | 0 | IL | 2009 | 140 | 27058.4801 | 1508.8966 | 1899134.2 | 137 | 25545.6284 | 136 | 10291.5168 | 118 | 8334.6267 | 1433.43 | 1803020 | 3 | 1512.8517 | 3 | 576.0257 | 3 | 459.7431 | 75.4666 | 96114.2 | 0 | 0 | 0 | 0 | 0 | 0 | 0 | 0 | 193.2749 | 97.86% | 94.41% | 2.143% | 5.591% | 0% | 0% | 99.27% | 40.29% | 86.13% | 32.63% | 100% | 38.08% | 100% | 30.39% | #DIV/0! | #DIV/0! | #DIV/0! | #DIV/0! | Rural Distant | 38.2173 | East North Central
62684 | 0.73041 | Springfield | 0 | IL | 2009 | 2199 | 548739.7122 | 39348.8 | 49421490 | 2112 | 459382.2584 | 2105 | 211625.6349 | 1997 | 177271.5973 | 31485.9 | 39588600 | 81 | 61838.8473 | 81 | 33918.8171 | 81 | 31454.4813 | 5218.96 | 6540680 | 6 | 27518.6065 | 6 | 18272.1784 | 6 | 17501.9292 | 2643.94 | 3292210 | 249.5406 | 96.04% | 83.72% | 3.683% | 11.27% | 0.2729% | 5.015% | 99.67% | 46.07% | 94.55% | 38.59% | 100% | 54.85% | 100% | 50.87% | 100% | 66.4% | 100% | 63.6% | Rural Fringe | 113.0331 | East North Central
62693 | 0.020809 | Springfield | 0 | IL | 2009 | 10 | 1400.6985 | 122.607 | 147466 | 10 | 1400.6985 | 10 | 797.1041 | 9 | 707.7262 | 122.607 | 147466 | 0 | 0 | 0 | 0 | 0 | 0 | 0 | 0 | 0 | 0 | 0 | 0 | 0 | 0 | 0 | 0 | 140.0698 | 100% | 100% | 0% | 0% | 0% | 0% | 100% | 56.91% | 90% | 50.53% | #DIV/0! | #DIV/0! | #DIV/0! | #DIV/0! | #DIV/0! | #DIV/0! | #DIV/0! | #DIV/0! | Rural Fringe | 78.2934 | East North Central
62701 | 1 | Springfield | 0 | IL | 2009 | 167 | 351835.7438 | 24905.218 | 32744235 | 52 | 11392.3278 | 52 | 5840.1513 | 43 | 5148.084 | 667.108 | 860345 | 75 | 100966.984 | 75 | 62914.0297 | 75 | 59073.8769 | 7432.41 | 9711990 | 40 | 239476.432 | 40 | 150048.8726 | 40 | 141474.0464 | 16805.7 | 22171900 | 2106.8009 | 31.14% | 3.238% | 44.91% | 28.7% | 23.95% | 68.06% | 100% | 51.26% | 82.69% | 45.19% | 100% | 62.31% | 100% | 58.51% | 100% | 62.66% | 100% | 59.08% | City Midsize | 3667.4579 | East North Central
62702 | 1 | Springfield | 0 | IL | 2009 | 19848 | 3514716.6148 | 218662.6 | 280837800 | 19106 | 2242272.0079 | 18620 | 834751.1614 | 14187 | 640507.9351 | 109766 | 139084000 | 623 | 589390.5285 | 623 | 393389.7633 | 621 | 372833.6591 | 49439.8 | 63740700 | 119 | 683054.0785 | 119 | 506082.2361 | 119 | 488365.8695 | 59456.8 | 78013100 | 177.0817 | 96.26% | 63.8% | 3.139% | 16.77% | 0.5996% | 19.43% | 97.46% | 37.23% | 74.25% | 28.57% | 100% | 66.75% | 99.68% | 63.26% | 100% | 74.09% | 100% | 71.5% | City Midsize | 1517.3629 | East North Central
62703 | 1 | Springfield | 0 | IL | 2009 | 15231 | 3100456.5458 | 192967.8 | 251186700 | 14468 | 1744708.0117 | 13998 | 590609.533 | 10434 | 449731.3629 | 76076.3 | 97864000 | 629 | 594547.2974 | 629 | 392388.1376 | 617 | 372069.3025 | 48248.5 | 62673000 | 134 | 761201.2367 | 134 | 602845.6551 | 134 | 587953.7147 | 68643 | 90649700 | 203.5622 | 94.99% | 56.27% | 4.13% | 19.18% | 0.8798% | 24.55% | 96.75% | 33.85% | 72.12% | 25.78% | 100% | 66% | 98.09% | 62.58% | 100% | 79.2% | 100% | 77.24% | City Midsize | 1797.8085 | East North Central
62704 | 1 | Springfield | 0 | IL | 2009 | 17347 | 3696129.3877 | 223227.6 | 286404300 | 16580 | 2589906.7557 | 16169 | 938945.3413 | 12828 | 737695.0871 | 128397 | 162973000 | 680 | 558703.1736 | 680 | 326351.4603 | 678 | 303558.3336 | 43899.4 | 56235300 | 87 | 547519.4584 | 87 | 442696.4983 | 87 | 431094.8253 | 50931.2 | 67196000 | 213.0702 | 95.58% | 70.07% | 3.92% | 15.12% | 0.5015% | 14.81% | 97.52% | 36.25% | 77.37% | 28.48% | 100% | 58.41% | 99.71% | 54.33% | 100% | 80.85% | 100% | 78.74% | City Midsize | 3123.757 | East North Central
62707 | 1 | Springfield | 0 | IL | 2009 | 3299 | 677155.9518 | 45261.24 | 58244800 | 3160 | 436819.7119 | 3109 | 180172.5482 | 2477 | 142697.8207 | 24203 | 30559200 | 114 | 108290.0869 | 114 | 72874.3886 | 114 | 70077.2529 | 9001.14 | 11762200 | 25 | 132046.153 | 25 | 105388.2604 | 25 | 102799.8155 | 12057.1 | 15923400 | 205.261 | 95.79% | 64.51% | 3.456% | 15.99% | 0.7578% | 19.5% | 98.39% | 41.25% | 78.39% | 32.67% | 100% | 67.3% | 100% | 64.71% | 100% | 79.81% | 100% | 77.85% | Suburb Midsize | 296.6021 | East North Central
62711 | 0.55512 | Springfield | 0 | IL | 2009 | 4222 | 1361211.114 | 100400 | 126227000 | 3931 | 960629.7188 | 3892 | 423024.7293 | 3541 | 359339.825 | 64534.2 | 80320000 | 253 | 219706.7638 | 253 | 136210.0372 | 251 | 128455.3316 | 19236.8 | 24250000 | 38 | 180874.6313 | 38 | 136576.7583 | 38 | 131909.3216 | 16629 | 21657000 | 322.4091 | 93.11% | 70.57% | 5.992% | 16.14% | 0.9% | 13.29% | 99.01% | 44.04% | 90.08% | 37.41% | 100% | 62% | 99.21% | 58.47% | 100% | 75.51% | 100% | 72.93% | Rural Distant | 497.0713 | East North Central
62712 | 0.88033 | Springfield | 0 | IL | 2009 | 4094 | 976962.4303 | 40803.05 | 53337860 | 3944 | 845768.2524 | 3857 | 255951.4149 | 3105 | 190518.8142 | 33877.7 | 44228900 | 147 | 104424.0634 | 147 | 38944.7095 | 138 | 32794.3326 | 4844.87 | 6342510 | 3 | 26770.1146 | 3 | 18833.6476 | 3 | 17992.6508 | 2080.48 | 2766450 | 238.6327 | 96.34% | 86.57% | 3.591% | 10.69% | 0.07328% | 2.74% | 97.79% | 30.26% | 78.73% | 22.53% | 100% | 37.29% | 93.88% | 31.4% | 100% | 70.35% | 100% | 67.21% | Suburb Midsize | 278.0928 | East North Central
62761 | 1 | Springfield | 0 | IL | 2009 | 10 | 1455.7952 | 64.2886 | 84692.8 | 10 | 1455.7952 | 10 | 446.0377 | 8 | 356.5818 | 64.2886 | 84692.8 | 0 | 0 | 0 | 0 | 0 | 0 | 0 | 0 | 0 | 0 | 0 | 0 | 0 | 0 | 0 | 0 | 145.5795 | 100% | 100% | 0% | 0% | 0% | 0% | 100% | 30.64% | 80% | 24.49% | #DIV/0! | #DIV/0! | #DIV/0! | #DIV/0! | #DIV/0! | #DIV/0! | #DIV/0! | #DIV/0! | Suburb Midsize | 209.4455 | East North Central
63010 | 0.94912 | St Louis | 0 | MO | 2013 | 13849 | 2921679.2289 | 170377.2 | 210257700 | 13440 | 2211225.8386 | 13292 | 815459.3613 | 11709 | 639700.7919 | 110277 | 134669000 | 349 | 291190.5154 | 349 | 180899.2875 | 348 | 167591.2048 | 21900.5 | 27314600 | 60 | 419262.8749 | 60 | 342857.7598 | 60 | 333056.861 | 38199.7 | 48274100 | 210.9668 | 97.05% | 75.68% | 2.52% | 9.967% | 0.4332% | 14.35% | 98.9% | 36.88% | 87.12% | 28.93% | 100% | 62.12% | 99.71% | 57.55% | 100% | 81.78% | 100% | 79.44% | Suburb Large | 1560.9285 | West North Central
63011 | 0.36393 | St Louis | 0 | MO | 2013 | 4852 | 1492527.0959 | 84570.3 | 104554200 | 4638 | 1006715.4951 | 4607 | 329821.5575 | 4112 | 245611.3326 | 42479.6 | 51624000 | 166 | 150421.5851 | 166 | 91527.6903 | 166 | 84063.1701 | 11068.3 | 13744700 | 48 | 335390.0157 | 48 | 274242.2084 | 48 | 266104.992 | 31022.4 | 39185500 | 307.6107 | 95.59% | 67.45% | 3.421% | 10.08% | 0.9893% | 22.47% | 99.33% | 32.76% | 88.66% | 24.4% | 100% | 60.85% | 100% | 55.89% | 100% | 81.77% | 100% | 79.34% | Suburb Large | 2487.3751 | West North Central
63017 | 0.44591 | St Louis | 0 | MO | 2013 | 5485 | 1917695.4357 | 98210.8 | 120537600 | 4956 | 1262231.0642 | 4919 | 387618.7994 | 4369 | 287837.5569 | 51538.1 | 62783900 | 480 | 373352.1417 | 480 | 174991.8992 | 479 | 150878.3137 | 23697.5 | 28966200 | 49 | 282112.2298 | 49 | 196440.082 | 49 | 185513.1527 | 22975.2 | 28787500 | 349.6254 | 90.36% | 65.82% | 8.751% | 19.47% | 0.8933% | 14.71% | 99.25% | 30.71% | 88.16% | 22.8% | 100% | 46.87% | 99.79% | 40.41% | 100% | 69.63% | 100% | 65.76% | Suburb Large | 1832.2563 | West North Central
63021 | 0.39574 | St Louis | 0 | MO | 2013 | 10056 | 2201947.2608 | 111286.4 | 135379000 | 9720 | 1796416.1197 | 9624 | 600819.4463 | 8531 | 460673.8565 | 81582.8 | 98689200 | 308 | 236570.9773 | 308 | 111395.1774 | 303 | 96210.4964 | 14983.5 | 18279900 | 28 | 168960.1638 | 28 | 122119.3959 | 28 | 117789.4426 | 14720.1 | 18409900 | 218.9685 | 96.66% | 81.58% | 3.063% | 10.74% | 0.2784% | 7.673% | 99.01% | 33.45% | 87.77% | 25.64% | 100% | 47.09% | 98.38% | 40.67% | 100% | 72.28% | 100% | 69.71% | Suburb Large | 2404.0564 | West North Central
63026 | 0.99457 | St Louis | 0 | MO | 2013 | 16908 | 4343499.567 | 280530.7 | 348748400 | 16309 | 2784221.3292 | 16082 | 1012358.5509 | 13840 | 776488.8957 | 136348 | 166203000 | 434 | 455173.511 | 434 | 330525.4661 | 434 | 314053.8199 | 38177.7 | 47953400 | 165 | 1104104.7268 | 165 | 951171.4114 | 165 | 933615.1436 | 106005 | 134592000 | 256.8902 | 96.46% | 64.1% | 2.567% | 10.48% | 0.9759% | 25.42% | 98.61% | 36.36% | 84.86% | 27.89% | 100% | 72.62% | 100% | 69% | 100% | 86.15% | 100% | 84.56% | Suburb Large | 1410.1976 | West North Central
63031 | 0.99991 | St Louis | 0 | MO | 2013 | 18465 | 3361756.5609 | 166973.2 | 216839300 | 18094 | 2765247.2241 | 17615 | 941819.3443 | 14653 | 733028.4888 | 119351 | 154355000 | 311 | 258855.7412 | 311 | 154026.5403 | 311 | 143292.0696 | 19154.5 | 24874900 | 60 | 337653.5956 | 60 | 249647.6938 | 59 | 238684.928 | 28467.7 | 37609400 | 182.061 | 97.99% | 82.26% | 1.684% | 7.7% | 0.3249% | 10.04% | 97.35% | 34.06% | 80.98% | 26.51% | 100% | 59.5% | 100% | 55.36% | 100% | 73.94% | 98.33% | 70.69% | Suburb Large | 3277.6218 | West North Central
63033 | 1 | St Louis | 0 | MO | 2013 | 14507 | 3389943.566 | 182117.5 | 234013700 | 14088 | 2672744.5705 | 13901 | 972577.365 | 12020 | 769164.1182 | 120515 | 153636000 | 350 | 290005.9265 | 350 | 172712.7617 | 350 | 160380.2554 | 22223.1 | 28566400 | 69 | 427193.069 | 69 | 341038.3801 | 69 | 330439.3534 | 39379.4 | 51811300 | 233.6764 | 97.11% | 78.84% | 2.413% | 8.555% | 0.4756% | 12.6% | 98.67% | 36.39% | 85.32% | 28.78% | 100% | 59.55% | 100% | 55.3% | 100% | 79.83% | 100% | 77.35% | Suburb Large | 3255.1777 | West North Central
63034 | 0.70812 | St Louis | 0 | MO | 2013 | 6961 | 1620630.1608 | 91605.86 | 116592660 | 6853 | 1443473.22 | 6805 | 547770.8284 | 6406 | 428300.4105 | 76748.9 | 97306100 | 100 | 72003.9344 | 100 | 36772.8757 | 100 | 32982.6477 | 5066.88 | 6474960 | 8 | 105153.0065 | 8 | 84096.0913 | 8 | 81839.9355 | 9790.08 | 12811600 | 232.8157 | 98.45% | 89.07% | 1.437% | 4.443% | 0.1149% | 6.488% | 99.3% | 37.95% | 93.48% | 29.67% | 100% | 51.07% | 100% | 45.81% | 100% | 79.97% | 100% | 77.83% | Suburb Large | 968.1924 | West North Central
63042 | 1 | St Louis | 0 | MO | 2013 | 6029 | 2973346.89 | 230883.3 | 304477300 | 5497 | 893068.4661 | 5362 | 296453.7 | 4298 | 229774.7669 | 37047.9 | 48053300 | 391 | 376342.871 | 391 | 231534.9767 | 391 | 218229.3035 | 28030.4 | 36648000 | 141 | 1703935.5529 | 141 | 1480106.616 | 141 | 1456490.4158 | 165805 | 219776000 | 493.1741 | 91.18% | 30.04% | 6.485% | 12.66% | 2.339% | 57.31% | 97.54% | 33.19% | 78.19% | 25.73% | 100% | 61.52% | 100% | 57.99% | 100% | 86.86% | 100% | 85.48% | Suburb Large | 1356.7894 | West North Central
63043 | 1 | St Louis | 0 | MO | 2013 | 8070 | 2721005.265 | 187378.8 | 244724300 | 7413 | 1173210.9528 | 7257 | 407911.0574 | 6089 | 311157.6297 | 52327.2 | 66510800 | 484 | 500291.5739 | 484 | 327366.8197 | 483 | 307328.2152 | 38302 | 50160500 | 173 | 1047502.7382 | 173 | 865134.3394 | 173 | 843592.8309 | 96749.6 | 128053000 | 337.1754 | 91.86% | 43.12% | 5.998% | 18.39% | 2.144% | 38.5% | 97.9% | 34.77% | 82.14% | 26.52% | 100% | 65.44% | 99.79% | 61.43% | 100% | 82.59% | 100% | 80.53% | Suburb Large | 1729.8361 | West North Central
63044 | 1 | St Louis | 0 | MO | 2013 | 4283 | 2503430.0358 | 205124.7 | 269964500 | 3824 | 711680.4307 | 3766 | 265940.8443 | 3269 | 208523.007 | 34821.3 | 44446600 | 315 | 320467.4285 | 315 | 220134.3653 | 314 | 207607.4031 | 25597.4 | 33609900 | 144 | 1471282.1766 | 144 | 1293787.2408 | 144 | 1273549.9879 | 144706 | 191908000 | 584.5039 | 89.28% | 28.43% | 7.355% | 12.8% | 3.362% | 58.77% | 98.48% | 37.37% | 85.49% | 29.3% | 100% | 68.69% | 99.68% | 64.78% | 100% | 87.94% | 100% | 86.56% | Suburb Large | 864.3673 | West North Central
63045 | 1 | St Louis | 0 | MO | 2013 | 171 | 993730.911 | 97963.458 | 130056623 | 15 | 2889.9463 | 15 | 1531.8252 | 12 | 1350.2909 | 155.618 | 206183 | 49 | 72333.8636 | 49 | 54941.5771 | 49 | 52656.312 | 6151.14 | 8111440 | 107 | 918507.1011 | 107 | 824785.779 | 107 | 815456.5052 | 91656.7 | 121739000 | 5811.2919 | 8.772% | 0.2908% | 28.65% | 7.279% | 62.57% | 92.43% | 100% | 53.01% | 80% | 46.72% | 100% | 75.96% | 100% | 72.8% | 100% | 89.8% | 100% | 88.78% | Suburb Large | 69.1182 | West North Central
63049 | 0.19631 | St Louis | 0 | MO | 2013 | 1824 | 383784.706 | 22251.69 | 27249440 | 1756 | 288039.3302 | 1726 | 103781.5086 | 1458 | 80423.1613 | 13829.8 | 16718700 | 59 | 53395.1736 | 59 | 35076.0885 | 59 | 33400.857 | 4495.42 | 5547400 | 9 | 42350.2022 | 9 | 35115.8445 | 9 | 34443.1737 | 3926.47 | 4983340 | 210.4083 | 96.27% | 75.05% | 3.235% | 13.91% | 0.4934% | 11.03% | 98.29% | 36.03% | 83.03% | 27.92% | 100% | 65.69% | 100% | 62.55% | 100% | 82.92% | 100% | 81.33% | Town Fringe | 672.1891 | West North Central
63052 | 0.49788 | Arnold | 0 | MO | 2006 | 6849 | 1335118.3881 | 70827.35 | 86632020 | 6752 | 1175908.7498 | 6684 | 424671.2462 | 5980 | 330057.4201 | 57898.9 | 70460500 | 83 | 68684.1359 | 83 | 37839.584 | 83 | 34638.9727 | 4984 | 6144720 | 14 | 90525.5024 | 14 | 70950.1698 | 14 | 67926.4725 | 7944.45 | 10026800 | 194.9363 | 98.58% | 88.08% | 1.212% | 5.144% | 0.2044% | 6.78% | 98.99% | 36.11% | 88.57% | 28.07% | 100% | 55.09% | 100% | 50.43% | 100% | 78.38% | 100% | 75.04% | Suburb Large | 759.4311 | West North Central
63074 | 1 | St Louis | 0 | MO | 2013 | 5800 | 1095702.3707 | 63115.2 | 81969600 | 5591 | 673059.7698 | 5418 | 228696.0107 | 4205 | 173547.7488 | 28875.2 | 36815300 | 182 | 170868.0066 | 182 | 117020.033 | 182 | 110386.1371 | 13369.8 | 17581600 | 27 | 251774.5942 | 27 | 186423.4312 | 27 | 178975.1375 | 20870.2 | 27572700 | 188.9142 | 96.4% | 61.43% | 3.138% | 15.59% | 0.4655% | 22.98% | 96.91% | 33.98% | 75.21% | 25.78% | 100% | 68.49% | 100% | 64.6% | 100% | 74.04% | 100% | 71.09% | Suburb Large | 3900.7931 | West North Central
63088 | 0.51401 | St Louis | 0 | MO | 2013 | 2641 | 628510.7219 | 38931.53 | 47865400 | 2419 | 372393.4961 | 2380 | 138994.8315 | 2059 | 109966.8675 | 18860.8 | 23004600 | 204 | 173207.9524 | 204 | 101894.3562 | 203 | 93924.7586 | 12853.1 | 15872100 | 18 | 82909.2734 | 18 | 60180.8078 | 18 | 56991.0025 | 7217.63 | 8988700 | 237.9821 | 91.59% | 59.25% | 7.724% | 27.56% | 0.6816% | 13.19% | 98.39% | 37.32% | 85.12% | 29.53% | 100% | 58.83% | 99.51% | 54.23% | 100% | 72.59% | 100% | 68.74% | Suburb Large | 1006.64 | West North Central
63101 | 1 | St Louis | St. Louis, MO | MO | 2013 | 144 | 424894.5001 | 27634.31 | 34499720 | 76 | 18784.1249 | 76 | 8478.3594 | 71 | 7545.5108 | 1303.54 | 1560730 | 26 | 30963.8313 | 26 | 12543.1858 | 25 | 11368.7409 | 1244.07 | 1561390 | 42 | 375146.5439 | 42 | 205281.8868 | 42 | 195427.6494 | 25086.7 | 31377600 | 2950.6563 | 52.78% | 4.421% | 18.06% | 7.287% | 29.17% | 88.29% | 100% | 45.14% | 93.42% | 40.17% | 100% | 40.51% | 96.15% | 36.72% | 100% | 54.72% | 100% | 52.09% | City Large | 4320.8302 | West North Central
63102 | 1 | StLouis | St. Louis, MO | MO | 2008 | 300 | 653824.1015 | 45328.37 | 56988250 | 121 | 22459.0517 | 121 | 12246.0516 | 102 | 10378.9262 | 1288.43 | 1602470 | 95 | 104691.6781 | 95 | 70007.9821 | 94 | 64632.893 | 7660.34 | 9643080 | 84 | 526673.3717 | 84 | 329210.8452 | 84 | 306421.7331 | 36379.6 | 45742700 | 2179.4137 | 40.33% | 3.435% | 31.67% | 16.01% | 28% | 80.55% | 100% | 54.53% | 84.3% | 46.21% | 100% | 66.87% | 98.95% | 61.74% | 100% | 62.51% | 100% | 58.18% | City Large | 3670.5337 | West North Central
63103 | 1 | StLouis | St. Louis, MO | MO | 2008 | 606 | 1202807.1197 | 93006.37 | 116748810 | 179 | 40315.9438 | 176 | 22085.1912 | 159 | 19159.6557 | 2557.17 | 3169810 | 296 | 357351.0951 | 296 | 240666.4923 | 296 | 225552.0428 | 26238.9 | 32912000 | 131 | 805140.0809 | 131 | 580601.2114 | 131 | 553713.3549 | 64210.3 | 80667000 | 1984.8302 | 29.54% | 3.352% | 48.84% | 29.71% | 21.62% | 66.94% | 98.32% | 54.78% | 88.83% | 47.52% | 100% | 67.35% | 100% | 63.12% | 100% | 72.11% | 100% | 68.77% | City Large | 4007.2279 | West North Central
63104 | 1 | StLouis | St. Louis, MO | MO | 2008 | 5081 | 1444878.164 | 99860 | 124558300 | 4602 | 609287.4922 | 4582 | 287483.9536 | 4169 | 237677.5627 | 32113.8 | 39627400 | 387 | 368071.3401 | 387 | 235216.6734 | 387 | 215960.9457 | 27207.1 | 33908900 | 92 | 467519.3317 | 92 | 359727.802 | 92 | 345486.1896 | 40539.1 | 51022000 | 284.3689 | 90.57% | 42.17% | 7.617% | 25.47% | 1.811% | 32.36% | 99.57% | 47.18% | 90.59% | 39.01% | 100% | 63.91% | 100% | 58.67% | 100% | 76.94% | 100% | 73.9% | City Large | 4621.8038 | West North Central
63105 | 1 | St Louis | 0 | MO | 2013 | 3725 | 1219426.9818 | 68690.4 | 88986900 | 3346 | 569248.825 | 3310 | 190471.3824 | 2775 | 146128.177 | 24191.4 | 30998300 | 313 | 307157.2784 | 313 | 163667.8322 | 313 | 149718.9328 | 20106 | 25991000 | 66 | 343020.8785 | 66 | 210920.5714 | 65 | 198820.6786 | 24393 | 31997600 | 327.3629 | 89.83% | 46.68% | 8.403% | 25.19% | 1.772% | 28.13% | 98.92% | 33.46% | 82.93% | 25.67% | 100% | 53.28% | 100% | 48.74% | 100% | 61.49% | 98.48% | 57.96% | Suburb Large | 6150.5612 | West North Central
63106 | 1 | St Louis | St. Louis, MO | MO | 2013 | 1830 | 737610.531 | 58471.6 | 72476600 | 1574 | 256929.538 | 1572 | 118317.9856 | 1420 | 99298.5053 | 15484.3 | 18681100 | 212 | 205334.0776 | 212 | 127880.0835 | 212 | 119133.086 | 15934.2 | 19780100 | 44 | 275346.9154 | 44 | 218963.3949 | 44 | 212550.7525 | 27053.1 | 34015400 | 403.0659 | 86.01% | 34.83% | 11.58% | 27.84% | 2.404% | 37.33% | 99.87% | 46.05% | 90.22% | 38.65% | 100% | 62.28% | 100% | 58.02% | 100% | 79.52% | 100% | 77.19% | City Large | 4143.1142 | West North Central
63107 | 1 | StLouis | St. Louis, MO | MO | 2008 | 4565 | 746114.7756 | 40349.68 | 50748000 | 4415 | 508024.8732 | 4400 | 227713.8324 | 3723 | 185728.1174 | 23358.1 | 29347100 | 125 | 118917.9042 | 125 | 70245.2377 | 125 | 64018.6906 | 8058.22 | 10107800 | 25 | 119171.9982 | 25 | 81271.3463 | 25 | 76484.3775 | 8933.36 | 11293100 | 163.4424 | 96.71% | 68.09% | 2.738% | 15.94% | 0.5476% | 15.97% | 99.66% | 44.82% | 84.33% | 36.56% | 100% | 59.07% | 100% | 53.83% | 100% | 68.2% | 100% | 64.18% | City Large | 3500.5213 | West North Central
63108 | 1 | StLouis | St. Louis, MO | MO | 2008 | 3283 | 1295666.4798 | 79216.3 | 98657900 | 2806 | 421579.834 | 2775 | 183101.4589 | 2438 | 147318.7136 | 20768.1 | 25725300 | 401 | 400809.5238 | 401 | 237164.2941 | 401 | 218354.1685 | 27476.4 | 34203900 | 76 | 473277.122 | 76 | 276729.7096 | 76 | 257136.9847 | 30971.8 | 38728700 | 394.6593 | 85.47% | 32.54% | 12.21% | 30.93% | 2.315% | 36.53% | 98.9% | 43.43% | 86.89% | 34.94% | 100% | 59.17% | 100% | 54.48% | 100% | 58.47% | 100% | 54.33% | City Large | 8045.2379 | West North Central
63109 | 1 | St Louis | St. Louis, MO | MO | 2013 | 11435 | 1471981.1912 | 93147.57 | 110419190 | 11261 | 1252749.8794 | 11155 | 550961.6911 | 9801 | 443219.5292 | 75412.6 | 88269900 | 161 | 135780.7538 | 161 | 85765.3069 | 161 | 79741.3175 | 10163.4 | 12633000 | 13 | 83450.558 | 13 | 66939.1058 | 13 | 64023.9209 | 7571.57 | 9516290 | 128.7259 | 98.48% | 85.11% | 1.408% | 9.224% | 0.1137% | 5.669% | 99.06% | 43.98% | 87.03% | 35.38% | 100% | 63.16% | 100% | 58.73% | 100% | 80.21% | 100% | 76.72% | City Large | 7312.1208 | West North Central
63110 | 1 | StLouis | St. Louis, MO | MO | 2008 | 6533 | 2327202.0563 | 184195.4 | 229449300 | 5919 | 687377.5016 | 5896 | 356220.8254 | 5280 | 300974.0768 | 40891.8 | 49830800 | 411 | 424108.6886 | 411 | 301668.9643 | 411 | 285859.7987 | 35003.6 | 43641500 | 203 | 1215715.8661 | 203 | 949784.9996 | 203 | 914786.4525 | 108300 | 135977000 | 356.2226 | 90.6% | 29.54% | 6.291% | 18.22% | 3.107% | 52.24% | 99.61% | 51.82% | 89.2% | 43.79% | 100% | 71.13% | 100% | 67.4% | 100% | 78.13% | 100% | 75.25% | City Large | 3723.7277 | West North Central
63111 | 1 | St Louis | St. Louis, MO | MO | 2013 | 7007 | 1206219.0854 | 76074.8 | 95699600 | 6764 | 732563.2294 | 6707 | 341959.3991 | 5857 | 279961.8134 | 37698.6 | 47350700 | 198 | 185023.6677 | 198 | 118646.1041 | 198 | 110998.7401 | 13798.1 | 17336700 | 45 | 288632.1883 | 45 | 216122.4874 | 45 | 208386.4301 | 24578.1 | 31012200 | 172.1449 | 96.53% | 60.73% | 2.826% | 15.34% | 0.6422% | 23.93% | 99.16% | 46.68% | 86.59% | 38.22% | 100% | 64.12% | 100% | 59.99% | 100% | 74.88% | 100% | 72.2% | City Large | 5119.484 | West North Central
63112 | 1 | StLouis | St. Louis, MO | MO | 2008 | 5386 | 946515.3536 | 58910.2 | 76925600 | 5156 | 606727.521 | 5132 | 276853.086 | 4522 | 231347.0687 | 32037.9 | 41608300 | 207 | 200905.6454 | 207 | 127873.7197 | 207 | 119448.0369 | 14672.4 | 19233400 | 23 | 138882.1872 | 23 | 101728.1956 | 23 | 97376.2868 | 12199.9 | 16083900 | 175.7362 | 95.73% | 64.1% | 3.843% | 21.23% | 0.427% | 14.67% | 99.53% | 45.63% | 87.7% | 38.13% | 100% | 63.65% | 100% | 59.45% | 100% | 73.25% | 100% | 70.11% | City Large | 5666.8823 | West North Central
63113 | 1 | StLouis | St. Louis, MO | MO | 2008 | 5276 | 892335.8558 | 51671 | 64576800 | 5049 | 570217.9151 | 5031 | 256733.0843 | 4381 | 210228.8289 | 27576 | 34262900 | 198 | 182053.0448 | 198 | 113105.3884 | 198 | 104043.6108 | 12941.2 | 16253800 | 29 | 140064.8959 | 29 | 99246.1605 | 29 | 93171.8663 | 11153.8 | 14060100 | 169.1311 | 95.7% | 63.9% | 3.753% | 20.4% | 0.5497% | 15.7% | 99.64% | 45.02% | 86.77% | 36.87% | 100% | 62.13% | 100% | 57.15% | 100% | 70.86% | 100% | 66.52% | City Large | 5086.4781 | West North Central
63114 | 1 | St Louis | 0 | MO | 2013 | 15579 | 2880768.3763 | 172423.2 | 223927500 | 15176 | 1837883.2738 | 14601 | 584824.1232 | 11107 | 443413.367 | 75402 | 96026500 | 303 | 268344.4202 | 303 | 178322.4289 | 302 | 168040.1891 | 21264.7 | 27726000 | 100 | 774540.6822 | 100 | 670914.4661 | 100 | 660258.6848 | 75756.5 | 100175000 | 184.9136 | 97.41% | 63.8% | 1.945% | 9.315% | 0.6419% | 26.89% | 96.21% | 31.82% | 73.19% | 24.13% | 100% | 66.45% | 99.67% | 62.62% | 100% | 86.62% | 100% | 85.25% | Suburb Large | 3976.7709 | West North Central
63115 | 1 | StLouis | St. Louis, MO | MO | 2008 | 8268 | 1294847.934 | 76920.86 | 101355800 | 8082 | 880282.8211 | 8056 | 391065.15 | 7145 | 321519.4191 | 43965 | 57819300 | 145 | 129680.4844 | 145 | 80429.2918 | 144 | 74853.3445 | 9490.96 | 12497700 | 41 | 284884.6286 | 41 | 206367.1155 | 41 | 196418.0265 | 23464.9 | 31038800 | 156.6096 | 97.75% | 67.98% | 1.754% | 10.02% | 0.4959% | 22% | 99.68% | 44.42% | 88.41% | 36.52% | 100% | 62.02% | 99.31% | 57.72% | 100% | 72.44% | 100% | 68.95% | City Large | 4845.5721 | West North Central
63116 | 1 | StLouis | St. Louis, MO | MO | 2008 | 16773 | 2288083.8555 | 146566.7 | 180831800 | 16453 | 1644504.4192 | 16384 | 736299.1811 | 14323 | 598237.9155 | 90606.6 | 110610000 | 260 | 249344.1016 | 260 | 169726.2142 | 260 | 159412.2608 | 19592 | 24477200 | 60 | 394235.3347 | 60 | 312257.6042 | 60 | 303272.8808 | 36368.1 | 45744600 | 136.4147 | 98.09% | 71.87% | 1.55% | 10.9% | 0.3577% | 17.23% | 99.58% | 44.77% | 87.05% | 36.38% | 100% | 68.07% | 100% | 63.93% | 100% | 79.21% | 100% | 76.93% | City Large | 7396.7403 | West North Central
63117 | 1 | St Louis | 0 | MO | 2013 | 3813 | 727568.8357 | 40247.98 | 51795620 | 3706 | 494518.7574 | 3642 | 166655.7388 | 2904 | 124783.6416 | 21098.3 | 26800100 | 94 | 84025.9488 | 94 | 53488.6245 | 94 | 49445.2932 | 6384.78 | 8293520 | 13 | 149024.1295 | 13 | 110366.697 | 13 | 106279.0292 | 12764.9 | 16702000 | 190.8127 | 97.19% | 67.97% | 2.465% | 11.55% | 0.3409% | 20.48% | 98.27% | 33.7% | 78.36% | 25.23% | 100% | 63.66% | 100% | 58.85% | 100% | 74.06% | 100% | 71.32% | Suburb Large | 3946.5402 | West North Central
63118 | 1 | St Louis | St. Louis, MO | MO | 2013 | 8792 | 1586774.5014 | 101464.4 | 127221500 | 8487 | 935985.3971 | 8443 | 478370.4242 | 7761 | 418790.173 | 51651.5 | 64705100 | 257 | 239312.5469 | 257 | 155902.6703 | 257 | 146899.0835 | 18239.2 | 22768800 | 48 | 411476.5575 | 48 | 279072.1958 | 48 | 266144.7087 | 31573.7 | 39747600 | 180.4794 | 96.53% | 58.99% | 2.923% | 15.08% | 0.546% | 25.93% | 99.48% | 51.11% | 91.45% | 44.74% | 100% | 65.15% | 100% | 61.38% | 100% | 67.82% | 100% | 64.68% | City Large | 7162.552 | West North Central
63119 | 1 | St Louis | 0 | MO | 2013 | 13078 | 2412187.4982 | 112301.6 | 138125100 | 12655 | 1669216.9408 | 11915 | 426008.3312 | 7713 | 295951.6491 | 52331.4 | 63589400 | 355 | 344466.3857 | 355 | 209566.9119 | 355 | 194455.3225 | 25535.5 | 31716700 | 68 | 398504.1717 | 68 | 287253.587 | 68 | 276162.1686 | 34434.7 | 42819000 | 184.4462 | 96.77% | 69.2% | 2.714% | 14.28% | 0.52% | 16.52% | 94.15% | 25.52% | 60.95% | 17.73% | 100% | 60.84% | 100% | 56.45% | 100% | 72.08% | 100% | 69.3% | Suburb Large | 3958.3404 | West North Central
63120 | 1 | StLouis | St. Louis, MO | MO | 2008 | 4439 | 1147996.4336 | 81537.88 | 107774300 | 4278 | 412439.6968 | 4240 | 159791.0343 | 3458 | 123403.9383 | 18956.6 | 24818500 | 112 | 105774.8083 | 112 | 66418.4156 | 112 | 61464.4532 | 7740.98 | 10198600 | 49 | 629781.9285 | 49 | 493350.3609 | 49 | 476326.5024 | 54840.3 | 72757200 | 258.616 | 96.37% | 35.93% | 2.523% | 9.214% | 1.104% | 54.86% | 99.11% | 38.74% | 80.83% | 29.92% | 100% | 62.79% | 100% | 58.11% | 100% | 78.34% | 100% | 75.63% | City Large | 4708.3274 | West North Central
63121 | 1 | St Louis | 0 | MO | 2013 | 10423 | 1580127.9094 | 79356.2 | 103471400 | 10171 | 1125312.9814 | 9853 | 342360.6771 | 7302 | 244693.0806 | 42737.7 | 55220200 | 207 | 189058.2918 | 207 | 118834.8104 | 206 | 110963.7704 | 13758.4 | 18042800 | 45 | 265756.6362 | 45 | 201323.1333 | 45 | 193122.6896 | 22860.1 | 30208400 | 151.6001 | 97.58% | 71.22% | 1.986% | 11.96% | 0.4317% | 16.82% | 96.87% | 30.42% | 71.79% | 21.74% | 100% | 62.86% | 99.52% | 58.69% | 100% | 75.75% | 100% | 72.67% | Suburb Large | 3893.5268 | West North Central
63122 | 1 | St Louis | 0 | MO | 2013 | 15636 | 3444038.1642 | 162537.6 | 209620600 | 15104 | 2483751.0829 | 14407 | 646316.037 | 10036 | 474063.3954 | 82296.2 | 104847000 | 433 | 368053.6204 | 433 | 214503.8615 | 433 | 198213.154 | 27062.1 | 34938500 | 99 | 592233.4609 | 99 | 458958.7342 | 99 | 442966.5956 | 53179.3 | 69835100 | 220.2634 | 96.6% | 72.12% | 2.769% | 10.69% | 0.6332% | 17.2% | 95.39% | 26.02% | 66.45% | 19.09% | 100% | 58.28% | 100% | 53.85% | 100% | 77.5% | 100% | 74.8% | Suburb Large | 2785.6837 | West North Central
63123 | 1 | St Louis | 0 | MO | 2013 | 20016 | 3622940.356 | 207613 | 255288000 | 19501 | 2737057.8669 | 19138 | 962175.0593 | 16083 | 754709.3984 | 131096 | 159636000 | 439 | 394809.925 | 439 | 252015.3301 | 439 | 236733.2009 | 30751.4 | 38108200 | 76 | 491072.5642 | 76 | 401899.8524 | 76 | 390709.4903 | 45765.6 | 57543800 | 181.0022 | 97.43% | 75.55% | 2.193% | 10.9% | 0.3797% | 13.55% | 98.14% | 35.15% | 82.47% | 27.57% | 100% | 63.83% | 100% | 59.96% | 100% | 81.84% | 100% | 79.56% | Suburb Large | 3976.4548 | West North Central
63124 | 1 | St Louis | 0 | MO | 2013 | 4037 | 1283631.2303 | 55164.2 | 70816900 | 3557 | 826661.752 | 3435 | 212243.4187 | 2613 | 153517.5364 | 26866.5 | 34442400 | 454 | 311147.9609 | 454 | 125754.3102 | 448 | 102786.7188 | 16447.3 | 21077600 | 26 | 145821.5175 | 26 | 93242.583 | 26 | 87355.8698 | 11850.4 | 15296900 | 317.9666 | 88.11% | 64.4% | 11.25% | 24.24% | 0.644% | 11.36% | 96.57% | 25.67% | 73.46% | 18.57% | 100% | 40.42% | 98.68% | 33.03% | 100% | 63.94% | 100% | 59.91% | Suburb Large | 1281.0708 | West North Central
63125 | 1 | St Louis | 0 | MO | 2013 | 12590 | 2436923.1845 | 148357.1 | 184146800 | 12151 | 1618195.6572 | 11981 | 619225.1899 | 10217 | 480056.2122 | 81687.6 | 100528000 | 377 | 323905.9502 | 377 | 194067.0753 | 377 | 179378.4914 | 23709.6 | 29545700 | 62 | 494821.5771 | 62 | 375123.1709 | 62 | 359717.2354 | 42959.9 | 54073100 | 193.5602 | 96.51% | 66.4% | 2.994% | 13.29% | 0.4925% | 20.31% | 98.6% | 38.27% | 84.08% | 29.67% | 100% | 59.91% | 100% | 55.38% | 100% | 75.81% | 100% | 72.7% | Suburb Large | 3123.7626 | West North Central
63126 | 1 | St Louis | 0 | MO | 2013 | 6447 | 1577502.3143 | 88458.9 | 109004600 | 6248 | 1101089.3638 | 6072 | 364693.5423 | 4946 | 285600.2917 | 47378.4 | 57416300 | 156 | 136147.0224 | 156 | 85899.2754 | 155 | 79861.5534 | 10213.3 | 12693200 | 43 | 340265.9281 | 43 | 274206.1893 | 43 | 265719.2229 | 30867.2 | 38895100 | 244.6878 | 96.91% | 69.8% | 2.42% | 8.631% | 0.667% | 21.57% | 97.18% | 33.12% | 79.16% | 25.94% | 100% | 63.09% | 99.36% | 58.66% | 100% | 80.59% | 100% | 78.09% | Suburb Large | 3062.0995 | West North Central
63127 | 1 | St Louis | 0 | MO | 2013 | 2208 | 839423.1149 | 52257.1 | 64471800 | 1980 | 467289.3197 | 1943 | 159776.1301 | 1673 | 125235.3676 | 21764.5 | 26464900 | 193 | 161482.1909 | 193 | 97989.5627 | 192 | 90347.2494 | 11995.5 | 14885300 | 35 | 210651.6043 | 35 | 162635.6882 | 35 | 154761.6062 | 18497.1 | 23121600 | 380.1735 | 89.67% | 55.67% | 8.741% | 19.24% | 1.585% | 25.09% | 98.13% | 34.19% | 84.49% | 26.8% | 100% | 60.68% | 99.48% | 55.95% | 100% | 77.21% | 100% | 73.47% | Suburb Large | 975.0296 | West North Central
63128 | 1 | St Louis | 0 | MO | 2013 | 10556 | 2872001.5126 | 150360.1 | 184297900 | 10063 | 2255624.5919 | 9967 | 772504.8784 | 8899 | 595813.1595 | 103999 | 126724000 | 450 | 334274.6193 | 450 | 171348.6076 | 449 | 151834.5279 | 22735.5 | 27895800 | 43 | 282102.3014 | 43 | 203537.7528 | 43 | 195233.1089 | 23625.6 | 29678100 | 272.0729 | 95.33% | 78.54% | 4.263% | 11.64% | 0.4074% | 9.822% | 99.05% | 34.25% | 88.43% | 26.41% | 100% | 51.26% | 99.78% | 45.42% | 100% | 72.15% | 100% | 69.21% | Suburb Large | 1838.1441 | West North Central
63129 | 0.99031 | St Louis | 0 | MO | 2013 | 17625 | 4264494.1131 | 236854.3 | 287620400 | 17116 | 3534839.3845 | 16993 | 1297571.0779 | 15757 | 1010256.6888 | 180032 | 217316000 | 457 | 405638.2254 | 457 | 224776.4622 | 457 | 204582.6151 | 28981.5 | 35482600 | 52 | 324016.5032 | 52 | 238534.5434 | 52 | 230015.3622 | 27840.8 | 34821800 | 241.9571 | 97.11% | 82.89% | 2.593% | 9.512% | 0.295% | 7.598% | 99.28% | 36.71% | 92.06% | 28.58% | 100% | 55.41% | 100% | 50.43% | 100% | 73.62% | 100% | 70.99% | Suburb Large | 2273.843 | West North Central
63130 | 1 | St Louis | 0 | MO | 2013 | 10822 | 1733071.5357 | 86253.5 | 110619400 | 10584 | 1351052.4384 | 10252 | 425477.2159 | 7843 | 326469.2803 | 54893.1 | 69650400 | 198 | 186037.9446 | 198 | 122730.4215 | 198 | 116170.0232 | 14704.8 | 19106800 | 40 | 195981.1527 | 40 | 143468.943 | 40 | 137688.7416 | 16655.6 | 21862200 | 160.1434 | 97.8% | 77.96% | 1.83% | 10.73% | 0.3696% | 11.31% | 96.86% | 31.49% | 74.1% | 24.16% | 100% | 65.97% | 100% | 62.44% | 100% | 73.21% | 100% | 70.26% | Suburb Large | 6049.4575 | West North Central
63131 | 1 | St Louis | 0 | MO | 2013 | 6834 | 2521862.0098 | 132426.9 | 170122700 | 6121 | 1584000.2715 | 6021 | 472037.8784 | 5131 | 355577.4139 | 63820 | 81049700 | 650 | 445328.7044 | 650 | 200568.2742 | 643 | 169013.8744 | 27072.2 | 34535400 | 63 | 492533.0339 | 63 | 360435.9912 | 63 | 345466.9358 | 41534.7 | 54537600 | 369.017 | 89.57% | 62.81% | 9.511% | 17.66% | 0.9219% | 19.53% | 98.37% | 29.8% | 83.83% | 22.45% | 100% | 45.04% | 98.92% | 37.95% | 100% | 73.18% | 100% | 70.14% | Suburb Large | 1321.1231 | West North Central
63132 | 1 | St Louis | 0 | MO | 2013 | 5266 | 2085868.9618 | 147996.2 | 193481200 | 4723 | 881650.032 | 4633 | 283289.1208 | 3745 | 222983.026 | 36503.5 | 46350400 | 398 | 431993.0222 | 398 | 324177.3408 | 398 | 310747.5626 | 37038.2 | 48572300 | 145 | 772225.9076 | 145 | 662505.3837 | 145 | 651333.3821 | 74454.5 | 98558500 | 396.1012 | 89.69% | 42.27% | 7.558% | 20.71% | 2.754% | 37.02% | 98.09% | 32.13% | 79.29% | 25.29% | 100% | 75.04% | 100% | 71.93% | 100% | 85.79% | 100% | 84.34% | Suburb Large | 2526.5039 | West North Central
63133 | 1 | St Louis | 0 | MO | 2013 | 3448 | 743262.8441 | 51028 | 66565200 | 3266 | 329327.1857 | 3144 | 113870.6496 | 2196 | 84907.8994 | 13728.2 | 17626300 | 144 | 145462.2275 | 144 | 104456.7952 | 144 | 99424.9013 | 12383.4 | 16142800 | 38 | 268473.4309 | 38 | 218089.7574 | 38 | 212524.2168 | 24916.4 | 32796100 | 215.5635 | 94.72% | 44.31% | 4.176% | 19.57% | 1.102% | 36.12% | 96.26% | 34.58% | 67.24% | 25.78% | 100% | 71.81% | 100% | 68.35% | 100% | 81.23% | 100% | 79.16% | Suburb Large | 2653.4502 | West North Central
63134 | 1 | St Louis | 0 | MO | 2013 | 5672 | 1685402.0724 | 118687 | 155900100 | 5398 | 644716.3969 | 5142 | 216948.3411 | 3856 | 168953.3401 | 26152.3 | 33568900 | 198 | 226976.8319 | 198 | 163775.179 | 198 | 156665.4697 | 18760 | 24713100 | 76 | 813708.8436 | 76 | 661147.5374 | 76 | 642859.8634 | 73774.7 | 97618100 | 297.1442 | 95.17% | 38.25% | 3.491% | 13.47% | 1.34% | 48.28% | 95.26% | 33.65% | 71.43% | 26.21% | 100% | 72.16% | 100% | 69.02% | 100% | 81.25% | 100% | 79% | Suburb Large | 1906.6562 | West North Central
63135 | 1 | St Louis | 0 | MO | 2013 | 8699 | 1365335.6112 | 61940.9 | 80156600 | 8515 | 1042281.668 | 7970 | 275821.182 | 5088 | 198800.8663 | 34132.5 | 43641800 | 151 | 132711.5449 | 151 | 91527.0571 | 151 | 87024.1721 | 10806.5 | 14139600 | 33 | 190342.3983 | 33 | 148018.9029 | 33 | 142717.4172 | 17001.9 | 22375200 | 156.9532 | 97.88% | 76.34% | 1.736% | 9.72% | 0.3794% | 13.94% | 93.6% | 26.46% | 59.75% | 19.07% | 100% | 68.97% | 100% | 65.57% | 100% | 77.76% | 100% | 74.98% | Suburb Large | 3098.8287 | West North Central
63136 | 1 | StLouis | 0 | MO | 2008 | 18043 | 2845923.1115 | 152761.5 | 196722400 | 17638 | 2179801.9842 | 17245 | 784195.749 | 13679 | 611344.5794 | 96250.8 | 122919000 | 342 | 290202.7691 | 342 | 191999.0427 | 342 | 179876.2859 | 23009.9 | 29911900 | 63 | 375918.3582 | 63 | 288271.1416 | 63 | 277532.2476 | 33500.8 | 43891500 | 157.73 | 97.76% | 76.59% | 1.895% | 10.2% | 0.3492% | 13.21% | 97.77% | 35.98% | 77.55% | 28.05% | 100% | 66.16% | 100% | 61.98% | 100% | 76.68% | 100% | 73.83% | Suburb Large | 4519.8121 | West North Central
63137 | 0.99999 | StLouis | 0 | MO | 2008 | 7982 | 1266622.804 | 68739.92 | 88208600 | 7841 | 985342.5254 | 7656 | 343776.9023 | 6154 | 259159.5873 | 44480.3 | 56423000 | 111 | 109309.3072 | 111 | 75833.846 | 111 | 71585.8773 | 9019.72 | 11716500 | 30 | 171970.9714 | 30 | 127245.388 | 30 | 122250.7647 | 15239.9 | 20069100 | 158.6849 | 98.23% | 77.79% | 1.391% | 8.63% | 0.3758% | 13.58% | 97.64% | 34.89% | 78.48% | 26.3% | 100% | 69.38% | 100% | 65.49% | 100% | 73.99% | 100% | 71.09% | Suburb Large | 2502.2633 | West North Central
63138 | 0.90421 | St Louis | 0 | MO | 2013 | 6262 | 1332645.2042 | 69587.5 | 89585700 | 6014 | 1000155.5753 | 5826 | 324891.8286 | 4502 | 253877.2153 | 42386.7 | 54066800 | 226 | 181373.2834 | 226 | 105584.3122 | 226 | 97942.9083 | 13338.7 | 17204900 | 22 | 151116.3455 | 22 | 122389.5741 | 22 | 118805.0832 | 13862.1 | 18314000 | 212.8146 | 96.04% | 75.05% | 3.609% | 13.61% | 0.3513% | 11.34% | 96.87% | 32.48% | 74.86% | 25.38% | 100% | 58.21% | 100% | 54% | 100% | 80.99% | 100% | 78.62% | Suburb Large | 980.99 | West North Central
63139 | 1 | StLouis | St. Louis, MO | MO | 2008 | 10329 | 1465523.2106 | 99327.4 | 120665800 | 10083 | 1004334.3384 | 10012 | 436099.1013 | 8371 | 341150.1429 | 58555.5 | 69632100 | 197 | 194688.5195 | 197 | 135619.5169 | 197 | 127903.5381 | 16390.6 | 20453500 | 49 | 266500.3527 | 49 | 215669.1272 | 49 | 206859.1689 | 24381.3 | 30580200 | 141.8843 | 97.62% | 68.53% | 1.907% | 13.28% | 0.4744% | 18.18% | 99.3% | 43.42% | 83.02% | 33.97% | 100% | 69.66% | 100% | 65.7% | 100% | 80.93% | 100% | 77.62% | City Large | 5490.066 | West North Central
63140 | 1 | St Louis | 0 | MO | 2013 | 191 | 54761.4188 | 3950.925 | 5097530 | 162 | 26063.2786 | 160 | 13032.0954 | 146 | 11219.1298 | 1686.17 | 2135830 | 28 | 23861.8174 | 28 | 15598.0565 | 28 | 14334.1037 | 1825.56 | 2378680 | 1 | 4836.3228 | 1 | 3890.1562 | 1 | 3821.3114 | 439.195 | 583020 | 286.709 | 84.82% | 47.59% | 14.66% | 43.57% | 0.5236% | 8.832% | 98.77% | 50% | 90.12% | 43.05% | 100% | 65.37% | 100% | 60.07% | 100% | 80.44% | 100% | 79.01% | Suburb Large | 773.6699 | West North Central
63141 | 1 | St Louis | 0 | MO | 2013 | 6642 | 3027315.5225 | 174358.7 | 224754200 | 5720 | 1539419.8865 | 5660 | 484993.3085 | 4902 | 367454.1867 | 64230.7 | 81354300 | 780 | 647955.3941 | 780 | 334612.4701 | 773 | 297700.2391 | 42329 | 54440900 | 142 | 839940.2419 | 142 | 595469.907 | 142 | 566586.9486 | 67799 | 88959000 | 455.7837 | 86.12% | 50.85% | 11.74% | 21.4% | 2.138% | 27.75% | 98.95% | 31.5% | 85.7% | 23.87% | 100% | 51.64% | 99.1% | 45.94% | 100% | 70.89% | 100% | 67.46% | Suburb Large | 1545.0363 | West North Central
63143 | 1 | St Louis | 0 | MO | 2013 | 3657 | 784361.3824 | 52729.2 | 68855200 | 3475 | 374046.1057 | 3385 | 135223.363 | 2437 | 100288.1845 | 16211 | 20627000 | 150 | 136307.4996 | 150 | 97273.6979 | 150 | 92763.822 | 11081.2 | 14561500 | 32 | 274007.7771 | 32 | 221649.0906 | 32 | 215629.4543 | 25437 | 33666700 | 214.4822 | 95.02% | 47.69% | 4.102% | 17.38% | 0.875% | 34.93% | 97.41% | 36.15% | 70.13% | 26.81% | 100% | 71.36% | 100% | 68.05% | 100% | 80.89% | 100% | 78.69% | Suburb Large | 4784.836 | West North Central
63144 | 1 | St Louis | 0 | MO | 2013 | 3423 | 944429.4587 | 62432.9 | 81123100 | 3145 | 435783.5219 | 3054 | 138409.8358 | 2357 | 104745.382 | 18073.9 | 22795200 | 216 | 204603.9378 | 216 | 141854.7322 | 216 | 134192.9578 | 16411.2 | 21521300 | 62 | 304041.999 | 62 | 245984.3942 | 62 | 239233.2521 | 27947.8 | 36806600 | 275.9069 | 91.88% | 46.14% | 6.31% | 21.66% | 1.811% | 32.19% | 97.11% | 31.76% | 74.94% | 24.04% | 100% | 69.33% | 100% | 65.59% | 100% | 80.9% | 100% | 78.68% | Suburb Large | 4158.1973 | West North Central
63146 | 0.97826 | St Louis | 0 | MO | 2013 | 8411 | 2874153.2196 | 166371.5 | 215618100 | 7668 | 1667825.6636 | 7594 | 536724.5866 | 6380 | 405500.0259 | 66285.6 | 84525600 | 610 | 565259.217 | 610 | 317957.0369 | 607 | 291760.2143 | 40220.6 | 51971700 | 133 | 641068.339 | 133 | 531611.1092 | 133 | 519265.5836 | 59865.3 | 79120800 | 341.7136 | 91.17% | 58.03% | 7.252% | 19.67% | 1.581% | 22.3% | 99.03% | 32.18% | 83.2% | 24.31% | 100% | 56.25% | 99.51% | 51.62% | 100% | 82.93% | 100% | 81% | Suburb Large | 1966.597 | West North Central
63147 | 1 | StLouis | St. Louis, MO | MO | 2008 | 4896 | 1592731.1997 | 122271.2 | 152720100 | 4495 | 490702.1229 | 4462 | 200988.0642 | 3844 | 159739.5237 | 25579.3 | 30963200 | 284 | 302017.7485 | 284 | 207805.3684 | 284 | 195912.9081 | 24358.9 | 30466300 | 117 | 800011.3283 | 117 | 637020.1559 | 117 | 617367.1467 | 72333 | 91290600 | 325.3127 | 91.81% | 30.81% | 5.801% | 18.96% | 2.39% | 50.23% | 99.27% | 40.96% | 85.52% | 32.55% | 100% | 68.81% | 100% | 64.87% | 100% | 79.63% | 100% | 77.17% | City Large | 2029.019 | West North Central
63301 | 0.20307 | St Louis | 0 | MO | 2013 | 12053 | 2805706.7737 | 155669.9 | 202391000 | 11479 | 1873182.9425 | 11208 | 640497.0961 | 8797 | 475479.1075 | 79807.1 | 102730000 | 498 | 420559.8996 | 498 | 253073.5376 | 497 | 233140.7046 | 31393.9 | 40754100 | 76 | 511963.9316 | 76 | 396218.5878 | 76 | 382430.8704 | 44468.9 | 58906900 | 232.7808 | 95.24% | 66.76% | 4.132% | 14.99% | 0.6305% | 18.25% | 97.64% | 34.19% | 76.64% | 25.38% | 100% | 60.18% | 99.8% | 55.44% | 100% | 77.39% | 100% | 74.7% | Rural Fringe | 494.4241 | West North Central
63303 | 0.24898 | St Louis | 0 | MO | 2013 | 3025 | 793155.7267 | 44410.53 | 54496130 | 2808 | 550931.8533 | 2766 | 198022.1433 | 2418 | 149032.174 | 26234.8 | 32078400 | 209 | 181170.6975 | 209 | 94682.3407 | 209 | 85315.2823 | 13076.4 | 16000000 | 8 | 61053.1759 | 8 | 43693.9881 | 8 | 41496.3768 | 5099.33 | 6417730 | 262.2002 | 92.83% | 69.46% | 6.909% | 22.84% | 0.2645% | 7.698% | 98.5% | 35.94% | 86.11% | 27.05% | 100% | 52.26% | 100% | 47.09% | 100% | 71.57% | 100% | 67.97% | Suburb Large | 2702.2776 | West North Central
63386 | 0.10715 | St Louis | 0 | MO | 2013 | 6 | 1021.998 | 64.5973 | 84062.4 | 6 | 1021.998 | 6 | 464.7558 | 5 | 381.1564 | 64.5973 | 84062.4 | 0 | 0 | 0 | 0 | 0 | 0 | 0 | 0 | 0 | 0 | 0 | 0 | 0 | 0 | 0 | 0 | 170.333 | 100% | 100% | 0% | 0% | 0% | 0% | 100% | 45.48% | 83.33% | 37.3% | #DIV/0! | #DIV/0! | #DIV/0! | #DIV/0! | #DIV/0! | #DIV/0! | #DIV/0! | #DIV/0! | Rural Fringe | 18.5246 | West North Central
64012 | 0.19791 | KansasCity | 0 | MO | 2010 | 4741 | 936284.8482 | 55259.7 | 72231200 | 4593 | 695605.9754 | 4437 | 248181.7009 | 3403 | 195091.1668 | 33338.1 | 43130400 | 131 | 114963.1797 | 131 | 82049.4249 | 131 | 78093.8398 | 10236.3 | 13379000 | 17 | 125715.6931 | 17 | 104012.0888 | 17 | 101030.5454 | 11685.3 | 15721800 | 197.4868 | 96.88% | 74.29% | 2.763% | 12.28% | 0.3586% | 13.43% | 96.6% | 35.68% | 74.09% | 28.05% | 100% | 71.37% | 100% | 67.93% | 100% | 82.74% | 100% | 80.36% | Suburb Large | 603.2641 | West North Central
64015 | 0.0064186 | KansasCity | 0 | MO | 2012 | 73 | 15435.7978 | 962.849 | 1146674 | 67 | 9032.6566 | 67 | 3948.4862 | 63 | 2540.0994 | 384.083 | 467148 | 5 | 4009.3662 | 5 | 2518.475 | 5 | 2230.6402 | 361.541 | 408569 | 1 | 2393.775 | 1 | 1996.8304 | 1 | 1939.5062 | 217.225 | 270957 | 211.4493 | 91.78% | 58.52% | 6.849% | 25.97% | 1.37% | 15.51% | 100% | 43.71% | 94.03% | 28.12% | 100% | 62.81% | 100% | 55.64% | 100% | 83.42% | 100% | 81.02% | Suburb Large | 1252.9818 | West North Central
64016 | 0.27939 | KansasCity | 0 | MO | 2010 | 427 | 274236.6441 | 24522.36 | 29614010 | 387 | 63503.9345 | 384 | 27782.3972 | 321 | 23537.2353 | 3835.94 | 4533270 | 22 | 22355.3847 | 22 | 15558.6204 | 21 | 14632.507 | 1763.02 | 2171740 | 18 | 188377.325 | 18 | 151522.6661 | 18 | 148658.8085 | 18923.4 | 22909000 | 642.2404 | 90.63% | 23.16% | 5.152% | 8.152% | 4.215% | 68.69% | 99.22% | 43.75% | 82.95% | 37.06% | 100% | 69.6% | 95.45% | 65.45% | 100% | 80.44% | 100% | 78.92% | Rural Fringe | 179.6279 | West North Central
64030 | 0.10446 | KansasCity | 0 | MO | 2010 | 596 | 146989.216 | 9792.15 | 13049980 | 557 | 76526.7734 | 543 | 25063.7646 | 399 | 18482.8977 | 3108.77 | 4038610 | 33 | 29912.0274 | 33 | 23784.8714 | 33 | 23122.3684 | 2756.64 | 3708980 | 6 | 40550.4151 | 6 | 35460.3546 | 6 | 34635.0636 | 3926.74 | 5302390 | 246.6262 | 93.46% | 52.06% | 5.537% | 20.35% | 1.007% | 27.59% | 97.49% | 32.75% | 71.63% | 24.15% | 100% | 79.52% | 100% | 77.3% | 100% | 87.45% | 100% | 85.41% | Suburb Large | 1558.0749 | West North Central
64050 | 1 | KansasCity | 0 | MO | 2012 | 9404 | 1641880.2141 | 92783.1 | 111585500 | 9109 | 1155063.9559 | 8856 | 391102.8591 | 6705 | 297884.1199 | 51067 | 60506900 | 248 | 234410.9194 | 248 | 158513.3433 | 248 | 150876.344 | 19109.8 | 23263700 | 47 | 252405.3388 | 47 | 194079.2102 | 47 | 188347.4983 | 22606.3 | 27814900 | 174.5938 | 96.86% | 70.35% | 2.637% | 14.28% | 0.4998% | 15.37% | 97.22% | 33.86% | 73.61% | 25.79% | 100% | 67.62% | 100% | 64.36% | 100% | 76.89% | 100% | 74.62% | Suburb Large | 1941.0916 | West North Central
64052 | 1 | KansasCity | 0 | MO | 2012 | 10023 | 1392557.3736 | 58563.41 | 70112430 | 9914 | 1282014.7053 | 9501 | 377919.2593 | 6825 | 283780.6801 | 49228 | 58741100 | 102 | 87763.5488 | 102 | 59898.0026 | 102 | 57333.4362 | 7314.54 | 8889830 | 7 | 22779.1195 | 7 | 17429.3706 | 7 | 16914.8198 | 2020.87 | 2481500 | 138.9362 | 98.91% | 92.06% | 1.018% | 6.302% | 0.06984% | 1.636% | 95.83% | 29.48% | 68.84% | 22.14% | 100% | 68.25% | 100% | 65.33% | 100% | 76.51% | 100% | 74.26% | City Large | 3125.2751 | West North Central
64053 | 1 | KansasCity | 0 | MO | 2012 | 2644 | 316860.1983 | 13548.25 | 16349320 | 2601 | 265020.8141 | 2453 | 75183.0406 | 1601 | 54110.733 | 9468.4 | 11372400 | 40 | 38359.7494 | 40 | 25528.679 | 39 | 24184.1934 | 3073.39 | 3726740 | 3 | 13479.6348 | 3 | 9360.5538 | 3 | 8676.8817 | 1006.46 | 1250180 | 119.8412 | 98.37% | 83.64% | 1.513% | 12.11% | 0.1135% | 4.254% | 94.31% | 28.37% | 61.55% | 20.42% | 100% | 66.55% | 97.5% | 63.05% | 100% | 69.44% | 100% | 64.37% | City Large | 1885.7297 | West North Central
64054 | 1 | KansasCity | 0 | MO | 2012 | 1887 | 293129.5629 | 15847.507 | 19126300 | 1820 | 220904.1395 | 1763 | 72145.8964 | 1281 | 54771.9339 | 9415.06 | 11235600 | 64 | 63199.2623 | 64 | 44974.8695 | 64 | 43690.9467 | 5547.74 | 6801350 | 3 | 9026.1611 | 3 | 7677.6243 | 3 | 7536.7433 | 884.707 | 1089350 | 155.3416 | 96.45% | 75.36% | 3.392% | 21.56% | 0.159% | 3.079% | 96.87% | 32.66% | 70.38% | 24.79% | 100% | 71.16% | 100% | 69.13% | 100% | 85.06% | 100% | 83.5% | City Large | 1264.5332 | West North Central
64055 | 1 | KansasCity | 0 | MO | 2012 | 13580 | 2977505.2687 | 172715 | 209166400 | 13044 | 2087690.713 | 12823 | 695674.2599 | 10394 | 530536.2923 | 93352.7 | 111659000 | 465 | 404042.5256 | 465 | 269669.109 | 465 | 252777.8903 | 32869.7 | 39935900 | 71 | 485772.0301 | 71 | 408314.4888 | 71 | 398869.734 | 46492.6 | 57571500 | 219.2566 | 96.05% | 70.12% | 3.424% | 13.57% | 0.5228% | 16.31% | 98.31% | 33.32% | 79.68% | 25.41% | 100% | 66.74% | 100% | 62.56% | 100% | 84.05% | 100% | 82.11% | Suburb Large | 2687.7695 | West North Central
64056 | 0.19019 | KansasCity | 0 | MO | 2012 | 3924 | 631902.0658 | 33788.76 | 40522060 | 3866 | 550299.2014 | 3823 | 198481.3009 | 3206 | 157883.0975 | 26639.3 | 31707700 | 50 | 46319.6751 | 50 | 33663.6173 | 50 | 32224.6754 | 3959.22 | 4852170 | 8 | 35283.1894 | 8 | 28449.7024 | 8 | 27529.8484 | 3190.24 | 3962190 | 161.0352 | 98.52% | 87.09% | 1.274% | 7.33% | 0.2039% | 5.584% | 98.89% | 36.07% | 82.93% | 28.69% | 100% | 72.68% | 100% | 69.57% | 100% | 80.63% | 100% | 78.03% | Rural Fringe | 761.2259 | West North Central
64057 | 0.31207 | KansasCity | 0 | MO | 2012 | 3697 | 954472.4037 | 61424.62 | 73780600 | 3548 | 630396.2722 | 3523 | 239290.8735 | 3191 | 189756.7221 | 34023.9 | 40309600 | 126 | 116261.9471 | 126 | 68057.5897 | 126 | 62178.4919 | 9108.12 | 10852300 | 23 | 207814.1844 | 23 | 159630.9457 | 23 | 152990.7015 | 18292.6 | 22618700 | 258.1748 | 95.97% | 66.05% | 3.408% | 12.18% | 0.6221% | 21.77% | 99.3% | 37.96% | 89.94% | 30.1% | 100% | 58.54% | 100% | 53.48% | 100% | 76.81% | 100% | 73.62% | Suburb Large | 953.6943 | West North Central
64058 | 0.25599 | KansasCity | 0 | MO | 2012 | 1895 | 288092.7567 | 15011.807 | 17907875 | 1861 | 253806.6259 | 1840 | 89297.7089 | 1476 | 68442.7509 | 12175.9 | 14435300 | 32 | 27229.5873 | 32 | 18188.4281 | 32 | 16954.2998 | 2175.85 | 2649890 | 2 | 7056.5435 | 2 | 6043.4445 | 2 | 5846.347 | 660.057 | 822685 | 152.0278 | 98.21% | 88.1% | 1.689% | 9.452% | 0.1055% | 2.449% | 98.87% | 35.18% | 79.31% | 26.97% | 100% | 66.8% | 100% | 62.26% | 100% | 85.64% | 100% | 82.85% | Rural Fringe | 174.9925 | West North Central
64063 | 0.41987 | KansasCity | 0 | MO | 2012 | 3273 | 793846.9181 | 47687.4 | 57613900 | 3109 | 516541.2327 | 3057 | 175460.3537 | 2457 | 135434.6047 | 23298.3 | 27557100 | 151 | 131760.3905 | 151 | 88082.9734 | 151 | 82788.9241 | 10691.6 | 13062400 | 13 | 145545.2949 | 13 | 122391.1372 | 13 | 118838.3926 | 13697.5 | 16994400 | 242.5441 | 94.99% | 65.07% | 4.614% | 16.6% | 0.3972% | 18.33% | 98.33% | 33.97% | 79.03% | 26.22% | 100% | 66.85% | 100% | 62.83% | 100% | 84.09% | 100% | 81.65% | Suburb Small | 2585.7805 | West North Central
64064 | 0.60201 | KansasCity | 0 | MO | 2012 | 4724 | 1330256.73 | 87043.5 | 103965000 | 4413 | 936505.8283 | 4404 | 363920.6253 | 4248 | 282292.2939 | 53537.2 | 63310700 | 283 | 247587.8176 | 283 | 153790.4198 | 283 | 142329.0631 | 20198.9 | 24161900 | 28 | 146163.084 | 28 | 117869.5902 | 28 | 114831.7106 | 13307.4 | 16492400 | 281.5954 | 93.42% | 70.4% | 5.991% | 18.61% | 0.5927% | 10.99% | 99.8% | 38.86% | 96.26% | 30.14% | 100% | 62.12% | 100% | 57.49% | 100% | 80.64% | 100% | 78.56% | Suburb Large | 873.1246 | West North Central
64065 | 1 | KansasCity | 0 | MO | 2012 | 40 | 50815.7769 | 4089.147 | 5038023 | 27 | 4119.3407 | 26 | 1301.5769 | 19 | 889.0034 | 156.987 | 189913 | 7 | 8815.7743 | 7 | 5994.1628 | 7 | 5651.4531 | 782.01 | 947010 | 6 | 37880.6619 | 6 | 25864.5083 | 6 | 25156.41 | 3150.15 | 3901100 | 1270.3944 | 67.5% | 8.106% | 17.5% | 17.35% | 15% | 74.55% | 96.3% | 31.6% | 70.37% | 21.58% | 100% | 67.99% | 100% | 64.11% | 100% | 68.28% | 100% | 66.41% | Suburb Small | 894.3918 | West North Central
64068 | 0.10193 | KansasCity | 0 | MO | 2010 | 3605 | 1072949.3104 | 66802.47 | 81682220 | 3504 | 570893.4784 | 3422 | 180863.3926 | 2734 | 134228.3874 | 24012.3 | 28494100 | 85 | 64142.3858 | 85 | 43670.9601 | 85 | 41233.4787 | 5115.77 | 6310220 | 16 | 437913.4462 | 16 | 340536.2625 | 16 | 329242.7484 | 37674.4 | 46877900 | 297.6281 | 97.2% | 53.21% | 2.358% | 5.978% | 0.4438% | 40.81% | 97.66% | 31.68% | 78.03% | 23.51% | 100% | 68.08% | 100% | 64.28% | 100% | 77.76% | 100% | 75.18% | Suburb Large | 434.1594 | West North Central
64079 | 0.24249 | KansasCity | 0 | MO | 2010 | 1921 | 454423.3938 | 30782.8 | 40517940 | 1855 | 388335.251 | 1847 | 169222.842 | 1781 | 139035.548 | 25504 | 33338100 | 62 | 52495.2049 | 62 | 30418.6152 | 62 | 28627.7413 | 4070.96 | 5512560 | 4 | 13592.9379 | 4 | 10156.3196 | 4 | 9824.6011 | 1207.84 | 1667280 | 236.5556 | 96.56% | 85.46% | 3.227% | 11.55% | 0.2082% | 2.991% | 99.57% | 43.58% | 96.01% | 35.8% | 100% | 57.95% | 100% | 54.53% | 100% | 74.72% | 100% | 72.28% | Town Fringe | 118.654 | West North Central
64081 | 0.34246 | KansasCity | 0 | MO | 2012 | 2417 | 704937.2453 | 44046.12 | 57502820 | 2323 | 493711.2416 | 2319 | 185710.3266 | 2169 | 141086.4151 | 26417.1 | 34163800 | 80 | 61554.2029 | 80 | 35060.6034 | 80 | 31291.6612 | 4505.02 | 5856320 | 14 | 149671.8007 | 14 | 111036.9691 | 14 | 106633.6188 | 13124 | 17482700 | 291.6579 | 96.11% | 70.04% | 3.31% | 8.732% | 0.5792% | 21.23% | 99.83% | 37.62% | 93.37% | 28.58% | 100% | 56.96% | 100% | 50.84% | 100% | 74.19% | 100% | 71.24% | Suburb Small | 1574.7459 | West North Central
64086 | 0.15589 | KansasCity | 0 | MO | 2012 | 3326 | 925227.3222 | 66392.8 | 80045300 | 3113 | 488490.5921 | 3077 | 192805.119 | 2744 | 151239.9625 | 27291 | 31969000 | 175 | 173002.5716 | 175 | 116568.2699 | 175 | 110236.5951 | 14567.1 | 17654700 | 38 | 263734.1586 | 38 | 217151.6848 | 38 | 211829.347 | 24534.7 | 30421600 | 278.1802 | 93.6% | 52.8% | 5.262% | 18.7% | 1.143% | 28.5% | 98.84% | 39.47% | 88.15% | 30.96% | 100% | 67.38% | 100% | 63.72% | 100% | 82.34% | 100% | 80.32% | Suburb Small | 610.0034 | West North Central
64098 | 0.085609 | KansasCity | 0 | MO | 2010 | 125 | 41186.5337 | 2815.171 | 3836233 | 110 | 19736.2724 | 109 | 5452.7175 | 69 | 4334.0389 | 759.836 | 1022060 | 12 | 6834.4006 | 12 | 4067.8097 | 12 | 3873.5952 | 605.815 | 798313 | 3 | 14615.8607 | 3 | 12959.755 | 3 | 12745.5468 | 1449.52 | 2015860 | 329.4923 | 88% | 47.92% | 9.6% | 16.59% | 2.4% | 35.49% | 99.09% | 27.63% | 62.73% | 21.96% | 100% | 59.52% | 100% | 56.68% | 100% | 88.67% | 100% | 87.2% | Rural Distant | 29.0339 | West North Central
64101 | 1 | KansasCity | 0 | MO | 2010 | 101 | 201041.6168 | 17389.698 | 21520109 | 33 | 9453.8155 | 33 | 6115.5918 | 32 | 5675.3863 | 667.768 | 826329 | 43 | 55243.2316 | 43 | 38287.5019 | 43 | 36643.899 | 4397.53 | 5398480 | 25 | 136344.5696 | 25 | 109446.0632 | 25 | 107072.1213 | 12324.4 | 15295300 | 1990.5111 | 32.67% | 4.702% | 42.57% | 27.48% | 24.75% | 67.82% | 100% | 64.69% | 96.97% | 60.03% | 100% | 69.31% | 100% | 66.33% | 100% | 80.27% | 100% | 78.53% | City Large | 1613.9011 | West North Central
64102 | 1 | KansasCity | 0 | MO | 2010 | 51 | 151493.807 | 14078.255 | 17316713 | 20 | 3719.5162 | 20 | 2226.9513 | 20 | 2029.5167 | 254.525 | 312533 | 15 | 15834.1599 | 15 | 10848.2286 | 15 | 10373.3405 | 1285.73 | 1583480 | 16 | 131940.1309 | 16 | 108702.7736 | 16 | 106834.094 | 12538 | 15420700 | 2970.4668 | 39.22% | 2.455% | 29.41% | 10.45% | 31.37% | 87.09% | 100% | 59.87% | 100% | 54.56% | 100% | 68.51% | 100% | 65.51% | 100% | 82.39% | 100% | 80.97% | City Large | 1209.8902 | West North Central
64105 | 1 | KansasCity | 0 | MO | 2012 | 239 | 514553.825 | 33960.525 | 41960580 | 70 | 14408.9331 | 70 | 7399.14 | 61 | 6446.9792 | 920.315 | 1095080 | 118 | 130483.9338 | 118 | 77071.5385 | 118 | 72278.2426 | 9320.51 | 11452700 | 51 | 369660.9581 | 51 | 204236.409 | 51 | 194940.916 | 23719.7 | 29412800 | 2152.9449 | 29.29% | 2.8% | 49.37% | 25.36% | 21.34% | 71.84% | 100% | 51.35% | 87.14% | 44.74% | 100% | 59.07% | 100% | 55.39% | 100% | 55.25% | 100% | 52.74% | City Large | 3500.7738 | West North Central
64106 | 1 | KansasCity | 0 | MO | 2012 | 839 | 629026.9364 | 43703.37 | 53822690 | 553 | 104075.4395 | 547 | 49942.4968 | 496 | 42108.7191 | 5952.47 | 7158890 | 228 | 233048.864 | 228 | 154061.8498 | 228 | 146200.8032 | 17772.1 | 21826600 | 58 | 291902.6328 | 58 | 174979.3544 | 58 | 166401.0245 | 19978.8 | 24837200 | 749.7341 | 65.91% | 16.55% | 27.18% | 37.05% | 6.913% | 46.41% | 98.92% | 47.99% | 89.69% | 40.46% | 100% | 66.11% | 100% | 62.73% | 100% | 59.94% | 100% | 57.01% | City Large | 4008.6767 | West North Central
64108 | 1 | KansasCity | 0 | MO | 2012 | 2254 | 1557964.8529 | 117130.5 | 144496900 | 1677 | 222888.3914 | 1659 | 92193.4279 | 1247 | 73116.0093 | 10871.8 | 13228600 | 453 | 488595.8654 | 453 | 327963.261 | 453 | 311784.0328 | 37850.6 | 46575900 | 124 | 846480.5961 | 124 | 602292.5313 | 124 | 582798.6656 | 68408.1 | 84692400 | 691.2 | 74.4% | 14.31% | 20.1% | 31.36% | 5.501% | 54.33% | 98.93% | 41.36% | 74.36% | 32.8% | 100% | 67.12% | 100% | 63.81% | 100% | 71.15% | 100% | 68.85% | City Large | 2420.1951 | West North Central
64109 | 1 | KansasCity | 0 | MO | 2012 | 3554 | 663314.1397 | 38227.05 | 46868300 | 3377 | 415109.1976 | 3353 | 145209.4453 | 2605 | 108089.7654 | 18234 | 22284700 | 157 | 147433.0495 | 157 | 93314.6533 | 157 | 88451.1782 | 11165.1 | 13681300 | 20 | 100771.8926 | 20 | 76837.0371 | 20 | 74360.2399 | 8827.95 | 10902300 | 186.6388 | 95.02% | 62.58% | 4.418% | 22.23% | 0.5627% | 15.19% | 99.29% | 34.98% | 77.14% | 26.04% | 100% | 63.29% | 100% | 59.99% | 100% | 76.25% | 100% | 73.79% | City Large | 4483.0163 | West North Central
64110 | 1 | KansasCity | 0 | MO | 2012 | 6152 | 1055599.3976 | 56264.2 | 68767700 | 5957 | 709153.2239 | 5828 | 224845.5092 | 4452 | 164402.3909 | 28826.3 | 35035900 | 160 | 144884.5287 | 160 | 93508.8925 | 160 | 88336.7452 | 11133.3 | 13635300 | 35 | 201561.645 | 35 | 141753.1892 | 35 | 135114.9994 | 16304.6 | 20096500 | 171.5864 | 96.83% | 67.18% | 2.601% | 13.73% | 0.5689% | 19.09% | 97.83% | 31.71% | 74.74% | 23.18% | 100% | 64.54% | 100% | 60.97% | 100% | 70.33% | 100% | 67.03% | City Large | 5210.5948 | West North Central
64111 | 1 | KansasCity | 0 | MO | 2012 | 4554 | 1245587.1222 | 78481.3 | 96658400 | 4133 | 548531.2706 | 4056 | 211669.6818 | 3128 | 167850.3727 | 25043.2 | 30717600 | 356 | 330053.3725 | 356 | 211794.2365 | 356 | 198006.7793 | 24217.7 | 29773400 | 65 | 367002.4791 | 65 | 258952.8081 | 65 | 248706.7886 | 29220.4 | 36167400 | 273.515 | 90.76% | 44.04% | 7.817% | 26.5% | 1.427% | 29.46% | 98.14% | 38.59% | 75.68% | 30.6% | 100% | 64.17% | 100% | 59.99% | 100% | 70.56% | 100% | 67.77% | City Large | 6049.8321 | West North Central
64112 | 1 | KansasCity | 0 | MO | 2012 | 1940 | 570219.105 | 31932.42 | 38955430 | 1793 | 269252.4957 | 1769 | 89792.2025 | 1388 | 67834.0569 | 11304.7 | 13671500 | 116 | 119123.6874 | 116 | 68689.183 | 116 | 62518.5852 | 8202.62 | 9993430 | 31 | 181842.922 | 31 | 109568.9911 | 31 | 100822.1367 | 12425.1 | 15290500 | 293.9274 | 92.42% | 47.22% | 5.979% | 20.89% | 1.598% | 31.89% | 98.66% | 33.35% | 77.41% | 25.19% | 100% | 57.66% | 100% | 52.48% | 100% | 60.25% | 100% | 55.44% | City Large | 4834.0464 | West North Central
64113 | 1 | KansasCity | 0 | MO | 2012 | 5388 | 773854.9816 | 27406.85 | 33166980 | 5321 | 698436.6414 | 5167 | 183686.9406 | 3627 | 117568.7516 | 22311.3 | 26938600 | 63 | 58097.6008 | 63 | 31166.0146 | 63 | 27774.9488 | 3750.09 | 4564860 | 4 | 17320.7394 | 4 | 11991.2876 | 4 | 11209.3417 | 1345.46 | 1663520 | 143.6256 | 98.76% | 90.25% | 1.169% | 7.508% | 0.07424% | 2.238% | 97.11% | 26.3% | 68.16% | 16.83% | 100% | 53.64% | 100% | 47.81% | 100% | 69.23% | 100% | 64.72% | City Large | 4342.0248 | West North Central
64114 | 0.98689 | KansasCity | 0 | MO | 2012 | 10440 | 2164062.5959 | 108270.6 | 142235500 | 10010 | 1458400.7439 | 9658 | 405555.1331 | 6728 | 289373.8794 | 51514.3 | 66739400 | 359 | 331808.3581 | 358 | 206411.6874 | 358 | 191867.9686 | 24918.2 | 32886900 | 71 | 373853.494 | 71 | 280104.8914 | 71 | 269043.5963 | 31838.1 | 42609200 | 207.2857 | 95.88% | 67.39% | 3.439% | 15.33% | 0.6801% | 17.28% | 96.48% | 27.81% | 67.21% | 19.84% | 99.72% | 62.21% | 99.72% | 57.82% | 100% | 74.92% | 100% | 71.96% | City Large | 3208.2803 | West North Central
64116 | 1 | KansasCity | 0 | MO | 2012 | 5875 | 2999773.6109 | 241271.2 | 296722000 | 5162 | 791523.5449 | 4957 | 257197.7682 | 3823 | 197633.4584 | 34319.7 | 40783200 | 502 | 506569.747 | 502 | 344263.4767 | 502 | 325238.5904 | 41014.5 | 50150800 | 211 | 1701680.3189 | 211 | 1464446.5469 | 211 | 1442179.7533 | 165937 | 205788000 | 510.5998 | 87.86% | 26.39% | 8.545% | 16.89% | 3.591% | 56.73% | 96.03% | 32.49% | 74.06% | 24.97% | 100% | 67.96% | 100% | 64.2% | 100% | 86.06% | 100% | 84.75% | City Large | 1308.0163 | West North Central
64117 | 1 | KansasCity | 0 | MO | 2012 | 4822 | 924554.3998 | 48728.35 | 59147400 | 4654 | 615698.4455 | 4474 | 178630.9431 | 3125 | 130673.4985 | 22802.9 | 27184700 | 133 | 111202.6301 | 133 | 68160.363 | 133 | 63099.3576 | 8451.25 | 10263600 | 35 | 197653.3242 | 35 | 156247.5494 | 35 | 151121.9919 | 17474.2 | 21699100 | 191.7367 | 96.52% | 66.59% | 2.758% | 12.03% | 0.7258% | 21.38% | 96.13% | 29.01% | 67.15% | 21.22% | 100% | 61.29% | 100% | 56.74% | 100% | 79.05% | 100% | 76.46% | City Large | 2141.4945 | West North Central
64118 | 0.79896 | KansasCity | 0 | MO | 2010 | 11192 | 2192162.4254 | 107770.7 | 129522700 | 10793 | 1688101.7056 | 10318 | 512649.1369 | 7960 | 382717.7647 | 66771.7 | 79570200 | 362 | 293891.3652 | 359 | 178399.4807 | 359 | 165372.3733 | 22725.2 | 27335600 | 37 | 210169.3546 | 36 | 161354.668 | 36 | 155680.3458 | 18273.8 | 22616900 | 195.8687 | 96.43% | 77.01% | 3.234% | 13.41% | 0.3306% | 9.587% | 95.6% | 30.37% | 73.75% | 22.67% | 99.17% | 60.7% | 99.17% | 56.27% | 97.3% | 76.77% | 97.3% | 74.07% | City Large | 2850.3953 | West North Central
64119 | 0.90576 | KansasCity | 0 | MO | 2010 | 10220 | 1893927.0264 | 87969 | 105701200 | 9992 | 1539489.8837 | 9520 | 442792.8507 | 6845 | 321665.6295 | 58944.8 | 70169600 | 206 | 160882.6517 | 205 | 89035.3695 | 204 | 81443.773 | 11557.7 | 13896500 | 22 | 193554.491 | 22 | 155390.1586 | 22 | 149595.5545 | 17466.5 | 21635100 | 185.3158 | 97.77% | 81.29% | 2.016% | 8.495% | 0.2153% | 10.22% | 95.28% | 28.76% | 68.5% | 20.89% | 99.51% | 55.34% | 99.03% | 50.62% | 100% | 80.28% | 100% | 77.29% | City Large | 1974.4203 | West North Central
64120 | 1 | KansasCity | 0 | MO | 2012 | 1130 | 1888383.0781 | 176724.22 | 219484670 | 737 | 78009.4149 | 615 | 36031.9903 | 394 | 29950.5255 | 3905.72 | 4774570 | 211 | 249439.3133 | 211 | 184148.9196 | 211 | 177963.5455 | 21491.5 | 26416100 | 182 | 1560934.3499 | 182 | 1356346.4573 | 182 | 1340163.4187 | 151327 | 188294000 | 1671.1355 | 65.22% | 4.131% | 18.67% | 13.21% | 16.11% | 82.66% | 83.45% | 46.19% | 53.46% | 38.39% | 100% | 73.83% | 100% | 71.35% | 100% | 86.89% | 100% | 85.86% | City Large | 249.5895 | West North Central
64121 | 1 | KansasCity | 0 | MO | 2012 | 1 | 987.3176 | 87.5797 | 102012 | 0 | 0 | 0 | 0 | 0 | 0 | 0 | 0 | 1 | 987.3176 | 1 | 678.7123 | 1 | 633.7789 | 87.5797 | 102012 | 0 | 0 | 0 | 0 | 0 | 0 | 0 | 0 | 987.3176 | 0% | 0% | 100% | 100% | 0% | 0% | #DIV/0! | #DIV/0! | #DIV/0! | #DIV/0! | 100% | 68.74% | 100% | 64.19% | #DIV/0! | #DIV/0! | #DIV/0! | #DIV/0! | City Large | 2551.8864 | West North Central
64123 | 1 | KansasCity | 0 | MO | 2012 | 3815 | 558535.8864 | 31468.64 | 38609460 | 3746 | 375970.551 | 3686 | 127148.4855 | 2790 | 94117.6636 | 15109.9 | 18398500 | 52 | 48112.9592 | 52 | 32878.8137 | 52 | 31356.2391 | 3757.54 | 4527960 | 17 | 134452.3762 | 17 | 106766.8197 | 17 | 104565.7704 | 12601.2 | 15683000 | 146.4052 | 98.19% | 67.31% | 1.363% | 8.614% | 0.4456% | 24.07% | 98.4% | 33.82% | 74.48% | 25.03% | 100% | 68.34% | 100% | 65.17% | 100% | 79.41% | 100% | 77.77% | City Large | 6250.6365 | West North Central
64124 | 1 | KansasCity | 0 | MO | 2012 | 3767 | 533598.1659 | 28868.07 | 34771290 | 3657 | 411749.7953 | 3609 | 151996.0167 | 2690 | 114484.5435 | 18973.1 | 22668700 | 102 | 86291.0569 | 102 | 58077.9445 | 102 | 54855.1539 | 6948.04 | 8464120 | 8 | 35557.3137 | 8 | 25433.5325 | 8 | 24691.0068 | 2946.93 | 3638470 | 141.6507 | 97.08% | 77.16% | 2.708% | 16.17% | 0.2124% | 6.664% | 98.69% | 36.91% | 73.56% | 27.8% | 100% | 67.3% | 100% | 63.57% | 100% | 71.53% | 100% | 69.44% | City Large | 6294.7195 | West North Central
64125 | 1 | KansasCity | 0 | MO | 2012 | 1020 | 354445.6422 | 27335.24 | 33096200 | 970 | 97660.6915 | 926 | 32412.4985 | 620 | 24442.7178 | 3586.2 | 4324850 | 30 | 31322.3316 | 30 | 23017.1323 | 30 | 22221.1019 | 2989.74 | 3639550 | 20 | 225462.6191 | 20 | 159733.9188 | 20 | 155915.1535 | 20759.3 | 25131800 | 347.4957 | 95.1% | 27.55% | 2.941% | 8.837% | 1.961% | 63.61% | 95.46% | 33.19% | 63.92% | 25.03% | 100% | 73.48% | 100% | 70.94% | 100% | 70.85% | 100% | 69.15% | City Large | 956.1401 | West North Central
64126 | 1 | KansasCity | 0 | MO | 2012 | 2460 | 664713.218 | 51641.59 | 62075400 | 2325 | 241074.8757 | 2255 | 85989.3551 | 1582 | 65135.3095 | 9413.26 | 11248900 | 103 | 99826.6672 | 103 | 70249.066 | 103 | 66963.4236 | 8402.93 | 10203300 | 32 | 323811.6751 | 32 | 263337.1372 | 32 | 257762.4732 | 33825.4 | 40623200 | 270.2086 | 94.51% | 36.27% | 4.187% | 15.02% | 1.301% | 48.71% | 96.99% | 35.67% | 68.04% | 27.02% | 100% | 70.37% | 100% | 67.08% | 100% | 81.32% | 100% | 79.6% | City Large | 2423.8626 | West North Central
64127 | 1 | KansasCity | 0 | MO | 2012 | 7058 | 1222799.2097 | 76893.4 | 93888700 | 6742 | 709164.8839 | 6590 | 245808.9233 | 4784 | 183681.2859 | 31558.7 | 38193600 | 254 | 230230.9159 | 254 | 154557.0952 | 254 | 146467.5227 | 18714.8 | 22710200 | 62 | 283403.41 | 62 | 234954.4878 | 62 | 230098.3256 | 26619.9 | 32984900 | 173.2501 | 95.52% | 58% | 3.599% | 18.83% | 0.8784% | 23.18% | 97.75% | 34.66% | 70.96% | 25.9% | 100% | 67.13% | 100% | 63.62% | 100% | 82.9% | 100% | 81.19% | City Large | 4064.0908 | West North Central
64128 | 1 | KansasCity | 0 | MO | 2012 | 5774 | 773443.42 | 41983.28 | 50736870 | 5664 | 608075.5815 | 5584 | 214367.7082 | 4441 | 161901.286 | 28617.7 | 34381000 | 97 | 91044.5641 | 97 | 59741.2262 | 97 | 56736.7898 | 7414.3 | 8973440 | 13 | 74323.2744 | 13 | 53016.7389 | 13 | 50679.5285 | 5951.28 | 7382430 | 133.9528 | 98.09% | 78.62% | 1.68% | 11.77% | 0.2251% | 9.609% | 98.59% | 35.25% | 78.41% | 26.63% | 100% | 65.62% | 100% | 62.32% | 100% | 71.33% | 100% | 68.19% | City Large | 3872.4995 | West North Central
64129 | 1 | KansasCity | 0 | MO | 2012 | 4047 | 1032892.0998 | 61043.2 | 74660400 | 3864 | 472725.4331 | 3701 | 144117.4425 | 2467 | 106935.6229 | 15026.6 | 18117800 | 142 | 122934.4759 | 142 | 83632.5779 | 142 | 78954.3944 | 10750.7 | 13092600 | 41 | 437232.1907 | 41 | 304197.5544 | 41 | 291455.6548 | 35265.9 | 43450000 | 255.2241 | 95.48% | 45.77% | 3.509% | 11.9% | 1.013% | 42.33% | 95.78% | 30.49% | 63.85% | 22.62% | 100% | 68.03% | 100% | 64.22% | 100% | 69.57% | 100% | 66.66% | City Large | 1015.1119 | West North Central
64130 | 1 | KansasCity | 0 | MO | 2012 | 10518 | 1521189.0422 | 86493.8 | 105348200 | 10330 | 1125610.863 | 10049 | 373269.4814 | 7876 | 283334.287 | 50881.9 | 61352000 | 150 | 153589.2863 | 150 | 103379.2589 | 150 | 98816.5124 | 12497.3 | 15299500 | 38 | 241988.8929 | 38 | 205301.8711 | 38 | 201096.1366 | 23114.6 | 28696700 | 144.6272 | 98.21% | 74% | 1.426% | 10.1% | 0.3613% | 15.91% | 97.28% | 33.16% | 76.24% | 25.17% | 100% | 67.31% | 100% | 64.34% | 100% | 84.84% | 100% | 83.1% | City Large | 2841.2972 | West North Central
64131 | 0.97729 | KansasCity | 0 | MO | 2012 | 7592 | 1686848.4997 | 92750.5 | 112536600 | 7248 | 977779.9681 | 7036 | 294014.3538 | 4911 | 210955.0023 | 36571.5 | 43780600 | 301 | 253729.9846 | 301 | 159344.9652 | 299 | 149303.8913 | 19139.7 | 23310900 | 43 | 455338.5469 | 43 | 314875.1532 | 43 | 296973.0932 | 37039.3 | 45445100 | 222.1876 | 95.47% | 57.96% | 3.965% | 15.04% | 0.5664% | 26.99% | 97.08% | 30.07% | 67.76% | 21.57% | 100% | 62.8% | 99.34% | 58.84% | 100% | 69.15% | 100% | 65.22% | City Large | 2722.4681 | West North Central
64132 | 1 | KansasCity | 0 | MO | 2012 | 6223 | 1185370.5189 | 72498.6 | 88011700 | 5982 | 664649.2155 | 5744 | 206957.5692 | 4009 | 151130.6622 | 26208.6 | 31102900 | 203 | 181336.3289 | 203 | 114817.6073 | 203 | 106839.0181 | 14090.7 | 17079900 | 38 | 339384.9744 | 38 | 282022.6463 | 38 | 275454.0136 | 32199.3 | 39828900 | 190.4822 | 96.13% | 56.07% | 3.262% | 15.3% | 0.6106% | 28.63% | 96.02% | 31.14% | 67.02% | 22.74% | 100% | 63.32% | 100% | 58.92% | 100% | 83.1% | 100% | 81.16% | City Large | 1493.434 | West North Central
64133 | 1 | KansasCity | 0 | MO | 2012 | 13902 | 2756017.1187 | 142710.4 | 171954200 | 13506 | 2146425.8987 | 13106 | 664128.8612 | 10072 | 507102.1071 | 88725.1 | 105969000 | 340 | 330724.3508 | 340 | 227353.0758 | 340 | 216227.6748 | 28147.7 | 34141000 | 56 | 278866.8691 | 56 | 225162.4872 | 56 | 219133.8809 | 25837.6 | 31844200 | 198.2461 | 97.15% | 77.88% | 2.446% | 12% | 0.4028% | 10.12% | 97.04% | 30.94% | 74.57% | 23.63% | 100% | 68.74% | 100% | 65.38% | 100% | 80.74% | 100% | 78.58% | Suburb Large | 1727.8938 | West North Central
64134 | 0.93453 | KansasCity | 0 | MO | 2012 | 7795 | 1342011.897 | 60474.1 | 79151100 | 7638 | 1080444.3936 | 7410 | 297661.4763 | 5147 | 216882.9213 | 37898.5 | 49126300 | 134 | 125739.9552 | 134 | 79332.73 | 134 | 74020.9367 | 10032 | 13185100 | 23 | 135827.5482 | 23 | 112086.1497 | 23 | 108308.1244 | 12543.6 | 16839700 | 172.1632 | 97.99% | 80.51% | 1.719% | 9.37% | 0.2951% | 10.12% | 97.01% | 27.55% | 67.39% | 20.07% | 100% | 63.09% | 100% | 58.87% | 100% | 82.52% | 100% | 79.74% | City Large | 1716.4868 | West North Central
64136 | 1 | KansasCity | 0 | MO | 2012 | 724 | 194592.6106 | 14163.73 | 16908680 | 677 | 118258.6301 | 663 | 49115.2225 | 564 | 40245.3003 | 7019.64 | 8290560 | 41 | 32402.3576 | 41 | 19484.1726 | 41 | 17993.8307 | 2788.63 | 3265170 | 6 | 43931.6229 | 6 | 37364.3499 | 6 | 36692.298 | 4355.46 | 5352950 | 268.7743 | 93.51% | 60.77% | 5.663% | 16.65% | 0.8287% | 22.58% | 97.93% | 41.53% | 83.31% | 34.03% | 100% | 60.13% | 100% | 55.53% | 100% | 85.05% | 100% | 83.52% | Suburb Large | 536.9415 | West North Central
64137 | 0.87825 | KansasCity | 0 | MO | 2012 | 3293 | 794124.2958 | 45137.1 | 59521700 | 3132 | 488514.8262 | 3090 | 146173.7987 | 2346 | 108147.6645 | 18844.6 | 24485900 | 138 | 123132.9973 | 138 | 74994.8415 | 138 | 69951.2592 | 9785.4 | 12797600 | 23 | 182476.4722 | 23 | 146311.1092 | 23 | 141813.1393 | 16507.1 | 22238200 | 241.1553 | 95.11% | 61.52% | 4.191% | 15.51% | 0.6985% | 22.98% | 98.66% | 29.92% | 74.9% | 22.14% | 100% | 60.91% | 100% | 56.81% | 100% | 80.18% | 100% | 77.72% | City Large | 1738.1096 | West North Central
64138 | 1 | KansasCity | 0 | MO | 2012 | 9305 | 1870823.427 | 98475.7 | 118556000 | 9032 | 1419711.5524 | 8866 | 443575.2185 | 6805 | 331720.1655 | 58533.7 | 69658300 | 236 | 189102.0932 | 236 | 117551.9215 | 235 | 110437.4844 | 15270.9 | 18544600 | 37 | 262009.7814 | 37 | 210923.9133 | 37 | 205289.8937 | 24671.1 | 30353100 | 201.0557 | 97.07% | 75.89% | 2.536% | 10.11% | 0.3976% | 14.01% | 98.16% | 31.24% | 75.34% | 23.37% | 100% | 62.16% | 99.58% | 58.4% | 100% | 80.5% | 100% | 78.35% | Suburb Large | 1831.1637 | West North Central
64139 | 1 | KansasCity | 0 | MO | 2012 | 724 | 192790.0238 | 12144.52 | 14572490 | 694 | 141564.5423 | 686 | 56361.6278 | 621 | 44860.8981 | 8259.88 | 9825810 | 26 | 20661.0585 | 26 | 12862.5393 | 26 | 11720.5212 | 1564.67 | 1887080 | 4 | 30564.423 | 4 | 19604.8952 | 4 | 18537.2645 | 2319.97 | 2859600 | 266.2846 | 95.86% | 73.43% | 3.591% | 10.72% | 0.5525% | 15.85% | 98.85% | 39.81% | 89.48% | 31.69% | 100% | 62.25% | 100% | 56.73% | 100% | 64.14% | 100% | 60.65% | Suburb Small | 548.3045 | West North Central
64145 | 0.065571 | KansasCity | 0 | MO | 2010 | 30 | 9831.9829 | 769.255 | 1018140 | 27 | 4228.4404 | 26 | 1409.6278 | 18 | 1147.06 | 199.28 | 261952 | 2 | 2127.9263 | 2 | 1425.172 | 2 | 1371.2087 | 230.58 | 297005 | 1 | 3475.6161 | 1 | 3032.2385 | 1 | 3030.311 | 339.395 | 459183 | 327.7328 | 90% | 43.01% | 6.667% | 21.64% | 3.333% | 35.35% | 96.3% | 33.34% | 66.67% | 27.13% | 100% | 66.97% | 100% | 64.44% | 100% | 87.24% | 100% | 87.19% | Suburb Large | 786.2223 | West North Central
64146 | 0.46096 | KansasCity | 0 | MO | 2010 | 30 | 10079.132 | 717.757 | 955486 | 22 | 3217.6502 | 21 | 1189.2806 | 16 | 913.7674 | 181.899 | 247236 | 8 | 6861.4817 | 8 | 4541.159 | 8 | 4255.7394 | 535.858 | 708250 | 0 | 0 | 0 | 0 | 0 | 0 | 0 | 0 | 335.9711 | 73.33% | 31.92% | 26.67% | 68.08% | 0% | 0% | 95.45% | 36.96% | 72.73% | 28.4% | 100% | 66.18% | 100% | 62.02% | #DIV/0! | #DIV/0! | #DIV/0! | #DIV/0! | Suburb Large | 487.8944 | West North Central
64147 | 0.99796 | KansasCity | 0 | MO | 2010 | 116 | 138176.0132 | 12714.833 | 17100410 | 66 | 12821.6623 | 62 | 8542.5201 | 54 | 7926.5664 | 963.503 | 1296240 | 41 | 44298.6293 | 41 | 32119.3873 | 41 | 30677.6724 | 3715.9 | 4976170 | 9 | 81055.7216 | 9 | 69326.3257 | 9 | 68474.5109 | 8035.43 | 10828000 | 1191.1725 | 56.9% | 9.279% | 35.34% | 32.06% | 7.759% | 58.66% | 93.94% | 66.63% | 81.82% | 61.82% | 100% | 72.51% | 100% | 69.25% | 100% | 85.53% | 100% | 84.48% | Suburb Large | 414.2523 | West North Central
64150 | 1 | KansasCity | 0 | MO | 2012 | 1015 | 507698.6301 | 40162.48 | 49445380 | 871 | 146502.2449 | 837 | 53220.9133 | 629 | 41851.6135 | 6899.98 | 8192760 | 105 | 97600.0579 | 105 | 66690.1926 | 105 | 63287.6246 | 7901.2 | 9681220 | 39 | 263596.3273 | 39 | 226695.8981 | 39 | 222655.0662 | 25361.3 | 31571400 | 500.1957 | 85.81% | 28.86% | 10.34% | 19.22% | 3.842% | 51.92% | 96.1% | 36.33% | 72.22% | 28.57% | 100% | 68.33% | 100% | 64.84% | 100% | 86% | 100% | 84.47% | City Large | 798.116 | West North Central
64151 | 0.53103 | KansasCity | 0 | MO | 2010 | 4142 | 857855.9203 | 42206.28 | 50673810 | 4007 | 691034.7037 | 3885 | 212353.7858 | 3135 | 157002.6472 | 28702.8 | 34288300 | 123 | 99668.5313 | 123 | 56126.1572 | 123 | 50409.5437 | 7329.83 | 8777150 | 12 | 67152.6853 | 12 | 53357.4457 | 12 | 51172.5495 | 6173.65 | 7608360 | 207.1115 | 96.74% | 80.55% | 2.97% | 11.62% | 0.2897% | 7.828% | 96.96% | 30.73% | 78.24% | 22.72% | 100% | 56.31% | 100% | 50.58% | 100% | 79.46% | 100% | 76.2% | City Large | 1812.2092 | West North Central
64152 | 0.18634 | KansasCity | 0 | MO | 2010 | 2808 | 669748.8097 | 33646.5 | 45420230 | 2665 | 536094.5953 | 2585 | 166097.4074 | 2129 | 123329.9498 | 23029.4 | 30914100 | 136 | 104545.5441 | 136 | 66484.6669 | 136 | 61263.9699 | 8015.68 | 10896300 | 7 | 29108.6703 | 7 | 23313.5991 | 7 | 22437.6441 | 2601.42 | 3609830 | 238.5145 | 94.91% | 80.04% | 4.843% | 15.61% | 0.2493% | 4.346% | 97% | 30.98% | 79.89% | 23.01% | 100% | 63.59% | 100% | 58.6% | 100% | 80.09% | 100% | 77.08% | City Large | 699.0324 | West North Central
64153 | 0.57934 | KansasCity | 0 | MO | 2010 | 479 | 817568.3353 | 71392.38 | 98382220 | 305 | 51649.6212 | 303 | 26642.0149 | 272 | 22884.4204 | 3429.28 | 4544920 | 95 | 109612.8181 | 95 | 76879.625 | 95 | 73017.2661 | 8802.7 | 12163300 | 79 | 656305.8961 | 79 | 523448.6841 | 79 | 503452.0233 | 59160.4 | 81674000 | 1706.8232 | 63.67% | 6.317% | 19.83% | 13.41% | 16.49% | 80.28% | 99.34% | 51.58% | 89.18% | 44.31% | 100% | 70.14% | 100% | 66.61% | 100% | 79.76% | 100% | 76.71% | Town Fringe | 191.0082 | West North Central
64155 | 0.0044125 | KansasCity | 0 | MO | 2010 | 2 | 384.5064 | 21.6752 | 28787 | 2 | 384.5064 | 2 | 138.752 | 2 | 123.3957 | 21.6752 | 28787 | 0 | 0 | 0 | 0 | 0 | 0 | 0 | 0 | 0 | 0 | 0 | 0 | 0 | 0 | 0 | 0 | 192.2532 | 100% | 100% | 0% | 0% | 0% | 0% | 100% | 36.09% | 100% | 32.09% | #DIV/0! | #DIV/0! | #DIV/0! | #DIV/0! | #DIV/0! | #DIV/0! | #DIV/0! | #DIV/0! | City Large | 1622.5239 | West North Central
64158 | 0.51433 | KansasCity | 0 | MO | 2010 | 1118 | 203286.6614 | 12193.498 | 14378033 | 1109 | 189285.1077 | 1109 | 73352.336 | 1095 | 58459.8049 | 11121.5 | 13063600 | 7 | 7011.4464 | 7 | 3694.3276 | 7 | 3214.0805 | 463.232 | 562088 | 2 | 6990.1074 | 2 | 5227.1371 | 2 | 4906.2582 | 608.766 | 752345 | 181.8306 | 99.19% | 93.11% | 0.6261% | 3.449% | 0.1789% | 3.439% | 100% | 38.75% | 98.74% | 30.88% | 100% | 52.69% | 100% | 45.84% | 100% | 74.78% | 100% | 70.19% | Suburb Large | 1784.4851 | West North Central
64161 | 0.99965 | KansasCity | 0 | MO | 2012 | 535 | 576083.348 | 55087.98 | 68396640 | 454 | 62384.9249 | 432 | 26270.0638 | 323 | 21928.9296 | 3460.5 | 4119630 | 42 | 43189.2343 | 42 | 32063.7571 | 42 | 30941.7253 | 3699.68 | 4560210 | 39 | 470509.1888 | 39 | 429022.4935 | 39 | 425431.7782 | 47927.8 | 59716800 | 1076.7913 | 84.86% | 10.83% | 7.85% | 7.497% | 7.29% | 81.67% | 95.15% | 42.11% | 71.15% | 35.15% | 100% | 74.24% | 100% | 71.64% | 100% | 91.18% | 100% | 90.42% | City Large | 245.9292 | West North Central
64163 | 0.72791 | KansasCity | 0 | MO | 2010 | 47 | 9581.5387 | 648.81 | 852820.2 | 45 | 6620.808 | 44 | 2537.9156 | 32 | 2070.5321 | 374.643 | 483069 | 1 | 477.5921 | 1 | 396.0772 | 1 | 388.0772 | 65.5 | 79404.2 | 1 | 2483.1387 | 1 | 1926.8064 | 1 | 1856 | 208.667 | 290347 | 203.8625 | 95.74% | 69.1% | 2.128% | 4.985% | 2.128% | 25.92% | 97.78% | 38.33% | 71.11% | 31.27% | 100% | 82.93% | 100% | 81.26% | 100% | 77.6% | 100% | 74.74% | Town Fringe | 50.8002 | West North Central
65023 | 0.050568 | JeffersonCity | 0 | MO | 2008 | 203 | 33740.3124 | 1998.7343 | 2576075.4 | 202 | 33250.9474 | 201 | 14368.3619 | 178 | 11405.5114 | 1958.29 | 2520940 | 1 | 489.365 | 1 | 261.6656 | 1 | 255.0657 | 40.4443 | 55135.4 | 0 | 0 | 0 | 0 | 0 | 0 | 0 | 0 | 166.2084 | 99.51% | 98.55% | 0.4926% | 1.45% | 0% | 0% | 99.5% | 43.21% | 88.12% | 34.3% | 100% | 53.47% | 100% | 52.12% | #DIV/0! | #DIV/0! | #DIV/0! | #DIV/0! | City Small | 52.0013 | West North Central
65039 | 0.0025987 | JeffersonCity | 0 | MO | 2008 | 1 | 101.5153 | 3.3137 | 4246.41 | 1 | 101.5153 | 1 | 37.5858 | 1 | 18.5858 | 3.3137 | 4246.41 | 0 | 0 | 0 | 0 | 0 | 0 | 0 | 0 | 0 | 0 | 0 | 0 | 0 | 0 | 0 | 0 | 101.5153 | 100% | 100% | 0% | 0% | 0% | 0% | 100% | 37.02% | 100% | 18.31% | #DIV/0! | #DIV/0! | #DIV/0! | #DIV/0! | #DIV/0! | #DIV/0! | #DIV/0! | #DIV/0! | Rural Distant | 72.1537 | West North Central
65043 | 0.88311 | JeffersonCity | 0 | MO | 2008 | 4501 | 871125.2448 | 55902.38 | 69331050 | 4394 | 706301.2932 | 4365 | 313966.4406 | 3822 | 247560.634 | 40846.9 | 50021000 | 95 | 69827.3968 | 95 | 44243.5266 | 95 | 40791.2122 | 5691.56 | 7142050 | 12 | 94996.5549 | 12 | 83547.4688 | 12 | 82252.6139 | 9363.92 | 12168000 | 193.5404 | 97.62% | 81.08% | 2.111% | 8.016% | 0.2666% | 10.91% | 99.34% | 44.45% | 86.98% | 35.05% | 100% | 63.36% | 100% | 58.42% | 100% | 87.95% | 100% | 86.58% | City Small | 99.8676 | West North Central
65053 | 0.48983 | JeffersonCity | 0 | MO | 2008 | 722 | 127981.1888 | 7008.203 | 8622740 | 704 | 116201.0567 | 701 | 47014.8063 | 595 | 36061.4442 | 6112.1 | 7524810 | 18 | 11780.1321 | 18 | 6538.6191 | 18 | 5836.1446 | 896.103 | 1097930 | 0 | 0 | 0 | 0 | 0 | 0 | 0 | 0 | 177.2593 | 97.51% | 90.8% | 2.493% | 9.205% | 0% | 0% | 99.57% | 40.46% | 84.52% | 31.03% | 100% | 55.51% | 100% | 49.54% | #DIV/0! | #DIV/0! | #DIV/0! | #DIV/0! | Rural Distant | 87.1029 | West North Central
65063 | 0.069528 | JeffersonCity | 0 | MO | 2008 | 456 | 86972.0256 | 5763.006 | 7396547 | 438 | 72369.6498 | 438 | 34133.8224 | 392 | 27136.6098 | 4379.28 | 5647880 | 17 | 12193.083 | 17 | 7490.0901 | 17 | 7035.193 | 1102.63 | 1395910 | 1 | 2409.2929 | 1 | 1900.9446 | 1 | 1847.7163 | 281.096 | 352757 | 190.7281 | 96.05% | 83.21% | 3.728% | 14.02% | 0.2193% | 2.77% | 100% | 47.17% | 89.5% | 37.5% | 100% | 61.43% | 100% | 57.7% | 100% | 78.9% | 100% | 76.69% | Rural Fringe | 37.7351 | West North Central
65074 | 0.0078416 | JeffersonCity | 0 | MO | 2008 | 57 | 8368.2764 | 473.603 | 581984 | 57 | 8368.2764 | 56 | 3408.5746 | 46 | 2714.6018 | 473.603 | 581984 | 0 | 0 | 0 | 0 | 0 | 0 | 0 | 0 | 0 | 0 | 0 | 0 | 0 | 0 | 0 | 0 | 146.8119 | 100% | 100% | 0% | 0% | 0% | 0% | 98.25% | 40.73% | 80.7% | 32.44% | #DIV/0! | #DIV/0! | #DIV/0! | #DIV/0! | #DIV/0! | #DIV/0! | #DIV/0! | #DIV/0! | Rural Distant | 31.0234 | West North Central
65080 | 0.0065134 | JeffersonCity | 0 | MO | 2008 | 2 | 447.4468 | 16.1535 | 20974.1 | 2 | 447.4468 | 2 | 133.8676 | 2 | 102.8676 | 16.1535 | 20974.1 | 0 | 0 | 0 | 0 | 0 | 0 | 0 | 0 | 0 | 0 | 0 | 0 | 0 | 0 | 0 | 0 | 223.7234 | 100% | 100% | 0% | 0% | 0% | 0% | 100% | 29.92% | 100% | 22.99% | #DIV/0! | #DIV/0! | #DIV/0! | #DIV/0! | #DIV/0! | #DIV/0! | #DIV/0! | #DIV/0! | City Small | 77.2868 | West North Central
65101 | 0.34924 | JeffersonCity | 0 | MO | 2008 | 9295 | 2261418.3261 | 140165.5 | 177527400 | 8811 | 1362470.3702 | 8725 | 512599.4083 | 7070 | 385954.2578 | 64406 | 79745400 | 406 | 391229.1612 | 406 | 260301.2222 | 406 | 247626.5322 | 30766.1 | 39486400 | 78 | 507718.7947 | 78 | 399824.9108 | 78 | 388150.447 | 44993.4 | 58295600 | 243.2941 | 94.79% | 60.25% | 4.368% | 17.3% | 0.8392% | 22.45% | 99.02% | 37.62% | 80.24% | 28.33% | 100% | 66.53% | 100% | 63.29% | 100% | 78.75% | 100% | 76.45% | Rural Fringe | 229.0908 | West North Central
65109 | 0.67303 | JeffersonCity | 0 | MO | 2008 | 15356 | 3819601.719 | 256542.3 | 322204000 | 14548 | 2445237.8068 | 14460 | 997220.9416 | 12771 | 778874.6649 | 131208 | 161376000 | 697 | 610751.8461 | 697 | 412779.4073 | 697 | 390513.9432 | 51390.1 | 65019200 | 111 | 763612.0661 | 111 | 654609.711 | 111 | 641001.4276 | 73944.2 | 95808800 | 248.7368 | 94.74% | 64.02% | 4.539% | 15.99% | 0.7228% | 19.99% | 99.4% | 40.78% | 87.79% | 31.85% | 100% | 67.59% | 100% | 63.94% | 100% | 85.73% | 100% | 83.94% | City Small | 401.204 | West North Central
66012 | 0.067479 | KansasCity | 0 | MO | 2010 | 104 | 50885.511 | 5146.474 | 6504260 | 93 | 14732.2133 | 92 | 7774.7127 | 83 | 6809.6301 | 1064.91 | 1354340 | 10 | 9404.1265 | 10 | 7781.8566 | 10 | 7459.9011 | 888.634 | 1174850 | 1 | 26749.1712 | 1 | 19542.1104 | 1 | 19115.5038 | 3192.93 | 3975070 | 489.2838 | 89.42% | 28.95% | 9.615% | 18.48% | 0.9615% | 52.57% | 98.92% | 52.77% | 89.25% | 46.22% | 100% | 82.75% | 100% | 79.33% | 100% | 73.06% | 100% | 71.46% | Rural Fringe | 230.1822 | West North Central
66018 | 0.23487 | KansasCity | 0 | MO | 2010 | 433 | 156953.741 | 13541.61 | 17048490 | 351 | 64745.5305 | 347 | 27774.5597 | 302 | 24131.4508 | 4161.27 | 5238220 | 76 | 69413.6784 | 76 | 47846.7514 | 76 | 46202.6392 | 7261.74 | 9026670 | 6 | 22794.5321 | 6 | 17089.5227 | 6 | 16609.203 | 2118.6 | 2783600 | 362.4798 | 81.06% | 41.25% | 17.55% | 44.23% | 1.386% | 14.52% | 98.86% | 42.9% | 86.04% | 37.27% | 100% | 68.93% | 100% | 66.56% | 100% | 74.97% | 100% | 72.86% | Suburb Large | 114.8819 | West North Central
66025 | 0.11771 | KansasCity | 0 | MO | 2010 | 166 | 31821.8277 | 2413.457 | 2987017 | 161 | 28595.7866 | 155 | 14280.3208 | 128 | 12263.0637 | 2115 | 2618590 | 5 | 3226.0411 | 5 | 1953.0258 | 5 | 1861.8548 | 298.457 | 368427 | 0 | 0 | 0 | 0 | 0 | 0 | 0 | 0 | 191.6978 | 96.99% | 89.86% | 3.012% | 10.14% | 0% | 0% | 96.27% | 49.94% | 79.5% | 42.88% | 100% | 60.54% | 100% | 57.71% | #DIV/0! | #DIV/0! | #DIV/0! | #DIV/0! | Rural Fringe | 135.892 | West North Central
66027 | 0.99993 | KansasCity | 0 | MO | 2010 | 926 | 467845.2496 | 32009 | 43033900 | 748 | 207002.2786 | 743 | 79810.7546 | 677 | 62549.406 | 10770.1 | 14436400 | 156 | 131842.4084 | 156 | 70985.1539 | 156 | 64543.821 | 10463.5 | 13867200 | 22 | 129000.5626 | 22 | 87118.0629 | 22 | 83037.4247 | 10775.4 | 14730300 | 505.2325 | 80.78% | 44.25% | 16.85% | 28.18% | 2.376% | 27.57% | 99.33% | 38.56% | 90.51% | 30.22% | 100% | 53.84% | 100% | 48.96% | 100% | 67.53% | 100% | 64.37% | Town Fringe | 703.5689 | West North Central
66030 | 0.14521 | KansasCity | 0 | MO | 2010 | 2869 | 686487.9722 | 51448.05 | 67173690 | 2769 | 442709.2858 | 2755 | 191534.2353 | 2452 | 156681.5146 | 27835.4 | 35453000 | 85 | 72970.247 | 85 | 52074.6203 | 85 | 49555.6188 | 6112.45 | 8154490 | 15 | 170808.4393 | 15 | 156401.4414 | 15 | 154683.4251 | 17500.2 | 23566200 | 239.2778 | 96.51% | 64.49% | 2.963% | 10.63% | 0.5228% | 24.88% | 99.49% | 43.26% | 88.55% | 35.39% | 100% | 71.36% | 100% | 67.91% | 100% | 91.57% | 100% | 90.56% | Town Fringe | 459.4086 | West North Central
66031 | 0.99979 | KansasCity | 0 | MO | 2010 | 64 | 213473.2662 | 20894.194 | 28001653 | 28 | 4753.2927 | 28 | 3101.2837 | 26 | 2856.4147 | 347.104 | 459553 | 19 | 24100.321 | 19 | 18559.1892 | 19 | 17959.1674 | 2301.19 | 3014100 | 17 | 184619.6524 | 17 | 162244.9301 | 17 | 159528.7994 | 18245.9 | 24528000 | 3335.5198 | 43.75% | 2.227% | 29.69% | 11.29% | 26.56% | 86.48% | 100% | 65.24% | 92.86% | 60.09% | 100% | 77.01% | 100% | 74.52% | 100% | 87.88% | 100% | 86.41% | Town Fringe | 223.439 | West North Central
66048 | 0.10583 | KansasCity | 0 | MO | 2010 | 4473 | 884438.6844 | 49607.2 | 66913600 | 4263 | 559817.6063 | 3961 | 175437.0471 | 2721 | 131139.5968 | 22178.9 | 29499100 | 181 | 176604.2794 | 181 | 120607.0592 | 181 | 114016.4766 | 14742.2 | 19880100 | 29 | 148016.7988 | 29 | 112002.5978 | 29 | 107471.022 | 12686.1 | 17534400 | 197.7283 | 95.31% | 63.3% | 4.047% | 19.97% | 0.6483% | 16.74% | 92.92% | 31.34% | 63.83% | 23.43% | 100% | 68.29% | 100% | 64.56% | 100% | 75.67% | 100% | 72.61% | Rural Distant | 295.9823 | West North Central
66061 | 0.15877 | KansasCity | 0 | MO | 2010 | 348 | 195284.0833 | 18116.54 | 24181440 | 320 | 61117.3918 | 316 | 27325.2732 | 292 | 23356.2314 | 4072.56 | 5368560 | 24 | 24693.5498 | 24 | 17455.257 | 24 | 16325.3099 | 2190.98 | 2831080 | 4 | 109473.1417 | 4 | 105981.7408 | 4 | 105739.0331 | 11853 | 15981800 | 561.1612 | 91.95% | 31.3% | 6.897% | 12.64% | 1.149% | 56.06% | 98.75% | 44.71% | 91.25% | 38.22% | 100% | 70.69% | 100% | 66.11% | 100% | 96.81% | 100% | 96.59% | Suburb Large | 786.9959 | West North Central
66101 | 1 | KansasCity | 0 | MO | 2010 | 4544 | 794502.9537 | 46588.9 | 56251600 | 4345 | 461042.5023 | 4259 | 167049.957 | 3051 | 116742.7098 | 20312.2 | 23955300 | 164 | 162903.1781 | 164 | 106319.6054 | 164 | 99566.1101 | 12717.3 | 15495800 | 35 | 170557.2733 | 35 | 121011.3228 | 35 | 115968.8419 | 13559.4 | 16800500 | 174.8466 | 95.62% | 58.03% | 3.609% | 20.5% | 0.7702% | 21.47% | 98.02% | 36.23% | 70.22% | 25.32% | 100% | 65.27% | 100% | 61.12% | 100% | 70.95% | 100% | 67.99% | City Midsize | 4042.3606 | West North Central
66102 | 0.72849 | KansasCity | 0 | MO | 2012 | 8551 | 1318474.4109 | 75840.3 | 91555000 | 8292 | 923199.3631 | 8092 | 314340.9739 | 5964 | 235426.4531 | 40431.1 | 48068500 | 231 | 201433.645 | 231 | 136025.0778 | 231 | 129338.8695 | 16787.4 | 20390000 | 28 | 193841.4028 | 28 | 164943.2567 | 28 | 161572.5201 | 18621.8 | 23096500 | 154.1895 | 96.97% | 70.02% | 2.701% | 15.28% | 0.3274% | 14.7% | 97.59% | 34.05% | 71.92% | 25.5% | 100% | 67.53% | 100% | 64.21% | 100% | 85.09% | 100% | 83.35% | City Midsize | 2556.1835 | West North Central
66103 | 1 | KansasCity | 0 | MO | 2012 | 4605 | 944237.8287 | 57529.6 | 70038200 | 4353 | 489545.3702 | 4153 | 158943.2929 | 2866 | 118415.4975 | 19936.4 | 23876000 | 208 | 206110.013 | 208 | 138020.1944 | 208 | 130935.2989 | 17002.2 | 20596800 | 44 | 248582.4455 | 44 | 182693.8567 | 44 | 176563.2776 | 20591 | 25565400 | 205.0462 | 94.53% | 51.85% | 4.517% | 21.83% | 0.9555% | 26.33% | 95.41% | 32.47% | 65.84% | 24.19% | 100% | 66.96% | 100% | 63.53% | 100% | 73.49% | 100% | 71.03% | City Midsize | 2904.649 | West North Central
66104 | 0.78813 | KansasCity | 0 | MO | 2012 | 9010 | 1203893.3845 | 55035.65 | 65583960 | 8892 | 1040744.3911 | 8556 | 327509.5959 | 6197 | 244231.2829 | 42677 | 50496900 | 103 | 92829.7782 | 103 | 60672.4977 | 103 | 56684.1879 | 7325.35 | 8851250 | 15 | 70319.2152 | 15 | 45156.4994 | 15 | 43091.4444 | 5033.3 | 6235810 | 133.6175 | 98.69% | 86.45% | 1.143% | 7.711% | 0.1665% | 5.841% | 96.22% | 31.47% | 69.69% | 23.47% | 100% | 65.36% | 100% | 61.06% | 100% | 64.22% | 100% | 61.28% | City Midsize | 1495.0446 | West North Central
66105 | 1 | KansasCity | 0 | MO | 2012 | 1693 | 862483.2481 | 74153.78 | 91233610 | 1430 | 156027.0152 | 1361 | 65510.9579 | 990 | 51700.1612 | 7801.48 | 9298810 | 206 | 201621.0566 | 206 | 149302.6368 | 206 | 143448.1514 | 17317.3 | 21315700 | 57 | 504835.1762 | 57 | 427012.0479 | 57 | 421410.1636 | 49035 | 60619100 | 509.4408 | 84.47% | 18.09% | 12.17% | 23.38% | 3.367% | 58.53% | 95.17% | 41.99% | 69.23% | 33.14% | 100% | 74.05% | 100% | 71.15% | 100% | 84.58% | 100% | 83.47% | City Midsize | 865.0118 | West North Central
66106 | 0.62645 | KansasCity | 0 | MO | 2012 | 8640 | 1979292.9472 | 133765.7 | 163404900 | 8313 | 1037355.0343 | 7962 | 340220.7915 | 5870 | 259984.2143 | 44504.4 | 52776000 | 254 | 247801.4549 | 254 | 180545.5389 | 254 | 173530.6979 | 21367.7 | 26195700 | 73 | 694136.4581 | 73 | 605207.9944 | 73 | 595864.5675 | 67893.6 | 84433200 | 229.0848 | 96.22% | 52.41% | 2.94% | 12.52% | 0.8449% | 35.07% | 95.78% | 32.8% | 70.61% | 25.06% | 100% | 72.86% | 100% | 70.03% | 100% | 87.19% | 100% | 85.84% | City Midsize | 1203.5088 | West North Central
66109 | 0.09831 | KansasCity | 0 | MO | 2010 | 1071 | 346458.5625 | 26481.02 | 32158850 | 1042 | 180202.6899 | 1031 | 71247.7203 | 931 | 58903.5781 | 10699.4 | 12598900 | 20 | 17023.3809 | 20 | 10622.4213 | 20 | 9790.4286 | 1421.02 | 1700150 | 9 | 149232.4917 | 9 | 127932.6563 | 9 | 125181.9574 | 14360.6 | 17859800 | 323.4907 | 97.29% | 52.01% | 1.867% | 4.914% | 0.8403% | 43.07% | 98.94% | 39.54% | 89.35% | 32.69% | 100% | 62.4% | 100% | 57.51% | 100% | 85.73% | 100% | 83.88% | Rural Fringe | 419.9419 | West North Central
66111 | 0.2737 | KansasCity | 0 | MO | 2010 | 383 | 166379.9986 | 12854.61 | 15617350 | 329 | 54158.7032 | 321 | 24188.3776 | 269 | 19925.8169 | 3179.47 | 3768770 | 42 | 34661.6266 | 41 | 21424.366 | 41 | 19381.5481 | 2586.71 | 3141280 | 12 | 77559.6688 | 12 | 60144.8065 | 12 | 57691.017 | 7088.43 | 8707300 | 434.4125 | 85.9% | 32.55% | 10.97% | 20.83% | 3.133% | 46.62% | 97.57% | 44.66% | 81.76% | 36.79% | 97.62% | 61.81% | 97.62% | 55.92% | 100% | 77.55% | 100% | 74.38% | Suburb Large | 471.8163 | West North Central
66112 | 0.33157 | KansasCity | 0 | MO | 2010 | 352 | 89979.3475 | 5606.37 | 6760670 | 332 | 52145.967 | 323 | 18423.5931 | 280 | 14604.721 | 2602.52 | 3112570 | 17 | 14701.6076 | 17 | 8322.1685 | 17 | 7726.1943 | 1102.75 | 1345740 | 3 | 23131.7729 | 3 | 15204.0922 | 3 | 14658.9818 | 1901.1 | 2302360 | 255.6231 | 94.32% | 57.95% | 4.83% | 16.34% | 0.8523% | 25.71% | 97.29% | 35.33% | 84.34% | 28.01% | 100% | 56.61% | 100% | 52.55% | 100% | 65.73% | 100% | 63.37% | City Midsize | 1724.9553 | West North Central
66115 | 1 | KansasCity | 0 | MO | 2012 | 446 | 1281761.6895 | 125593.36 | 154412880 | 253 | 35304.105 | 213 | 20483.8635 | 151 | 18390.0309 | 2359.67 | 2876580 | 114 | 122060.4041 | 114 | 89897.6239 | 114 | 87377.8329 | 9947.69 | 12241300 | 79 | 1124397.1804 | 79 | 973403.9643 | 79 | 955834.9648 | 113286 | 139295000 | 2873.9051 | 56.73% | 2.754% | 25.56% | 9.523% | 17.71% | 87.72% | 84.19% | 58.02% | 59.68% | 52.09% | 100% | 73.65% | 100% | 71.59% | 100% | 86.57% | 100% | 85.01% | City Midsize | 11.1402 | West North Central
66118 | 1 | KansasCity | 0 | MO | 2012 | 148 | 118396.7672 | 9811.011 | 12167610 | 97 | 14000.1367 | 86 | 7297.7126 | 61 | 6309.006 | 832.391 | 1029490 | 35 | 34473.3291 | 35 | 24560.6513 | 35 | 23039.4936 | 2826.39 | 3489280 | 16 | 69923.3014 | 16 | 52828.3979 | 16 | 50534.4631 | 6152.23 | 7648840 | 799.9782 | 65.54% | 11.82% | 23.65% | 29.12% | 10.81% | 59.06% | 88.66% | 52.13% | 62.89% | 45.06% | 100% | 71.25% | 100% | 66.83% | 100% | 75.55% | 100% | 72.27% | City Midsize | 17.1167 | West North Central
66202 | 1 | KansasCity | 0 | MO | 2012 | 5922 | 1432292.072 | 76489.6 | 92936800 | 5523 | 827431.4157 | 5268 | 213823.4632 | 3360 | 154842.942 | 26085.9 | 31081300 | 346 | 310708.6586 | 346 | 192940.6284 | 345 | 178895.0781 | 23656.1 | 28785900 | 53 | 294151.9977 | 53 | 237728.4476 | 53 | 230139.8286 | 26747.6 | 33069600 | 241.8595 | 93.26% | 57.77% | 5.843% | 21.69% | 0.895% | 20.54% | 95.38% | 25.84% | 60.84% | 18.71% | 100% | 62.1% | 99.71% | 57.58% | 100% | 80.82% | 100% | 78.24% | Suburb Large | 3112.0019 | West North Central
66203 | 0.65288 | KansasCity | 0 | MO | 2012 | 4541 | 982386.0007 | 53271.2 | 64721900 | 4307 | 675573.0663 | 4212 | 201741.8969 | 3246 | 153032.8904 | 26653.2 | 31927900 | 207 | 182456.4159 | 207 | 127284.4774 | 206 | 120770.2942 | 14844.5 | 18233000 | 27 | 124356.5186 | 27 | 103266.3972 | 27 | 100932.0163 | 11773.5 | 14561000 | 216.3369 | 94.85% | 68.77% | 4.558% | 18.57% | 0.5946% | 12.66% | 97.79% | 29.86% | 75.37% | 22.65% | 100% | 69.76% | 99.52% | 66.19% | 100% | 83.04% | 100% | 81.16% | Suburb Large | 3007.9185 | West North Central
66204 | 1 | KansasCity | 0 | MO | 2012 | 6617 | 1380009.7434 | 64514.7 | 78003400 | 6311 | 940635.3401 | 6040 | 232576.1346 | 3876 | 169068.4721 | 29239.9 | 34779400 | 270 | 223674.4034 | 270 | 140670.891 | 268 | 129868.3204 | 17209.2 | 20893700 | 36 | 215699.9999 | 36 | 160667.0711 | 36 | 153794.1122 | 18065.6 | 22330300 | 208.5552 | 95.38% | 68.16% | 4.08% | 16.21% | 0.5441% | 15.63% | 95.71% | 24.73% | 61.42% | 17.97% | 100% | 62.89% | 99.26% | 58.06% | 100% | 74.49% | 100% | 71.3% | Suburb Large | 3754.1342 | West North Central
66205 | 1 | KansasCity | 0 | MO | 2012 | 6169 | 1048876.8052 | 38584.81 | 46761530 | 6038 | 826853.5953 | 5668 | 172345.1273 | 3113 | 111386.5358 | 19910.8 | 23918400 | 110 | 104524.9365 | 110 | 64274.1985 | 110 | 60359.6428 | 8123.51 | 9846230 | 21 | 117498.2734 | 21 | 91380.9618 | 21 | 87941.9395 | 10550.5 | 12996900 | 170.0238 | 97.88% | 78.83% | 1.783% | 9.965% | 0.3404% | 11.2% | 93.87% | 20.84% | 51.56% | 13.47% | 100% | 61.49% | 100% | 57.75% | 100% | 77.77% | 100% | 74.85% | Suburb Large | 3386.4953 | West North Central
66206 | 1 | KansasCity | 0 | MO | 2012 | 4096 | 1100015.4191 | 38915.78 | 50604210 | 3988 | 941847.0568 | 3920 | 217136.1174 | 2887 | 148640.1504 | 26690.3 | 34590200 | 92 | 66264.9143 | 92 | 33234.448 | 92 | 29309.1192 | 4270.5 | 5565410 | 16 | 91903.448 | 16 | 64131.445 | 16 | 60859.8267 | 7954.98 | 10448600 | 268.5585 | 97.36% | 85.62% | 2.246% | 6.024% | 0.3906% | 8.355% | 98.29% | 23.05% | 72.39% | 15.78% | 100% | 50.15% | 100% | 44.23% | 100% | 69.78% | 100% | 66.22% | Suburb Large | 2442.8562 | West North Central
66207 | 1 | KansasCity | 0 | MO | 2012 | 4949 | 1264286.5551 | 53747.54 | 70103500 | 4752 | 1011146.8789 | 4702 | 266345.5548 | 3650 | 185515.2524 | 33856.7 | 43982100 | 176 | 135713.8222 | 176 | 72515.2898 | 176 | 64419.2296 | 9310.64 | 12097400 | 21 | 117425.854 | 21 | 87601.6805 | 21 | 84347.8324 | 10580.2 | 14024000 | 255.463 | 96.02% | 79.98% | 3.556% | 10.73% | 0.4243% | 9.288% | 98.95% | 26.34% | 76.81% | 18.35% | 100% | 53.43% | 100% | 47.47% | 100% | 74.6% | 100% | 71.83% | Suburb Large | 2797.1375 | West North Central
66208 | 1 | KansasCity | 0 | MO | 2012 | 9190 | 1793356.4151 | 57984.75 | 70333600 | 8951 | 1506887.4021 | 8437 | 312710.0457 | 4981 | 206796.1005 | 37215.3 | 45255000 | 220 | 169268.7969 | 220 | 79724.0252 | 220 | 67928.8881 | 10829.6 | 12922700 | 19 | 117200.2161 | 19 | 84802.4871 | 19 | 79804.5156 | 9939.85 | 12155900 | 195.1422 | 97.4% | 84.03% | 2.394% | 9.439% | 0.2067% | 6.535% | 94.26% | 20.75% | 55.65% | 13.72% | 100% | 47.1% | 100% | 40.13% | 100% | 72.36% | 100% | 68.09% | Suburb Large | 3347.1042 | West North Central
66209 | 0.012284 | KansasCity | 0 | MO | 2012 | 8 | 17428.7453 | 1644.039 | 2205651 | 6 | 1778.6755 | 6 | 807.9853 | 5 | 676.7054 | 133.649 | 163991 | 0 | 0 | 0 | 0 | 0 | 0 | 0 | 0 | 2 | 15650.0698 | 2 | 13348.2156 | 2 | 13211.7735 | 1510.39 | 2041660 | 2178.5932 | 75% | 10.21% | 0% | 0% | 25% | 89.79% | 100% | 45.43% | 83.33% | 38.05% | #DIV/0! | #DIV/0! | #DIV/0! | #DIV/0! | 100% | 85.29% | 100% | 84.42% | City Midsize | 2415.3011 | West North Central
66210 | 0.53203 | KansasCity | 0 | MO | 2012 | 2471 | 738904.2173 | 45027.5 | 59166300 | 2269 | 434146.8742 | 2264 | 150973.9753 | 2122 | 114634.7159 | 21591.7 | 27994000 | 173 | 173690.4618 | 173 | 105453.0302 | 173 | 97809.7955 | 12656.5 | 16824600 | 29 | 131066.8812 | 29 | 92959.5907 | 29 | 89591.0459 | 10779.3 | 14347700 | 299.0304 | 91.83% | 58.76% | 7.001% | 23.51% | 1.174% | 17.74% | 99.78% | 34.77% | 93.52% | 26.4% | 100% | 60.71% | 100% | 56.31% | 100% | 70.93% | 100% | 68.36% | City Midsize | 2859.7216 | West North Central
66211 | 0.98152 | KansasCity | 0 | MO | 2012 | 1466 | 987151.9788 | 72273.8 | 95422400 | 1056 | 306279.5467 | 1054 | 120668.4986 | 1030 | 92547.0714 | 18131.4 | 23331600 | 344 | 287186.2864 | 344 | 160010.6674 | 344 | 142536.9403 | 20279.2 | 26628700 | 66 | 393686.1456 | 66 | 299467.0297 | 66 | 288884.1586 | 33863.2 | 45462100 | 673.3642 | 72.03% | 31.03% | 23.47% | 29.09% | 4.502% | 39.88% | 99.81% | 39.4% | 97.54% | 30.22% | 100% | 55.72% | 100% | 49.63% | 100% | 76.07% | 100% | 73.38% | City Midsize | 1413.6304 | West North Central
66212 | 1 | KansasCity | 0 | MO | 2012 | 9712 | 2414318.4097 | 122556.2 | 160802700 | 9117 | 1580420.0837 | 8976 | 437889.999 | 6610 | 313933.7155 | 55249.6 | 71733000 | 528 | 451677.671 | 528 | 261006.0359 | 528 | 238491.2375 | 32872.4 | 43019400 | 67 | 382220.655 | 67 | 297776.9115 | 67 | 287410.1012 | 34434.2 | 46050300 | 248.5913 | 93.87% | 65.46% | 5.437% | 18.71% | 0.6899% | 15.83% | 98.45% | 27.71% | 72.5% | 19.86% | 100% | 57.79% | 100% | 52.8% | 100% | 77.91% | 100% | 75.19% | Suburb Large | 4119.3466 | West North Central
66214 | 0.30809 | KansasCity | 0 | MO | 2012 | 1211 | 354634.7302 | 21725.32 | 28843630 | 1110 | 178602.2009 | 1086 | 48868.335 | 785 | 35037.5834 | 6079.53 | 7897720 | 78 | 59846.1225 | 78 | 34052.775 | 78 | 31578.4625 | 4530.29 | 5916310 | 23 | 116186.4068 | 23 | 100117.6335 | 23 | 98647.8442 | 11115.5 | 15029600 | 292.8445 | 91.66% | 50.36% | 6.441% | 16.88% | 1.899% | 32.76% | 97.84% | 27.36% | 70.72% | 19.62% | 100% | 56.9% | 100% | 52.77% | 100% | 86.17% | 100% | 84.9% | Suburb Large | 3041.5475 | West North Central
66402 | 0.19283 | Topeka | 0 | KS | 2008 | 486 | 120620.3091 | 8487.42 | 11237890 | 467 | 87169.4695 | 467 | 39247.3869 | 431 | 31736.157 | 5663.75 | 7397950 | 18 | 10308.05 | 18 | 5062.7085 | 18 | 4296.6525 | 778.27 | 1012980 | 1 | 23142.7895 | 1 | 18655.5347 | 1 | 17994.865 | 2045.4 | 2826960 | 248.1899 | 96.09% | 72.27% | 3.704% | 8.546% | 0.2058% | 19.19% | 100% | 45.02% | 92.29% | 36.41% | 100% | 49.11% | 100% | 41.68% | 100% | 80.61% | 100% | 77.76% | Rural Fringe | 41.4765 | West North Central
66409 | 0.32387 | Topeka | 0 | KS | 2008 | 1456 | 285301.1683 | 18797.262 | 24766787 | 1423 | 260613.0578 | 1412 | 116641.0824 | 1292 | 96391.7548 | 16823.1 | 22135700 | 32 | 19563.9283 | 32 | 10351.3602 | 32 | 9458.6153 | 1500.29 | 1976640 | 1 | 5124.1822 | 1 | 4148.3531 | 1 | 4021.6372 | 473.872 | 654447 | 195.9486 | 97.73% | 91.35% | 2.198% | 6.857% | 0.06868% | 1.796% | 99.23% | 44.76% | 90.79% | 36.99% | 100% | 52.91% | 100% | 48.35% | 100% | 80.96% | 100% | 78.48% | Rural Fringe | 61.2795 | West North Central
66429 | 0.36524 | Topeka | 0 | KS | 2008 | 359 | 56525.2601 | 2912.579 | 3852108 | 350 | 48416.1128 | 346 | 17721.7543 | 268 | 13575.5546 | 2233.23 | 2946510 | 9 | 8109.1472 | 9 | 5728.5367 | 9 | 5331.5912 | 679.349 | 905598 | 0 | 0 | 0 | 0 | 0 | 0 | 0 | 0 | 157.452 | 97.49% | 85.65% | 2.507% | 14.35% | 0% | 0% | 98.86% | 36.6% | 76.57% | 28.04% | 100% | 70.64% | 100% | 65.75% | #DIV/0! | #DIV/0! | #DIV/0! | #DIV/0! | Rural Distant | 49.662 | West North Central
66512 | 0.070322 | Topeka | 0 | KS | 2008 | 236 | 41919.7015 | 2576.803 | 3364041 | 226 | 32719.8927 | 218 | 13591.7099 | 183 | 11049.3161 | 1845.52 | 2419880 | 10 | 9199.8088 | 10 | 5443.6825 | 10 | 5016.355 | 731.283 | 944161 | 0 | 0 | 0 | 0 | 0 | 0 | 0 | 0 | 177.6259 | 95.76% | 78.05% | 4.237% | 21.95% | 0% | 0% | 96.46% | 41.54% | 80.97% | 33.77% | 100% | 59.17% | 100% | 54.53% | #DIV/0! | #DIV/0! | #DIV/0! | #DIV/0! | Rural Distant | 49.9485 | West North Central
66539 | 0.080505 | Topeka | 0 | KS | 2008 | 183 | 30983.4655 | 1720.691 | 2246360 | 180 | 29089.5328 | 179 | 11619.9897 | 145 | 9386.1006 | 1586.29 | 2059720 | 3 | 1893.9327 | 3 | 959.04 | 3 | 910.2307 | 134.401 | 186640 | 0 | 0 | 0 | 0 | 0 | 0 | 0 | 0 | 169.3086 | 98.36% | 93.89% | 1.639% | 6.113% | 0% | 0% | 99.44% | 39.95% | 80.56% | 32.27% | 100% | 50.64% | 100% | 48.06% | #DIV/0! | #DIV/0! | #DIV/0! | #DIV/0! | Rural Distant | 40.6282 | West North Central
66542 | 0.22702 | Topeka | 0 | KS | 2008 | 904 | 193204.7664 | 11087.044 | 14485300 | 885 | 156876.8991 | 870 | 63655.4714 | 760 | 50685.7138 | 8883.63 | 11509100 | 16 | 14392.1739 | 16 | 6492.454 | 16 | 5809.387 | 813.034 | 1093770 | 3 | 21935.6934 | 3 | 12733.8345 | 3 | 11949.8104 | 1390.38 | 1882430 | 213.7221 | 97.9% | 81.2% | 1.77% | 7.449% | 0.3319% | 11.35% | 98.31% | 40.58% | 85.88% | 32.31% | 100% | 45.11% | 100% | 40.36% | 100% | 58.05% | 100% | 54.48% | Rural Fringe | 193.2886 | West North Central
66546 | 0.17797 | Topeka | 0 | KS | 2008 | 172 | 52832.256 | 3835.795 | 5089887 | 154 | 32934.1294 | 154 | 15963.2996 | 141 | 13627.5375 | 2235.55 | 2959060 | 17 | 14212.2475 | 17 | 8320.5996 | 17 | 7707.371 | 1118.22 | 1463010 | 1 | 5685.8791 | 1 | 4384.7927 | 1 | 4178.5065 | 482.025 | 667817 | 307.1643 | 89.53% | 62.34% | 9.884% | 26.9% | 0.5814% | 10.76% | 100% | 48.47% | 91.56% | 41.38% | 100% | 58.55% | 100% | 54.23% | 100% | 77.12% | 100% | 73.49% | Rural Fringe | 61.9733 | West North Central
66603 | 1 | Topeka | 0 | KS | 2008 | 753 | 389331.2816 | 25365.71 | 34550360 | 591 | 73526.64 | 577 | 24779.7078 | 361 | 16530.3523 | 2453.42 | 3343560 | 119 | 127091.7752 | 119 | 83955.1518 | 119 | 78634.2761 | 9322.99 | 12695200 | 43 | 188712.8664 | 43 | 124024.605 | 43 | 117310.9344 | 13589.3 | 18511600 | 517.0402 | 78.49% | 18.89% | 15.8% | 32.64% | 5.71% | 48.47% | 97.63% | 33.7% | 61.08% | 22.48% | 100% | 66.06% | 100% | 61.87% | 100% | 65.72% | 100% | 62.16% | City Midsize | 2237.5343 | West North Central
66604 | 1 | Topeka | 0 | KS | 2008 | 9630 | 1896955.2247 | 99169.6 | 133287600 | 9264 | 1213133.2842 | 8985 | 353389.8011 | 5935 | 247422.6083 | 42129.2 | 56156600 | 306 | 279099.875 | 306 | 176572.8554 | 305 | 164093.2693 | 21402.2 | 28644100 | 60 | 404722.0655 | 60 | 318643.5303 | 60 | 307543.2882 | 35638.2 | 48486900 | 196.9839 | 96.2% | 63.95% | 3.178% | 14.71% | 0.6231% | 21.34% | 96.99% | 29.13% | 64.07% | 20.4% | 100% | 63.27% | 99.67% | 58.79% | 100% | 78.73% | 100% | 75.99% | City Midsize | 3262.7593 | West North Central
66605 | 1 | Topeka | 0 | KS | 2008 | 8149 | 1391165.579 | 72801.42 | 95985600 | 8023 | 1182121.0983 | 7848 | 410732.8211 | 5936 | 309154.6904 | 54208.6 | 70957800 | 110 | 93465.9551 | 110 | 61476.2576 | 110 | 57371.1071 | 7593.32 | 10038000 | 16 | 115578.5256 | 16 | 98476.0953 | 16 | 95906.2213 | 10999.5 | 14989800 | 170.7161 | 98.45% | 84.97% | 1.35% | 6.719% | 0.1963% | 8.308% | 97.82% | 34.75% | 73.99% | 26.15% | 100% | 65.77% | 100% | 61.38% | 100% | 85.2% | 100% | 82.98% | Rural Fringe | 1470.2762 | West North Central
66606 | 1 | Topeka | 0 | KS | 2008 | 5096 | 976154.8735 | 48682.3 | 64973800 | 4876 | 619537.1089 | 4743 | 183463.2356 | 3109 | 126419.1649 | 21607.6 | 28832000 | 184 | 172435.9667 | 184 | 104834.641 | 184 | 96324.9551 | 12697 | 16860600 | 36 | 184181.7979 | 36 | 123066.8564 | 36 | 115418.5103 | 14377.7 | 19281200 | 191.5532 | 95.68% | 63.47% | 3.611% | 17.66% | 0.7064% | 18.87% | 97.27% | 29.61% | 63.76% | 20.41% | 100% | 60.8% | 100% | 55.86% | 100% | 66.82% | 100% | 62.67% | City Midsize | 2039.2182 | West North Central
66607 | 1 | Topeka | 0 | KS | 2008 | 4206 | 911452.2055 | 54835.2 | 73930100 | 4005 | 453324.97 | 3840 | 145956.9312 | 2465 | 101302.5574 | 16131.1 | 21452700 | 159 | 147298.6623 | 159 | 97711.4321 | 159 | 90763.6641 | 11224.9 | 15078500 | 42 | 310828.5733 | 42 | 246220.2165 | 42 | 238042.11 | 27479.2 | 37398900 | 216.7029 | 95.22% | 49.74% | 3.78% | 16.16% | 0.9986% | 34.1% | 95.88% | 32.2% | 61.55% | 22.35% | 100% | 66.34% | 100% | 61.62% | 100% | 79.21% | 100% | 76.58% | City Midsize | 1474.4082 | West North Central
66608 | 1 | Topeka | 0 | KS | 2008 | 3531 | 678310.0777 | 37083.3 | 49958500 | 3346 | 367711.1832 | 3180 | 115806.7485 | 1826 | 79498.0671 | 12516 | 16712100 | 162 | 159836.7576 | 162 | 110047.2264 | 162 | 102545.39 | 12622.3 | 16986300 | 23 | 150762.1368 | 23 | 104677.4836 | 23 | 100693.7538 | 11945 | 16260100 | 192.1014 | 94.76% | 54.21% | 4.588% | 23.56% | 0.6514% | 22.23% | 95.04% | 31.49% | 54.57% | 21.62% | 100% | 68.85% | 100% | 64.16% | 100% | 69.43% | 100% | 66.79% | Suburb Midsize | 642.9036 | West North Central
66609 | 1 | Topeka | 0 | KS | 2008 | 3137 | 900703.6738 | 67250.6 | 91198900 | 2951 | 467867.6762 | 2918 | 197278.6261 | 2369 | 155732.9572 | 26175 | 34516200 | 162 | 154754.1632 | 162 | 115350.5848 | 162 | 110618.2712 | 13348 | 18289400 | 24 | 278081.8345 | 24 | 247035.5537 | 24 | 244338.5957 | 27727.6 | 38393300 | 287.1226 | 94.07% | 51.94% | 5.164% | 17.18% | 0.7651% | 30.87% | 98.88% | 42.17% | 80.28% | 33.29% | 100% | 74.54% | 100% | 71.48% | 100% | 88.84% | 100% | 87.87% | Rural Fringe | 671.4685 | West North Central
66610 | 0.33326 | Topeka | 0 | KS | 2008 | 3213 | 781045.839 | 49344.2 | 64985660 | 3133 | 718048.3176 | 3128 | 303860.5081 | 3009 | 240935.9175 | 44625.1 | 58743200 | 77 | 46519.0154 | 77 | 22355.8801 | 77 | 19364.6358 | 3298.7 | 4338810 | 3 | 16478.506 | 3 | 11964.1285 | 3 | 11494.0842 | 1420.4 | 1903650 | 243.0893 | 97.51% | 91.93% | 2.397% | 5.956% | 0.09337% | 2.11% | 99.84% | 42.32% | 96.04% | 33.55% | 100% | 48.06% | 100% | 41.63% | 100% | 72.6% | 100% | 69.75% | Rural Fringe | 241.1214 | West North Central
66611 | 1 | Topeka | 0 | KS | 2008 | 3982 | 1010847.7045 | 55172.9 | 75220300 | 3709 | 609165.4169 | 3621 | 184981.1828 | 2594 | 137251.0378 | 21679.5 | 29399400 | 238 | 204507.4083 | 238 | 132201.9432 | 238 | 123713.6752 | 15707.1 | 21388200 | 35 | 197174.8794 | 35 | 156598.428 | 35 | 151092.379 | 17786.3 | 24432700 | 253.8543 | 93.14% | 60.26% | 5.977% | 20.23% | 0.879% | 19.51% | 97.63% | 30.37% | 69.94% | 22.53% | 100% | 64.64% | 100% | 60.49% | 100% | 79.42% | 100% | 76.63% | City Midsize | 2763.9568 | West North Central
66612 | 1 | Topeka | 0 | KS | 2008 | 851 | 281142.329 | 17661.17 | 23988850 | 733 | 92194.7441 | 713 | 32982.4139 | 528 | 24664.9011 | 3856.66 | 5236140 | 102 | 96232.5937 | 102 | 64805.9777 | 102 | 60952.4779 | 7304.18 | 9887210 | 16 | 92714.9912 | 16 | 59985.6816 | 16 | 56667.7628 | 6500.33 | 8865500 | 330.367 | 86.13% | 32.79% | 11.99% | 34.23% | 1.88% | 32.98% | 97.27% | 35.77% | 72.03% | 26.75% | 100% | 67.34% | 100% | 63.34% | 100% | 64.7% | 100% | 61.12% | City Midsize | 2617.4676 | West North Central
66614 | 0.36257 | Topeka | 0 | KS | 2008 | 10148 | 2313832.819 | 134544.1 | 179051000 | 9763 | 1835299.0917 | 9687 | 698196.0949 | 8344 | 548920.8709 | 96520.2 | 127738000 | 350 | 283514.9773 | 350 | 156955.0513 | 350 | 142760.345 | 20821.3 | 27943700 | 35 | 195018.75 | 35 | 144432.784 | 35 | 138453.1292 | 17202.6 | 23369300 | 228.0088 | 96.21% | 79.32% | 3.449% | 12.25% | 0.3449% | 8.428% | 99.22% | 38.04% | 85.47% | 29.91% | 100% | 55.36% | 100% | 50.35% | 100% | 74.06% | 100% | 70.99% | Rural Distant | 909.8385 | West North Central
66615 | 0.13758 | Topeka | 0 | KS | 2008 | 727 | 304580.0219 | 22795.43 | 30366800 | 665 | 139042.9535 | 660 | 59121.2395 | 605 | 48294.7019 | 8577.33 | 11134800 | 53 | 49233.9532 | 53 | 27619.8822 | 53 | 25080.4013 | 3574.6 | 4778400 | 9 | 116303.1152 | 9 | 95409.0153 | 9 | 92077.6301 | 10643.5 | 14453600 | 418.9546 | 91.47% | 45.65% | 7.29% | 16.16% | 1.238% | 38.18% | 99.25% | 42.52% | 90.98% | 34.73% | 100% | 56.1% | 100% | 50.94% | 100% | 82.03% | 100% | 79.17% | Rural Distant | 158.7102 | West North Central
66616 | 1 | Topeka | 0 | KS | 2008 | 3506 | 510518.5576 | 24556.3 | 33009820 | 3421 | 338914.0087 | 3228 | 93850.3844 | 1963 | 62850.6666 | 10815.9 | 14591500 | 67 | 70060.6305 | 67 | 45076.2599 | 67 | 42202.7315 | 5442.22 | 7293120 | 18 | 101543.9184 | 18 | 68640.2586 | 18 | 65135.6397 | 8298.18 | 11125200 | 145.6128 | 97.58% | 66.39% | 1.911% | 13.72% | 0.5134% | 19.89% | 94.36% | 27.69% | 57.38% | 18.54% | 100% | 64.34% | 100% | 60.24% | 100% | 67.6% | 100% | 64.15% | City Midsize | 932.1994 | West North Central
66617 | 0.7173 | Topeka | 0 | KS | 2008 | 4602 | 1144917.3728 | 77294.1 | 102501040 | 4500 | 770354.9953 | 4440 | 304754.097 | 3809 | 241913.3801 | 41731.9 | 54423800 | 88 | 65424.5934 | 88 | 38858.2527 | 88 | 35897.7721 | 5224.9 | 6828740 | 14 | 309137.7841 | 14 | 245976.9797 | 14 | 239099.7694 | 30337.3 | 41248500 | 248.7869 | 97.78% | 67.28% | 1.912% | 5.714% | 0.3042% | 27% | 98.67% | 39.56% | 84.64% | 31.4% | 100% | 59.39% | 100% | 54.87% | 100% | 79.57% | 100% | 77.34% | Suburb Midsize | 232.0703 | West North Central
66618 | 0.61704 | Topeka | 0 | KS | 2008 | 4283 | 1279753.5756 | 92457.5 | 123035900 | 4079 | 767709.4577 | 4050 | 322576.3916 | 3631 | 259498.3753 | 45212.8 | 58946200 | 171 | 157153.3664 | 171 | 106859.1677 | 171 | 101704.7338 | 12760.1 | 17133500 | 33 | 354890.7515 | 33 | 305714.8727 | 33 | 300688.4199 | 34484.6 | 46956200 | 298.7984 | 95.24% | 59.99% | 3.993% | 12.28% | 0.7705% | 27.73% | 99.29% | 42.02% | 89.02% | 33.8% | 100% | 68% | 100% | 64.72% | 100% | 86.14% | 100% | 84.73% | Suburb Midsize | 160.0787 | West North Central
66619 | 1 | Topeka | 0 | KS | 2008 | 960 | 696267.7428 | 58186.93 | 79727610 | 842 | 185362.0421 | 839 | 74940.3484 | 755 | 58797.9338 | 9316.29 | 12429700 | 72 | 83101.7988 | 72 | 57831.1826 | 72 | 54938.4709 | 6747.04 | 9266210 | 46 | 427803.9019 | 46 | 371533.9835 | 46 | 366512.8937 | 42123.6 | 58031700 | 725.2789 | 87.71% | 26.62% | 7.5% | 11.94% | 4.792% | 61.44% | 99.64% | 40.43% | 89.67% | 31.72% | 100% | 69.59% | 100% | 66.11% | 100% | 86.85% | 100% | 85.67% | Rural Fringe | 327.1704 | West North Central
66621 | 1 | Topeka | 0 | KS | 2008 | 31 | 52928.1602 | 4054.493 | 5410679 | 8 | 1825.2809 | 8 | 889.4181 | 8 | 759.7622 | 106.943 | 140709 | 16 | 14273.817 | 16 | 8306.6354 | 16 | 7615.0524 | 1015.32 | 1362240 | 7 | 36829.0623 | 7 | 24523.3503 | 7 | 23526.4441 | 2932.23 | 3907730 | 1707.36 | 25.81% | 3.449% | 51.61% | 26.97% | 22.58% | 69.58% | 100% | 48.73% | 100% | 41.62% | 100% | 58.19% | 100% | 53.35% | 100% | 66.59% | 100% | 63.88% | City Midsize | 4960.1399 | West North Central
67037 | 0.15588 | Wichita | 0 | KS | 2012 | 709 | 144237.1444 | 8566.04 | 10948890 | 679 | 120780.5545 | 672 | 50999.0631 | 593 | 40454.0484 | 7005.41 | 8961890 | 30 | 23456.5899 | 30 | 11510.5877 | 29 | 9980.9227 | 1560.63 | 1987000 | 0 | 0 | 0 | 0 | 0 | 0 | 0 | 0 | 203.4374 | 95.77% | 83.74% | 4.231% | 16.26% | 0% | 0% | 98.97% | 42.22% | 87.33% | 33.49% | 100% | 49.07% | 96.67% | 42.55% | #DIV/0! | #DIV/0! | #DIV/0! | #DIV/0! | Suburb Large | 466.753 | West North Central
67202 | 1 | Wichita | Wichita, KS | KS | 2012 | 445 | 663471.3221 | 48654.07 | 65058490 | 158 | 36186.5507 | 154 | 20620.0789 | 134 | 18691.0623 | 2283.57 | 3036390 | 219 | 238888.861 | 219 | 154919.0148 | 219 | 146506.5067 | 17521.6 | 23442200 | 68 | 388395.9104 | 68 | 257030.2202 | 68 | 244969.5767 | 28848.9 | 38579900 | 1490.9468 | 35.51% | 5.454% | 49.21% | 36.01% | 15.28% | 58.54% | 97.47% | 56.98% | 84.81% | 51.65% | 100% | 64.85% | 100% | 61.33% | 100% | 66.18% | 100% | 63.07% | City Large | 2962.7261 | West North Central
67203 | 1 | Wichita | Wichita, KS | KS | 2012 | 11374 | 2032910.2782 | 90475.3 | 129845600 | 10956 | 1458484.8361 | 10489 | 400422.7936 | 6748 | 272938.9366 | 45424.4 | 64886600 | 378 | 342255.2286 | 378 | 218997.994 | 378 | 206541.5694 | 26439.7 | 38010000 | 40 | 232170.2135 | 40 | 162446.0076 | 40 | 154215.6254 | 18611.2 | 26949000 | 178.7331 | 96.32% | 71.74% | 3.323% | 16.84% | 0.3517% | 11.42% | 95.74% | 27.45% | 61.59% | 18.71% | 100% | 63.99% | 100% | 60.35% | 100% | 69.97% | 100% | 66.42% | City Large | 3843.2848 | West North Central
67204 | 0.34056 | Wichita | Wichita, KS | KS | 2012 | 6407 | 1084380.5762 | 42412.78 | 60731940 | 6311 | 926182.1034 | 6022 | 260458.2822 | 4073 | 180824.5213 | 28932.7 | 41215400 | 76 | 70682.304 | 76 | 48374.665 | 75 | 45949.0849 | 5696.36 | 8207440 | 20 | 87516.1688 | 20 | 68441.2727 | 20 | 65872.6858 | 7783.72 | 11309100 | 169.2493 | 98.5% | 85.41% | 1.186% | 6.518% | 0.3122% | 8.071% | 95.42% | 28.12% | 64.54% | 19.52% | 100% | 68.44% | 98.68% | 65.01% | 100% | 78.2% | 100% | 75.27% | City Large | 1096.6058 | West North Central
67205 | 0.29118 | Wichita | 0 | KS | 2012 | 830 | 229407.0515 | 14032.42 | 19848200 | 779 | 170932.081 | 766 | 67248.3083 | 677 | 52423.7823 | 9314.05 | 13063100 | 45 | 35073.8035 | 45 | 22680.8557 | 45 | 21306.8453 | 2757.68 | 3978680 | 6 | 23401.1671 | 6 | 16886.0435 | 6 | 16313.9046 | 1960.69 | 2806420 | 276.394 | 93.86% | 74.51% | 5.422% | 15.29% | 0.7229% | 10.2% | 98.33% | 39.34% | 86.91% | 30.67% | 100% | 64.67% | 100% | 60.75% | 100% | 72.16% | 100% | 69.71% | Rural Fringe | 693.2882 | West North Central
67206 | 1 | Wichita | 0 | KS | 2012 | 6538 | 2578712.807 | 158248 | 221391900 | 5794 | 1399067.1226 | 5775 | 472724.2679 | 5172 | 355552.4944 | 63573.1 | 87634000 | 662 | 508837.6366 | 662 | 268293.52 | 660 | 239495.0261 | 34739.6 | 48331000 | 82 | 670808.0479 | 82 | 511063.0433 | 82 | 494639.0166 | 59935.3 | 85426900 | 394.4192 | 88.62% | 54.25% | 10.13% | 19.73% | 1.254% | 26.01% | 99.67% | 33.79% | 89.26% | 25.41% | 100% | 52.73% | 99.7% | 47.07% | 100% | 76.19% | 100% | 73.74% | City Large | 1542.3395 | West North Central
67207 | 0.9897 | Wichita | Wichita, KS | KS | 2012 | 9544 | 2583259.6493 | 159790.6 | 208321600 | 8957 | 1698865.5737 | 8904 | 633315.2557 | 8018 | 486265.4212 | 84797.6 | 108702000 | 510 | 411978.7218 | 510 | 253245.1733 | 510 | 236681.867 | 31482.5 | 41352300 | 77 | 472415.3538 | 77 | 385905.8018 | 77 | 376747.4313 | 43510.5 | 58267300 | 270.6684 | 93.85% | 65.76% | 5.344% | 15.95% | 0.8068% | 18.29% | 99.41% | 37.28% | 89.52% | 28.62% | 100% | 61.47% | 100% | 57.45% | 100% | 81.69% | 100% | 79.75% | City Large | 2392.4418 | West North Central
67208 | 1 | Wichita | Wichita, KS | KS | 2012 | 7151 | 1409456.4783 | 63263.7 | 88451300 | 6890 | 1007132.5997 | 6754 | 286337.0632 | 4613 | 195560.6423 | 33113.9 | 45569400 | 225 | 198253.6046 | 225 | 116490.2133 | 224 | 106892.1489 | 13697.2 | 19410400 | 36 | 204070.274 | 36 | 144664.0364 | 36 | 138951.8087 | 16452.6 | 23471500 | 197.0992 | 96.35% | 71.46% | 3.146% | 14.07% | 0.5034% | 14.48% | 98.03% | 28.43% | 66.95% | 19.42% | 100% | 58.76% | 99.56% | 53.92% | 100% | 70.89% | 100% | 68.09% | City Large | 3578.3115 | West North Central
67209 | 0.17939 | Wichita | Wichita, KS | KS | 2012 | 578 | 377724.5841 | 31230.34 | 45328760 | 476 | 67418.9723 | 462 | 22930.7278 | 308 | 17304.5553 | 2583.49 | 3623940 | 77 | 82268.1712 | 77 | 58359.0296 | 77 | 55475.8082 | 6832.95 | 9850120 | 25 | 228037.4407 | 25 | 193927.0806 | 25 | 190180.2908 | 21813.9 | 31854700 | 653.5027 | 82.35% | 17.85% | 13.32% | 21.78% | 4.325% | 60.37% | 97.06% | 34.01% | 64.71% | 25.67% | 100% | 70.94% | 100% | 67.43% | 100% | 85.04% | 100% | 83.4% | City Large | 1291.4934 | West North Central
67210 | 0.94217 | Wichita | 0 | KS | 2012 | 1856 | 1359912.3829 | 116125.57 | 154917440 | 1696 | 228143.6421 | 1655 | 74290.5518 | 1179 | 56853.8454 | 8951.06 | 11733900 | 102 | 98865.6999 | 102 | 63761.3273 | 102 | 60338.5257 | 7510.71 | 9936540 | 58 | 1032903.0409 | 58 | 859994.0075 | 58 | 843878.2314 | 99663.8 | 133247000 | 732.7114 | 91.38% | 16.78% | 5.496% | 7.27% | 3.125% | 75.95% | 97.58% | 32.56% | 69.52% | 24.92% | 100% | 64.49% | 100% | 61.03% | 100% | 83.26% | 100% | 81.7% | Suburb Large | 1328.2976 | West North Central
67211 | 1 | Wichita | Wichita, KS | KS | 2012 | 9405 | 1636042.3748 | 85879.8 | 114247600 | 9018 | 1059874.05 | 8602 | 312372.5263 | 5494 | 223200.3574 | 36587.4 | 48320300 | 331 | 330687.9091 | 331 | 238436.7229 | 331 | 228281.0823 | 27286.7 | 36420900 | 56 | 245480.4157 | 56 | 196074.9157 | 56 | 190592.2616 | 22005.7 | 29506400 | 173.9545 | 95.89% | 64.78% | 3.519% | 20.21% | 0.5954% | 15% | 95.39% | 29.47% | 60.92% | 21.06% | 100% | 72.1% | 100% | 69.03% | 100% | 79.87% | 100% | 77.64% | City Large | 4113.4925 | West North Central
67212 | 0.30117 | Wichita | Wichita, KS | KS | 2012 | 3911 | 665387.2709 | 27497.14 | 39211640 | 3798 | 522022.3424 | 3645 | 145361.3484 | 2383 | 99227.1331 | 16202.6 | 22876100 | 99 | 76902.4203 | 99 | 48384.2377 | 99 | 45149.3593 | 5580.72 | 8084880 | 14 | 66462.5082 | 14 | 49290.8615 | 14 | 47184.9143 | 5713.82 | 8250660 | 170.1323 | 97.11% | 78.45% | 2.531% | 11.56% | 0.358% | 9.989% | 95.97% | 27.85% | 62.74% | 19.01% | 100% | 62.92% | 100% | 58.71% | 100% | 74.16% | 100% | 70.99% | City Large | 3356.9419 | West North Central
67213 | 1 | Wichita | Wichita, KS | KS | 2012 | 10119 | 2201848.2734 | 139459.7 | 202426400 | 9511 | 1050332.5748 | 9084 | 326765.0579 | 5801 | 230206.0591 | 37301.5 | 53687000 | 484 | 480030.5474 | 484 | 352562.8351 | 484 | 340126.1362 | 40507.1 | 58809800 | 124 | 671485.1513 | 124 | 546634.1137 | 124 | 533410.8337 | 61651.1 | 89929600 | 217.5954 | 93.99% | 47.7% | 4.783% | 21.8% | 1.225% | 30.5% | 95.51% | 31.11% | 60.99% | 21.92% | 100% | 73.45% | 100% | 70.86% | 100% | 81.41% | 100% | 79.44% | City Large | 3312.33 | West North Central
67214 | 1 | Wichita | Wichita, KS | KS | 2012 | 8553 | 1804713.9085 | 108943.1 | 153689400 | 8018 | 925510.9295 | 7757 | 304499.8749 | 5322 | 223653.9999 | 36348.3 | 50766900 | 442 | 439025.5786 | 442 | 314387.5085 | 442 | 301243.9598 | 36301.3 | 51577700 | 93 | 440177.4004 | 93 | 310541.097 | 93 | 298244.4187 | 36293.5 | 51344800 | 211.0036 | 93.74% | 51.28% | 5.168% | 24.33% | 1.087% | 24.39% | 96.74% | 32.9% | 66.38% | 24.17% | 100% | 71.61% | 100% | 68.62% | 100% | 70.55% | 100% | 67.76% | City Large | 3145.5831 | West North Central
67215 | 0.23982 | Wichita | 0 | KS | 2012 | 1007 | 285683.2743 | 20421.55 | 29224150 | 969 | 176070.7132 | 967 | 72437.6152 | 921 | 58878.0202 | 10223.8 | 14313900 | 26 | 22023.6993 | 26 | 15822.4329 | 26 | 15219.0256 | 1833.42 | 2672950 | 12 | 87588.8619 | 12 | 74186.3619 | 12 | 73026.3856 | 8364.33 | 12237300 | 283.6974 | 96.23% | 61.63% | 2.582% | 7.709% | 1.192% | 30.66% | 99.79% | 41.14% | 95.05% | 33.44% | 100% | 71.84% | 100% | 69.1% | 100% | 84.7% | 100% | 83.37% | Suburb Large | 310.9556 | West North Central
67216 | 0.63752 | Wichita | Wichita, KS | KS | 2012 | 7690 | 1282349.1556 | 65470 | 86431800 | 7432 | 878396.1865 | 7078 | 267922.7081 | 4572 | 187809.3542 | 29691 | 38619800 | 217 | 199480.1705 | 217 | 138785.7177 | 217 | 132188.5178 | 16229.6 | 21600800 | 41 | 204472.7986 | 41 | 174722.7406 | 41 | 171407.5316 | 19549.4 | 26211200 | 166.7554 | 96.64% | 68.5% | 2.822% | 15.56% | 0.5332% | 15.95% | 95.24% | 30.5% | 61.52% | 21.38% | 100% | 69.57% | 100% | 66.27% | 100% | 85.45% | 100% | 83.83% | City Large | 1804.1502 | West North Central
67217 | 0.73919 | Wichita | Wichita, KS | KS | 2012 | 11003 | 2093669.8248 | 111295.4 | 159776600 | 10654 | 1405595.1825 | 10402 | 450677.4491 | 7413 | 312975.5477 | 49636.3 | 70079200 | 283 | 276016.7075 | 283 | 199399.7328 | 282 | 191250.8469 | 23100.2 | 33375500 | 66 | 412057.9348 | 66 | 344082.6624 | 66 | 336632.8619 | 38558.9 | 56321900 | 190.2817 | 96.83% | 67.14% | 2.572% | 13.18% | 0.5998% | 19.68% | 97.63% | 32.06% | 69.58% | 22.27% | 100% | 72.24% | 99.65% | 69.29% | 100% | 83.5% | 100% | 81.7% | City Large | 1700.5705 | West North Central
67218 | 1 | Wichita | Wichita, KS | KS | 2012 | 8298 | 1487613.673 | 62369.9 | 81718600 | 8105 | 1123008.3791 | 7810 | 291538.553 | 4876 | 193634.5562 | 32895.4 | 42510900 | 165 | 156649.7118 | 165 | 100341.0531 | 164 | 94429.9378 | 11885.2 | 15707000 | 28 | 207955.5821 | 28 | 154756.9751 | 28 | 149313.249 | 17589.3 | 23500700 | 179.2738 | 97.67% | 75.49% | 1.988% | 10.53% | 0.3374% | 13.98% | 96.36% | 25.96% | 60.16% | 17.24% | 100% | 64.05% | 99.39% | 60.28% | 100% | 74.42% | 100% | 71.8% | City Large | 4362.9046 | West North Central
67219 | 0.38142 | Wichita | 0 | KS | 2012 | 729 | 798049.4973 | 71952.81 | 102738240 | 530 | 68930.0939 | 477 | 31845.2943 | 338 | 27394.8651 | 3605.71 | 5101340 | 146 | 149839.0779 | 146 | 111686.0439 | 146 | 107979.9123 | 12709.2 | 18109600 | 53 | 579280.3256 | 53 | 488462.2606 | 53 | 480596.2085 | 55637.9 | 79527300 | 1094.7181 | 72.7% | 8.637% | 20.03% | 18.78% | 7.27% | 72.59% | 90% | 46.2% | 63.77% | 39.74% | 100% | 74.54% | 100% | 72.06% | 100% | 84.32% | 100% | 82.96% | City Large | 774.0398 | West North Central
67220 | 0.75993 | Wichita | Wichita, KS | KS | 2012 | 4078 | 1037740.1014 | 62040.99 | 86359900 | 3912 | 722688.324 | 3907 | 265506.8191 | 3562 | 201892.0606 | 34933.4 | 47898200 | 141 | 123042.2323 | 140 | 66293.6354 | 140 | 61083.1969 | 8918.99 | 12418800 | 25 | 192009.5451 | 25 | 161021.0921 | 25 | 157692.9565 | 18188.6 | 26042900 | 254.4728 | 95.93% | 69.64% | 3.458% | 11.86% | 0.613% | 18.5% | 99.87% | 36.74% | 91.05% | 27.94% | 99.29% | 53.88% | 99.29% | 49.64% | 100% | 83.86% | 100% | 82.13% | City Large | 1993.7802 | West North Central
67221 | 1 | Wichita | 0 | KS | 2012 | 556 | 309605.3881 | 22224.62 | 29404640 | 463 | 87681.4952 | 463 | 34261.2589 | 418 | 26522.4179 | 4088.32 | 5311830 | 65 | 72778.9934 | 65 | 43137.5829 | 65 | 39643.057 | 5195.8 | 6820510 | 28 | 149144.8995 | 28 | 111228.5059 | 28 | 107858.6939 | 12940.5 | 17272300 | 556.8442 | 83.27% | 28.32% | 11.69% | 23.51% | 5.036% | 48.17% | 100% | 39.07% | 90.28% | 30.25% | 100% | 59.27% | 100% | 54.47% | 100% | 74.58% | 100% | 72.32% | Suburb Large | 299.9741 | West North Central
67226 | 0.4454 | Wichita | 0 | KS | 2012 | 4205 | 1651463.0112 | 114928 | 161499400 | 3779 | 803298.6347 | 3774 | 298072.6982 | 3617 | 227583.3841 | 41491.6 | 57111000 | 351 | 319995.035 | 351 | 195933.1298 | 351 | 182683.2097 | 24552.1 | 34511800 | 75 | 528169.3415 | 75 | 429251.3961 | 75 | 418686.835 | 48884.3 | 69876600 | 392.7379 | 89.87% | 48.64% | 8.347% | 19.38% | 1.784% | 31.98% | 99.87% | 37.11% | 95.71% | 28.33% | 100% | 61.23% | 100% | 57.09% | 100% | 81.27% | 100% | 79.27% | Rural Distant | 644.462 | West North Central
67228 | 0.092197 | Wichita | 0 | KS | 2012 | 203 | 70713.7545 | 4741.87 | 6487240 | 180 | 55337.5109 | 180 | 23375.9455 | 178 | 18623.9919 | 3634.61 | 4957730 | 23 | 15376.2436 | 23 | 8203.0903 | 23 | 7144.9983 | 1107.26 | 1529510 | 0 | 0 | 0 | 0 | 0 | 0 | 0 | 0 | 348.3436 | 88.67% | 78.26% | 11.33% | 21.74% | 0% | 0% | 100% | 42.24% | 98.89% | 33.66% | 100% | 53.35% | 100% | 46.47% | #DIV/0! | #DIV/0! | #DIV/0! | #DIV/0! | Rural Fringe | 75.8775 | West North Central
67230 | 0.1793 | Wichita | Wichita, KS | KS | 2012 | 535 | 177621.3204 | 10806.73 | 14774680 | 495 | 155070.9798 | 495 | 63279.2706 | 490 | 49798.396 | 9478.37 | 12945300 | 40 | 22550.3406 | 40 | 9506.6775 | 40 | 7726.2993 | 1328.36 | 1829380 | 0 | 0 | 0 | 0 | 0 | 0 | 0 | 0 | 332.0025 | 92.52% | 87.3% | 7.477% | 12.7% | 0% | 0% | 100% | 40.81% | 98.99% | 32.11% | 100% | 42.16% | 100% | 34.26% | #DIV/0! | #DIV/0! | #DIV/0! | #DIV/0! | Rural Fringe | 946.9406 | West North Central
67232 | 0.11932 | Wichita | 0 | KS | 2012 | 10 | 3783.8112 | 275.2669 | 335823 | 9 | 1924.4541 | 9 | 753.9118 | 9 | 506.9757 | 92.6859 | 118236 | 1 | 1859.3571 | 1 | 1154.423 | 1 | 1126.6887 | 182.581 | 217587 | 0 | 0 | 0 | 0 | 0 | 0 | 0 | 0 | 378.3811 | 90% | 50.86% | 10% | 49.14% | 0% | 0% | 100% | 39.18% | 100% | 26.34% | 100% | 62.09% | 100% | 60.6% | #DIV/0! | #DIV/0! | #DIV/0! | #DIV/0! | City Large | 226.7931 | West North Central
67260 | 1 | Wichita | Wichita, KS | KS | 2012 | 6 | 4035.8342 | 235.7368 | 335839.6 | 3 | 525.4245 | 3 | 265.7026 | 2 | 208.9402 | 28.4388 | 38291.6 | 3 | 3510.4097 | 3 | 2016.2877 | 2 | 1799.6933 | 207.298 | 297548 | 0 | 0 | 0 | 0 | 0 | 0 | 0 | 0 | 672.639 | 50% | 13.02% | 50% | 86.98% | 0% | 0% | 100% | 50.57% | 66.67% | 39.77% | 100% | 57.44% | 66.67% | 51.27% | #DIV/0! | #DIV/0! | #DIV/0! | #DIV/0! | City Large | 2537.3123 | West North Central
68005 | 0.92134 | Omaha | 0 | NE | 2013 | 8824 | 1796881.8883 | 93546.8 | 112313900 | 8445 | 1192618.9091 | 8107 | 339660.8695 | 5646 | 248373.2101 | 41918.9 | 49587900 | 333 | 288389.7414 | 333 | 181935.7035 | 331 | 170994.5478 | 22322.9 | 26890900 | 46 | 315873.2378 | 46 | 252801.7407 | 46 | 245846.1361 | 29305 | 35835100 | 203.6358 | 95.7% | 66.37% | 3.774% | 16.05% | 0.5213% | 17.58% | 96% | 28.48% | 66.86% | 20.83% | 100% | 63.09% | 99.4% | 59.29% | 100% | 80.03% | 100% | 77.83% | Suburb Large | 1122.3217 | West North Central
68007 | 0.31567 | Omaha | 0 | NE | 2013 | 2379 | 454697.682 | 28201.827 | 36282064 | 2346 | 425539.9976 | 2342 | 173448.3417 | 2276 | 141475.9802 | 25763.1 | 33158800 | 32 | 23003.8691 | 32 | 12140.1451 | 32 | 10749.6071 | 1890.28 | 2379860 | 1 | 6153.8153 | 1 | 4981.2934 | 1 | 4786.1082 | 548.447 | 743404 | 191.1298 | 98.61% | 93.59% | 1.345% | 5.059% | 0.04203% | 1.353% | 99.83% | 40.76% | 97.02% | 33.25% | 100% | 52.77% | 100% | 46.73% | 100% | 80.95% | 100% | 77.77% | Rural Fringe | 278.3599 | West North Central
68010 | 1 | Omaha | 0 | NE | 2013 | 35 | 40047.1119 | 3389.7707 | 4343614.3 | 30 | 9636.2804 | 30 | 3271.9389 | 28 | 2451.9827 | 497.973 | 647044 | 2 | 966.7853 | 2 | 413.8629 | 2 | 379.1572 | 63.1777 | 77560.3 | 3 | 29444.0461 | 3 | 19893.0797 | 3 | 19319.8326 | 2828.62 | 3619010 | 1144.2032 | 85.71% | 24.06% | 5.714% | 2.414% | 8.571% | 73.52% | 100% | 33.95% | 93.33% | 25.45% | 100% | 42.81% | 100% | 39.22% | 100% | 67.56% | 100% | 65.62% | City Large | 880.9944 | West North Central
68022 | 0.66086 | Omaha | 0 | NE | 2013 | 6757 | 1941604.4292 | 130416.6 | 169002800 | 6403 | 1381286.5227 | 6361 | 572360.8069 | 5909 | 455289.4839 | 83405.1 | 106768000 | 309 | 259968.0968 | 309 | 147062.4397 | 308 | 134077.3802 | 19589.9 | 25443500 | 45 | 300349.8097 | 45 | 236947.0053 | 45 | 229109.8953 | 27421.6 | 36791300 | 287.3471 | 94.76% | 71.14% | 4.573% | 13.39% | 0.666% | 15.47% | 99.34% | 41.44% | 92.28% | 32.96% | 100% | 56.57% | 99.68% | 51.57% | 100% | 78.89% | 100% | 76.28% | Suburb Large | 485.3739 | West North Central
68028 | 0.3896 | Omaha | 0 | NE | 2013 | 4279 | 1004829.754 | 67383.17 | 78924120 | 4102 | 790010.7651 | 4070 | 333071.6762 | 3686 | 273574.8262 | 49058.7 | 56988600 | 166 | 139963.0371 | 166 | 89641.1271 | 165 | 84782.7971 | 11855.9 | 13992600 | 11 | 74855.9519 | 11 | 56278.4891 | 11 | 54030.1475 | 6468.57 | 7942920 | 234.8282 | 95.86% | 78.62% | 3.879% | 13.93% | 0.2571% | 7.45% | 99.22% | 42.16% | 89.86% | 34.63% | 100% | 64.05% | 99.4% | 60.58% | 100% | 75.18% | 100% | 72.18% | Town Fringe | 153.7294 | West North Central
68046 | 0.80975 | Omaha | 0 | NE | 2013 | 8910 | 2262631.4361 | 150719.4 | 178660600 | 8524 | 1520710.2766 | 8469 | 585526.3315 | 7706 | 465780.8015 | 83839.1 | 97422100 | 319 | 275246.578 | 319 | 177237.5095 | 319 | 167511.8768 | 22629.7 | 27019100 | 67 | 466674.5815 | 67 | 386110.0631 | 67 | 377890.5088 | 44250.6 | 54219400 | 253.9429 | 95.67% | 67.21% | 3.58% | 12.16% | 0.752% | 20.63% | 99.35% | 38.5% | 90.4% | 30.63% | 100% | 64.39% | 100% | 60.86% | 100% | 82.74% | 100% | 80.98% | Rural Fringe | 840.4967 | West North Central
68048 | 0.020018 | Omaha | 0 | NE | 2007 | 41 | 7852.8414 | 363.738 | 441172 | 39 | 6227.5136 | 37 | 1914.4776 | 28 | 1399.7256 | 229.017 | 273562 | 2 | 1625.3278 | 2 | 1119.6429 | 2 | 1093.0009 | 134.721 | 167610 | 0 | 0 | 0 | 0 | 0 | 0 | 0 | 0 | 191.5327 | 95.12% | 79.3% | 4.878% | 20.7% | 0% | 0% | 94.87% | 30.74% | 71.79% | 22.48% | 100% | 68.89% | 100% | 67.25% | #DIV/0! | #DIV/0! | #DIV/0! | #DIV/0! | Town Fringe | 104.476 | West North Central
68059 | 0.24179 | Omaha | 0 | NE | 2013 | 502 | 111167.7107 | 7399.66 | 8546400 | 474 | 89883.1235 | 472 | 38368.2087 | 429 | 32458.6293 | 5666.88 | 6534070 | 28 | 21284.5872 | 28 | 12296.2843 | 28 | 11339.8206 | 1732.78 | 2012330 | 0 | 0 | 0 | 0 | 0 | 0 | 0 | 0 | 221.4496 | 94.42% | 80.85% | 5.578% | 19.15% | 0% | 0% | 99.58% | 42.69% | 90.51% | 36.11% | 100% | 57.77% | 100% | 53.28% | #DIV/0! | #DIV/0! | #DIV/0! | #DIV/0! | Rural Fringe | 59.8564 | West North Central
68069 | 0.0018236 | Omaha | 0 | NE | 2013 | 26 | 6386.9151 | 286.38 | 336017 | 26 | 6386.9151 | 26 | 2126.5203 | 24 | 1552.6283 | 286.38 | 336017 | 0 | 0 | 0 | 0 | 0 | 0 | 0 | 0 | 0 | 0 | 0 | 0 | 0 | 0 | 0 | 0 | 245.6506 | 100% | 100% | 0% | 0% | 0% | 0% | 100% | 33.29% | 92.31% | 24.31% | #DIV/0! | #DIV/0! | #DIV/0! | #DIV/0! | #DIV/0! | #DIV/0! | #DIV/0! | #DIV/0! | Rural Fringe | 103.4237 | West North Central
68102 | 1 | Omaha | 0 | NE | 2007 | 536 | 942623.901 | 73261.36 | 90966840 | 210 | 45303.8074 | 210 | 23772.6416 | 192 | 21403.3657 | 2492.66 | 3060340 | 208 | 226529.1747 | 208 | 145062.8809 | 206 | 136699.2165 | 16473.7 | 20351300 | 118 | 670790.9188 | 118 | 426955.869 | 118 | 407031.4693 | 54295 | 67555200 | 1758.6267 | 39.18% | 4.806% | 38.81% | 24.03% | 22.01% | 71.16% | 100% | 52.47% | 91.43% | 47.24% | 100% | 64.04% | 99.04% | 60.35% | 100% | 63.65% | 100% | 60.68% | City Large | 2827.8486 | West North Central
68104 | 1 | Omaha | 0 | NE | 2013 | 13648 | 1869195.8926 | 85011.2 | 111368400 | 13427 | 1513020.327 | 12867 | 440849.9096 | 8854 | 311821.2521 | 55342.5 | 71926400 | 183 | 162941.6503 | 183 | 101582.9709 | 183 | 94754.6141 | 12546.9 | 16565200 | 38 | 193233.9153 | 38 | 144598.3164 | 38 | 139587.8077 | 17121.8 | 22876800 | 136.9575 | 98.38% | 80.94% | 1.341% | 8.717% | 0.2784% | 10.34% | 95.83% | 29.14% | 65.94% | 20.61% | 100% | 62.34% | 100% | 58.15% | 100% | 74.83% | 100% | 72.24% | City Large | 4877.6935 | West North Central
68105 | 1 | Omaha | 0 | NE | 2013 | 7154 | 1214007.6345 | 67185.7 | 82003700 | 6912 | 772293.4958 | 6778 | 260723.7876 | 5201 | 189369.8542 | 32889 | 39634400 | 208 | 186884.051 | 208 | 120827.3458 | 208 | 114480.5049 | 14561.8 | 17882300 | 34 | 254830.0876 | 34 | 171931.2179 | 34 | 164579.7493 | 19734.9 | 24487000 | 169.6963 | 96.62% | 63.62% | 2.907% | 15.39% | 0.4753% | 20.99% | 98.06% | 33.76% | 75.25% | 24.52% | 100% | 64.65% | 100% | 61.26% | 100% | 67.47% | 100% | 64.58% | City Large | 6199.6935 | West North Central
68106 | 1 | Omaha | 0 | NE | 2013 | 8184 | 1487406.6329 | 86171.2 | 105338300 | 7866 | 917946.6559 | 7632 | 300019.6708 | 5790 | 219135.4867 | 38332.3 | 46050400 | 259 | 240813.4089 | 259 | 159112.613 | 258 | 151042.1241 | 19193.5 | 23622800 | 59 | 328646.5681 | 59 | 250416.0169 | 59 | 242113.7495 | 28645.4 | 35665100 | 181.7457 | 96.11% | 61.71% | 3.165% | 16.19% | 0.7209% | 22.1% | 97.03% | 32.68% | 73.61% | 23.87% | 100% | 66.07% | 99.61% | 62.72% | 100% | 76.2% | 100% | 73.67% | City Large | 3968.2315 | West North Central
68107 | 1 | Omaha | 0 | NE | 2013 | 10054 | 1837892.4296 | 112289.8 | 135130300 | 9729 | 1054606.7041 | 9453 | 349782.6428 | 7163 | 253953.3649 | 44905.4 | 52763400 | 253 | 238664.3555 | 253 | 158247.6282 | 252 | 150141.6999 | 19016.4 | 23042100 | 72 | 544621.37 | 72 | 428697.8113 | 72 | 413726.2704 | 48368 | 59324800 | 182.8021 | 96.77% | 57.38% | 2.516% | 12.99% | 0.7161% | 29.63% | 97.16% | 33.17% | 73.63% | 24.08% | 100% | 66.31% | 99.6% | 62.91% | 100% | 78.71% | 100% | 75.97% | City Large | 4218.0325 | West North Central
68108 | 1 | Omaha | 0 | NE | 2013 | 4984 | 878869.9064 | 52411.3 | 64707900 | 4754 | 489281.2727 | 4661 | 175224.1683 | 3560 | 129494.3918 | 20252.1 | 24828700 | 189 | 187493.1352 | 189 | 121845.5128 | 189 | 115940.5487 | 14624.6 | 18039500 | 41 | 202095.4985 | 41 | 149596.4332 | 41 | 145040.8256 | 17534.6 | 21839700 | 176.3383 | 95.39% | 55.67% | 3.792% | 21.33% | 0.8226% | 22.99% | 98.04% | 35.81% | 74.88% | 26.47% | 100% | 64.99% | 100% | 61.84% | 100% | 74.02% | 100% | 71.77% | City Large | 4615.9068 | West North Central
68110 | 1 | Omaha | 0 | NE | 2013 | 3546 | 1199180.2471 | 95688.6 | 118701400 | 3286 | 349777.7316 | 3187 | 123338.8177 | 2370 | 90198.4325 | 15900.9 | 19065500 | 182 | 186805.2246 | 182 | 134345.1981 | 182 | 128910.0392 | 16071.1 | 19858700 | 78 | 662597.2909 | 78 | 560370.9337 | 78 | 552204.164 | 63716.6 | 79777200 | 338.1783 | 92.67% | 29.17% | 5.133% | 15.58% | 2.2% | 55.25% | 96.99% | 35.26% | 72.12% | 25.79% | 100% | 71.92% | 100% | 69.01% | 100% | 84.57% | 100% | 83.34% | City Large | 944.1389 | West North Central
68111 | 1 | Omaha | 0 | NE | 2013 | 9764 | 1204682.9225 | 59703.9 | 72399800 | 9602 | 924611.3966 | 9106 | 276310.5083 | 5939 | 193779.2107 | 35071.2 | 41893000 | 129 | 127037.3365 | 129 | 88475.8602 | 129 | 84499.8996 | 10701.8 | 13154700 | 33 | 153034.1893 | 33 | 119565.377 | 33 | 116175.0867 | 13930.9 | 17352100 | 123.3801 | 98.34% | 76.75% | 1.321% | 10.55% | 0.338% | 12.7% | 94.83% | 29.88% | 61.85% | 20.96% | 100% | 69.65% | 100% | 66.52% | 100% | 78.13% | 100% | 75.91% | City Large | 4317.8119 | West North Central
68112 | 0.25844 | Omaha | 0 | NE | 2013 | 4474 | 738393.0478 | 37248.16 | 45814160 | 4366 | 496220.446 | 4204 | 142219.141 | 2831 | 94695.341 | 16605.6 | 20047000 | 84 | 88888.323 | 84 | 60409.5021 | 83 | 57399.3735 | 7019.26 | 8725660 | 24 | 153284.2787 | 24 | 121859.3981 | 24 | 118775.0809 | 13623.3 | 17041500 | 165.0409 | 97.59% | 67.2% | 1.878% | 12.04% | 0.5364% | 20.76% | 96.29% | 28.66% | 64.84% | 19.08% | 100% | 67.96% | 98.81% | 64.57% | 100% | 79.5% | 100% | 77.49% | City Large | 796.0273 | West North Central
68113 | 1 | Omaha | 0 | NE | 2013 | 321 | 366800.7893 | 28943.98 | 35373250 | 257 | 52422.0945 | 254 | 22722.4275 | 202 | 17715.677 | 2881.6 | 3413220 | 38 | 43428.5195 | 38 | 29047.5096 | 38 | 27525.4559 | 3355.58 | 4098830 | 26 | 270950.1753 | 26 | 195792.6717 | 26 | 190395.1559 | 22706.8 | 27861200 | 1142.6816 | 80.06% | 14.29% | 11.84% | 11.84% | 8.1% | 73.87% | 98.83% | 43.35% | 78.6% | 33.79% | 100% | 66.89% | 100% | 63.38% | 100% | 72.26% | 100% | 70.27% | Suburb Large | 289.1763 | West North Central
68114 | 1 | Omaha | 0 | NE | 2013 | 5184 | 2126185.97 | 138390.9 | 183124100 | 4578 | 877653.6722 | 4474 | 269424.6162 | 3525 | 198362.6794 | 34148.4 | 44417800 | 506 | 456906.217 | 506 | 259914.1844 | 505 | 238683.1612 | 32901.5 | 43232300 | 100 | 791626.0808 | 100 | 614539.3019 | 100 | 595161.9235 | 71341 | 95474000 | 410.1439 | 88.31% | 41.28% | 9.761% | 21.49% | 1.929% | 37.23% | 97.73% | 30.7% | 77% | 22.6% | 100% | 56.89% | 99.8% | 52.24% | 100% | 77.63% | 100% | 75.18% | City Large | 2838.699 | West North Central
68116 | 1 | Omaha | 0 | NE | 2013 | 9208 | 2103984.7157 | 142002.1 | 182766900 | 8977 | 1732911.3 | 8976 | 739994.6747 | 8897 | 596848.446 | 109574 | 140054000 | 197 | 170421.6793 | 197 | 98658.0433 | 197 | 91458.6253 | 13746.9 | 17711500 | 34 | 200651.7365 | 34 | 160178.3803 | 34 | 155485.9182 | 18681.2 | 25001400 | 228.4953 | 97.49% | 82.36% | 2.139% | 8.1% | 0.3692% | 9.537% | 99.99% | 42.7% | 99.11% | 34.44% | 100% | 57.89% | 100% | 53.67% | 100% | 79.83% | 100% | 77.49% | City Large | 2750.4954 | West North Central
68117 | 1 | Omaha | 0 | NE | 2013 | 4013 | 1047631.9133 | 75912.5 | 91731000 | 3740 | 448477.9358 | 3636 | 151534.331 | 2747 | 116054.4525 | 19323.8 | 22446200 | 208 | 210664.8963 | 208 | 156851.469 | 208 | 151414.7034 | 18603.7 | 22555600 | 65 | 388489.0812 | 65 | 336803.9221 | 65 | 331661.5633 | 37985 | 46729200 | 261.0595 | 93.2% | 42.81% | 5.183% | 20.11% | 1.62% | 37.08% | 97.22% | 33.79% | 73.45% | 25.88% | 100% | 74.46% | 100% | 71.87% | 100% | 86.7% | 100% | 85.37% | City Large | 1718.807 | West North Central
68118 | 1 | Omaha | 0 | NE | 2013 | 3208 | 907046.8414 | 57475.46 | 74850800 | 3041 | 678902.1094 | 3038 | 268375.2488 | 2988 | 209728.1203 | 39005 | 50360100 | 144 | 109001.3514 | 144 | 60462.4636 | 144 | 54707.0577 | 8191.76 | 10642600 | 23 | 119143.3807 | 23 | 91507.6908 | 23 | 88101.6034 | 10278.7 | 13848100 | 282.7453 | 94.79% | 74.85% | 4.489% | 12.02% | 0.717% | 13.14% | 99.9% | 39.53% | 98.26% | 30.89% | 100% | 55.47% | 100% | 50.19% | 100% | 76.8% | 100% | 73.95% | City Large | 2649.0944 | West North Central
68122 | 0.33638 | Omaha | 0 | NE | 2013 | 3794 | 798720.83 | 54666.86 | 71653400 | 3654 | 508255.6332 | 3634 | 199734.7206 | 3397 | 160798.4739 | 28836.1 | 36944800 | 110 | 103485.0042 | 110 | 70355.3497 | 110 | 66159.4675 | 8531.86 | 11300900 | 30 | 186980.1926 | 30 | 155853.6852 | 30 | 152398.2182 | 17298.9 | 23407700 | 210.5221 | 96.31% | 63.63% | 2.899% | 12.96% | 0.7907% | 23.41% | 99.45% | 39.3% | 92.97% | 31.64% | 100% | 67.99% | 100% | 63.93% | 100% | 83.35% | 100% | 81.51% | City Large | 494.4629 | West North Central
68123 | 0.54282 | Omaha | 0 | NE | 2013 | 8386 | 1899921.5747 | 115105.1 | 135989800 | 8097 | 1451646.1443 | 8055 | 550955.7441 | 7437 | 436084.3283 | 77505.2 | 90693800 | 254 | 220542.8636 | 254 | 131157.3964 | 254 | 120177.1364 | 17021.2 | 20242900 | 35 | 227732.5667 | 35 | 173788.9953 | 35 | 168091.0484 | 20578.7 | 25053100 | 226.5587 | 96.55% | 76.41% | 3.029% | 11.61% | 0.4174% | 11.99% | 99.48% | 37.95% | 91.85% | 30.04% | 100% | 59.47% | 100% | 54.49% | 100% | 76.31% | 100% | 73.81% | Rural Fringe | 943.9956 | West North Central
68124 | 1 | Omaha | 0 | NE | 2013 | 5604 | 1527170.8833 | 70873.2 | 86627800 | 5310 | 1025078.4421 | 5189 | 262578.043 | 3815 | 184060.3463 | 31427.8 | 37753100 | 253 | 213637.9838 | 253 | 113415.8288 | 246 | 101588.8774 | 13814.7 | 16884000 | 41 | 288454.4573 | 41 | 227356.8337 | 41 | 219544.0583 | 25630.7 | 31990700 | 272.5144 | 94.75% | 67.12% | 4.515% | 13.99% | 0.7316% | 18.89% | 97.72% | 25.62% | 71.85% | 17.96% | 100% | 53.09% | 97.23% | 47.55% | 100% | 78.82% | 100% | 76.11% | City Large | 2625.498 | West North Central
68127 | 1 | Omaha | 0 | NE | 2013 | 6504 | 2486768.4531 | 178983.1 | 217197600 | 5684 | 951729.3438 | 5611 | 318700.5957 | 4659 | 245504.728 | 41046.1 | 48428400 | 667 | 640639.9651 | 667 | 448458.9451 | 667 | 427122.7278 | 53108 | 64451200 | 153 | 894399.1442 | 153 | 756332.613 | 153 | 741281.2723 | 84829 | 104318000 | 382.3445 | 87.39% | 38.27% | 10.26% | 25.76% | 2.352% | 35.97% | 98.72% | 33.49% | 81.97% | 25.8% | 100% | 70% | 100% | 66.67% | 100% | 84.56% | 100% | 82.88% | City Large | 3242.0602 | West North Central
68128 | 1 | Omaha | 0 | NE | 2013 | 5669 | 1604169.4258 | 113951.8 | 136079600 | 5323 | 862147.7366 | 5260 | 329404.2234 | 4553 | 260609.9134 | 46055.8 | 53412900 | 275 | 264522.2514 | 275 | 164194.7216 | 275 | 152469.0285 | 20989.1 | 25068800 | 71 | 477499.4378 | 71 | 413672.9095 | 71 | 407207.8992 | 46906.9 | 57597900 | 282.9722 | 93.9% | 53.74% | 4.851% | 16.49% | 1.252% | 29.77% | 98.82% | 38.21% | 85.53% | 30.23% | 100% | 62.07% | 100% | 57.64% | 100% | 86.63% | 100% | 85.28% | Suburb Large | 2697.5458 | West North Central
68130 | 1 | Omaha | 0 | NE | 2013 | 6689 | 1887073.987 | 115317.9 | 149777100 | 6361 | 1427838.7824 | 6350 | 542062.9821 | 6097 | 425138.2667 | 78543.7 | 100959000 | 300 | 268605.3102 | 300 | 149618.1398 | 299 | 135467.6096 | 19550 | 25669300 | 28 | 190629.8943 | 28 | 150894.1393 | 28 | 145846.7747 | 17224.2 | 23148800 | 282.116 | 95.1% | 75.66% | 4.485% | 14.23% | 0.4186% | 10.1% | 99.83% | 37.96% | 95.85% | 29.77% | 100% | 55.7% | 99.67% | 50.43% | 100% | 79.16% | 100% | 76.51% | Suburb Large | 2441.447 | West North Central
68131 | 1 | Omaha | 0 | NE | 2013 | 3034 | 703107.9678 | 39544.6 | 48764800 | 2838 | 343110.4064 | 2786 | 123138.9727 | 2100 | 90004.0687 | 12490.2 | 15090400 | 163 | 151937.8586 | 163 | 95124.7794 | 163 | 88918.5298 | 10479.8 | 12930100 | 33 | 208059.7028 | 33 | 145982.4878 | 33 | 140408.3929 | 16574.6 | 20744300 | 231.7429 | 93.54% | 48.8% | 5.372% | 21.61% | 1.088% | 29.59% | 98.17% | 35.89% | 74% | 26.23% | 100% | 62.61% | 100% | 58.52% | 100% | 70.16% | 100% | 67.48% | City Large | 6896.3499 | West North Central
68132 | 1 | Omaha | 0 | NE | 2013 | 4622 | 814756.247 | 39527.89 | 48006930 | 4474 | 619507.2883 | 4365 | 193825.7339 | 3301 | 138242.7664 | 24210.8 | 29148900 | 127 | 107580.1632 | 127 | 64476.9668 | 126 | 60089.0311 | 7827.73 | 9609240 | 21 | 87668.7955 | 21 | 63691.0765 | 21 | 60958.3252 | 7489.36 | 9248790 | 176.2779 | 96.8% | 76.04% | 2.748% | 13.2% | 0.4543% | 10.76% | 97.56% | 31.29% | 73.78% | 22.31% | 100% | 59.93% | 99.21% | 55.86% | 100% | 72.65% | 100% | 69.53% | City Large | 5340.0596 | West North Central
68133 | 0.78029 | Omaha | 0 | NE | 2013 | 3350 | 760917.2217 | 48276.45 | 56363250 | 3289 | 688868.184 | 3280 | 284776.4334 | 3186 | 230267.7358 | 42214.8 | 49181700 | 57 | 48290.2168 | 57 | 27609.8154 | 57 | 25285.3961 | 3950.61 | 4630630 | 4 | 23758.8208 | 4 | 15807.6975 | 4 | 15121.2875 | 2111.04 | 2550920 | 227.1395 | 98.18% | 90.53% | 1.701% | 6.346% | 0.1194% | 3.122% | 99.73% | 41.34% | 96.87% | 33.43% | 100% | 57.17% | 100% | 52.36% | 100% | 66.53% | 100% | 63.64% | Rural Fringe | 865.8552 | West North Central
68134 | 1 | Omaha | 0 | NE | 2013 | 9631 | 2144544.7209 | 120857.3 | 158974200 | 9004 | 1392182.8503 | 8782 | 449431.0824 | 7046 | 339210.7931 | 57063.3 | 74261900 | 584 | 510752.1415 | 584 | 335445.2163 | 584 | 317013.481 | 41172.4 | 54206500 | 43 | 241609.7291 | 43 | 200985.854 | 43 | 196106.445 | 22621.6 | 30505800 | 222.671 | 93.49% | 64.92% | 6.064% | 23.82% | 0.4465% | 11.27% | 97.53% | 32.28% | 78.25% | 24.37% | 100% | 65.68% | 100% | 62.07% | 100% | 83.19% | 100% | 81.17% | City Large | 3456.9737 | West North Central
68135 | 1 | Omaha | 0 | NE | 2013 | 9099 | 1955604.6484 | 119792.3 | 153352380 | 8975 | 1753879.5298 | 8968 | 694547.6194 | 8833 | 555572.5362 | 101914 | 129868000 | 108 | 92892.174 | 108 | 53222.6762 | 108 | 49007.7516 | 7631.7 | 9682980 | 16 | 108832.9447 | 16 | 90098.043 | 16 | 88120.435 | 10246.6 | 13801400 | 214.9252 | 98.64% | 89.68% | 1.187% | 4.75% | 0.1758% | 5.565% | 99.92% | 39.6% | 98.42% | 31.68% | 100% | 57.3% | 100% | 52.76% | 100% | 82.79% | 100% | 80.97% | City Large | 3150.4313 | West North Central
68136 | 1 | Omaha | 0 | NE | 2013 | 5304 | 1171545.3668 | 74921.88 | 87453080 | 5186 | 1063721.187 | 5182 | 439965.6143 | 5109 | 357305.2118 | 65540.8 | 76429900 | 113 | 87488.7177 | 113 | 53467.6751 | 113 | 50121.6798 | 7524.72 | 8752430 | 5 | 20335.462 | 5 | 16235.241 | 5 | 15718.8114 | 1856.36 | 2270750 | 220.8796 | 97.78% | 90.8% | 2.13% | 7.468% | 0.09427% | 1.736% | 99.92% | 41.36% | 98.52% | 33.59% | 100% | 61.11% | 100% | 57.29% | 100% | 79.84% | 100% | 77.3% | Town Fringe | 1417.3239 | West North Central
68137 | 1 | Omaha | 0 | NE | 2013 | 9040 | 2972982.9035 | 209457.6 | 254149600 | 8351 | 1322978.0377 | 8283 | 442471.4552 | 7045 | 330134.0782 | 56853.9 | 67286900 | 549 | 526141.279 | 549 | 367756.2259 | 549 | 349376.8069 | 43936.7 | 53181700 | 140 | 1123863.5868 | 140 | 962307.0072 | 140 | 944373.7085 | 108667 | 133681000 | 328.8698 | 92.38% | 44.5% | 6.073% | 17.7% | 1.549% | 37.8% | 99.19% | 33.45% | 84.36% | 24.95% | 100% | 69.9% | 100% | 66.4% | 100% | 85.62% | 100% | 84.03% | City Large | 3170.627 | West North Central
68138 | 1 | Omaha | 0 | NE | 2013 | 4422 | 1365759.1806 | 105359.8 | 127553700 | 4072 | 563357.2218 | 4054 | 209591.0797 | 3685 | 164586.206 | 28735.8 | 33925100 | 255 | 264284.1337 | 255 | 192709.3347 | 255 | 185909.8109 | 23782.2 | 28423800 | 95 | 538117.8251 | 95 | 474187.5745 | 95 | 468580.4218 | 52841.8 | 65204800 | 308.8555 | 92.09% | 41.25% | 5.767% | 19.35% | 2.148% | 39.4% | 99.56% | 37.2% | 90.5% | 29.22% | 100% | 72.92% | 100% | 70.34% | 100% | 88.12% | 100% | 87.08% | Rural Fringe | 1127.3988 | West North Central
68142 | 0.26707 | Omaha | 0 | NE | 2013 | 1077 | 229136.9669 | 14281.536 | 18753470 | 1060 | 182908.7815 | 1048 | 72341.4895 | 916 | 55650.2578 | 10066.4 | 13069400 | 14 | 10847.2465 | 14 | 5055.3332 | 14 | 4352.5319 | 701.466 | 921390 | 3 | 35380.9389 | 3 | 31288.1418 | 3 | 30894.295 | 3513.67 | 4762680 | 212.7548 | 98.42% | 79.83% | 1.3% | 4.734% | 0.2786% | 15.44% | 98.87% | 39.55% | 86.42% | 30.43% | 100% | 46.6% | 100% | 40.13% | 100% | 88.43% | 100% | 87.32% | Rural Fringe | 340.3014 | West North Central
68144 | 1 | Omaha | 0 | NE | 2013 | 8210 | 2119029.1881 | 119979.4 | 158473000 | 7715 | 1309272.0453 | 7611 | 388390.8514 | 6192 | 285290.8017 | 49720.8 | 64466700 | 424 | 385250.9802 | 424 | 262196.5239 | 420 | 248457.5906 | 31472.3 | 41621100 | 71 | 424506.1626 | 71 | 344007.7995 | 71 | 333963.3415 | 38786.3 | 52385200 | 258.1034 | 93.97% | 61.79% | 5.164% | 18.18% | 0.8648% | 20.03% | 98.65% | 29.66% | 80.26% | 21.79% | 100% | 68.06% | 99.06% | 64.49% | 100% | 81.04% | 100% | 78.67% | City Large | 3062.2936 | West North Central
68147 | 1 | Omaha | 0 | NE | 2013 | 4418 | 693966.0286 | 35271.82 | 41562500 | 4355 | 591910.2919 | 4240 | 197856.4299 | 3325 | 150471.8951 | 26068.3 | 30431600 | 54 | 50767.6667 | 54 | 35671.9034 | 54 | 34131.8323 | 4338.76 | 5219350 | 9 | 51288.07 | 9 | 42058.283 | 9 | 40674.6292 | 4864.76 | 5911550 | 157.077 | 98.57% | 85.29% | 1.222% | 7.316% | 0.2037% | 7.391% | 97.36% | 33.43% | 76.35% | 25.42% | 100% | 70.27% | 100% | 67.23% | 100% | 82% | 100% | 79.31% | City Large | 2042.4989 | West North Central
68152 | 0.35678 | Omaha | 0 | NE | 2013 | 1711 | 428026.3321 | 22495.17 | 29579150 | 1639 | 288474.5638 | 1610 | 85194.7654 | 1266 | 63302.4767 | 10936.4 | 14200400 | 59 | 48107.9413 | 59 | 27703.934 | 58 | 25358.0183 | 3628.46 | 4701850 | 13 | 91443.827 | 13 | 68023.848 | 13 | 65393.8382 | 7930.31 | 10676900 | 250.1615 | 95.79% | 67.4% | 3.448% | 11.24% | 0.7598% | 21.36% | 98.23% | 29.53% | 77.24% | 21.94% | 100% | 57.59% | 98.31% | 52.71% | 100% | 74.39% | 100% | 71.51% | City Large | 447.2373 | West North Central
68154 | 1 | Omaha | 0 | NE | 2013 | 6985 | 2234972.4444 | 135710.9 | 178767300 | 6341 | 1285261.2905 | 6313 | 438255.4198 | 5769 | 328025.0648 | 59812.5 | 77933900 | 564 | 491901.0521 | 564 | 272348.0436 | 564 | 245806.0297 | 35663.9 | 46584200 | 80 | 457810.1018 | 80 | 355788.983 | 80 | 344096.1229 | 40234.5 | 54249200 | 319.9674 | 90.78% | 57.51% | 8.074% | 22.01% | 1.145% | 20.48% | 99.56% | 34.1% | 90.98% | 25.52% | 100% | 55.37% | 100% | 49.97% | 100% | 77.72% | 100% | 75.16% | City Large | 2906.9157 | West North Central
68157 | 1 | Omaha | 0 | NE | 2013 | 2024 | 341744.804 | 17436.51 | 20521735 | 2006 | 307496.2787 | 1996 | 107183.3277 | 1771 | 81619.8876 | 14431.7 | 16884700 | 14 | 9812.3896 | 14 | 5779.1267 | 14 | 5369.2807 | 814.07 | 939115 | 4 | 24436.1357 | 4 | 19595.9818 | 4 | 19014.2266 | 2190.74 | 2697920 | 168.8462 | 99.11% | 89.98% | 0.6917% | 2.871% | 0.1976% | 7.15% | 99.5% | 34.86% | 88.29% | 26.54% | 100% | 58.9% | 100% | 54.72% | 100% | 80.19% | 100% | 77.81% | City Large | 2185.8048 | West North Central
68164 | 1 | Omaha | 0 | NE | 2013 | 8996 | 1964460.766 | 121549.1 | 158362800 | 8658 | 1409348.04 | 8643 | 533848.5434 | 7980 | 410560.7547 | 74132.5 | 95679300 | 286 | 282382.0901 | 286 | 162533.9827 | 286 | 150333.9201 | 21861.6 | 28336400 | 52 | 272730.6359 | 52 | 219972.6433 | 52 | 214837.1306 | 25555 | 34347100 | 218.3705 | 96.24% | 71.74% | 3.179% | 14.37% | 0.578% | 13.88% | 99.83% | 37.88% | 92.17% | 29.13% | 100% | 57.56% | 100% | 53.24% | 100% | 80.66% | 100% | 78.77% | City Large | 2919.3314 | West North Central
68178 | 1 | Omaha | 0 | NE | 2013 | 8 | 18502.9086 | 1231.743 | 1536208.24 | 1 | 111.9906 | 1 | 66 | 1 | 62 | 6.944 | 8728.24 | 4 | 2861.8671 | 4 | 1841.6868 | 4 | 1677.495 | 202.439 | 254210 | 3 | 15529.0509 | 3 | 9775.0646 | 3 | 8914.7558 | 1022.36 | 1273270 | 2312.8636 | 12.5% | 0.6053% | 50% | 15.47% | 37.5% | 83.93% | 100% | 58.93% | 100% | 55.36% | 100% | 64.35% | 100% | 58.62% | 100% | 62.95% | 100% | 57.41% | City Large | 3902.5122 | West North Central
68179 | 1 | Omaha | 0 | NE | 2013 | 2 | 9010.9236 | 461.468 | 580176 | 0 | 0 | 0 | 0 | 0 | 0 | 0 | 0 | 0 | 0 | 0 | 0 | 0 | 0 | 0 | 0 | 2 | 9010.9236 | 2 | 3877 | 2 | 3642 | 461.468 | 580176 | 4505.4618 | 0% | 0% | 0% | 0% | 100% | 100% | #DIV/0! | #DIV/0! | #DIV/0! | #DIV/0! | #DIV/0! | #DIV/0! | #DIV/0! | #DIV/0! | 100% | 43.03% | 100% | 40.42% | City Large | 4578.8365 | West North Central
68182 | 1 | Omaha | 0 | NE | 2013 | 28 | 65059.5478 | 5334.201 | 6615628 | 6 | 2078.6853 | 6 | 830.5968 | 6 | 668.8909 | 115.609 | 141578 | 17 | 14119.2283 | 17 | 7195.3706 | 17 | 6435.0118 | 934.922 | 1137660 | 5 | 48861.6342 | 5 | 36691.208 | 5 | 35614.6282 | 4283.67 | 5336390 | 2323.5553 | 21.43% | 3.195% | 60.71% | 21.7% | 17.86% | 75.1% | 100% | 39.96% | 100% | 32.18% | 100% | 50.96% | 100% | 45.58% | 100% | 75.09% | 100% | 72.89% | City Large | 3231.9837 | West North Central
68336 | 0.019299 | Lincoln | 0 | NE | 2008 | 8 | 6216.2417 | 573.934 | 739815.7 | 7 | 632.9623 | 7 | 238.0887 | 4 | 159.4648 | 22.773 | 28087.7 | 0 | 0 | 0 | 0 | 0 | 0 | 0 | 0 | 1 | 5583.2793 | 1 | 4959.0235 | 1 | 4896.4765 | 551.161 | 711728 | 777.0302 | 87.5% | 10.18% | 0% | 0% | 12.5% | 89.82% | 100% | 37.61% | 57.14% | 25.19% | #DIV/0! | #DIV/0! | #DIV/0! | #DIV/0! | 100% | 88.82% | 100% | 87.7% | Rural Distant | 56.172 | West North Central
68339 | 0.12641 | Lincoln | 0 | NE | 2008 | 252 | 46055.1098 | 2158.837 | 2688462 | 246 | 42904.3718 | 244 | 16344.1026 | 205 | 11954.9867 | 1994.54 | 2484220 | 6 | 3150.738 | 6 | 1280.6066 | 6 | 977.1083 | 164.297 | 204242 | 0 | 0 | 0 | 0 | 0 | 0 | 0 | 0 | 182.7584 | 97.62% | 93.16% | 2.381% | 6.841% | 0% | 0% | 99.19% | 38.09% | 83.33% | 27.86% | 100% | 40.64% | 100% | 31.01% | #DIV/0! | #DIV/0! | #DIV/0! | #DIV/0! | Town Distant | 27.4831 | West North Central
68402 | 0.026739 | Lincoln | 0 | NE | 2008 | 4 | 1153.4021 | 76.618 | 89471 | 3 | 589.733 | 3 | 307.4674 | 3 | 251.5854 | 41.9375 | 50292.4 | 1 | 563.6691 | 1 | 254.3929 | 1 | 202.8158 | 34.6805 | 39178.6 | 0 | 0 | 0 | 0 | 0 | 0 | 0 | 0 | 288.3505 | 75% | 51.13% | 25% | 48.87% | 0% | 0% | 100% | 52.14% | 100% | 42.66% | 100% | 45.13% | 100% | 35.98% | #DIV/0! | #DIV/0! | #DIV/0! | #DIV/0! | Rural Distant | 25.5718 | West North Central
68502 | 1 | Lincoln | 0 | NE | 2008 | 10180 | 1666199.4603 | 63584.5 | 80916200 | 9881 | 1180417.1076 | 9374 | 271946.3207 | 4683 | 155051.4304 | 24963.1 | 31390100 | 253 | 226366.0235 | 253 | 150207.4955 | 253 | 141650.8656 | 17198.3 | 22029200 | 46 | 259416.3291 | 46 | 189868.3999 | 46 | 182409.4838 | 21423.1 | 27496900 | 163.6738 | 97.06% | 70.84% | 2.485% | 13.59% | 0.4519% | 15.57% | 94.87% | 23.04% | 47.39% | 13.14% | 100% | 66.36% | 100% | 62.58% | 100% | 73.19% | 100% | 70.32% | City Midsize | 4390.632 | West North Central
68503 | 1 | Lincoln | 0 | NE | 2008 | 4964 | 979493.0094 | 49523.4 | 63134100 | 4681 | 511168.7012 | 4437 | 127450.4774 | 2157 | 76277.5668 | 11916.1 | 14963600 | 248 | 230923.9087 | 248 | 144978.3009 | 248 | 135094.0471 | 16728.2 | 21299500 | 35 | 237400.3995 | 35 | 183223.4029 | 35 | 178002.6597 | 20879.1 | 26871000 | 197.3193 | 94.3% | 52.19% | 4.996% | 23.58% | 0.7051% | 24.24% | 94.79% | 24.93% | 46.08% | 14.92% | 100% | 62.78% | 100% | 58.5% | 100% | 77.18% | 100% | 74.98% | City Midsize | 4738.2301 | West North Central
68504 | 1 | Lincoln | 0 | NE | 2008 | 5045 | 1134197.3346 | 60319.6 | 77052200 | 4724 | 592274.0062 | 4493 | 157538.942 | 2274 | 100384.2523 | 14753.7 | 18634300 | 283 | 266326.0042 | 283 | 181946.4249 | 283 | 172447.7788 | 20785.6 | 26551000 | 38 | 275597.3242 | 38 | 219687.4738 | 38 | 214127.2679 | 24780.3 | 31866900 | 224.8161 | 93.64% | 52.22% | 5.61% | 23.48% | 0.7532% | 24.3% | 95.11% | 26.6% | 48.14% | 16.95% | 100% | 68.32% | 100% | 64.75% | 100% | 79.71% | 100% | 77.7% | City Midsize | 3641.2796 | West North Central
68505 | 0.9896 | Lincoln | 0 | NE | 2008 | 5786 | 1238823.4186 | 54064.1 | 68649700 | 5558 | 847819.4258 | 5356 | 226163.396 | 3389 | 150595.8367 | 22505.8 | 28312700 | 206 | 181774.7894 | 206 | 104306.1791 | 205 | 94011.9019 | 12308.1 | 15538700 | 22 | 209229.2034 | 22 | 172893.3555 | 22 | 168202.015 | 19250.2 | 24798300 | 214.1071 | 96.06% | 68.44% | 3.56% | 14.67% | 0.3802% | 16.89% | 96.37% | 26.68% | 60.98% | 17.76% | 100% | 57.38% | 99.51% | 51.72% | 100% | 82.63% | 100% | 80.39% | City Midsize | 3304.8137 | West North Central
68506 | 1 | Lincoln | 0 | NE | 2008 | 10049 | 2157981.761 | 78927.9 | 99484300 | 9654 | 1562453.7571 | 9243 | 383419.2937 | 5678 | 231757.3184 | 38009.4 | 47537200 | 349 | 306701.2432 | 349 | 153250.6049 | 349 | 133177.7003 | 18360.5 | 23134400 | 46 | 288826.7608 | 46 | 198867.1872 | 46 | 187473.4734 | 22558 | 28812700 | 214.7459 | 96.07% | 72.4% | 3.473% | 14.21% | 0.4578% | 13.38% | 95.74% | 24.54% | 58.81% | 14.83% | 100% | 49.97% | 100% | 43.42% | 100% | 68.85% | 100% | 64.91% | City Midsize | 3667.7591 | West North Central
68507 | 0.84898 | Lincoln | 0 | NE | 2008 | 6522 | 1537845.0875 | 88395.5 | 113050800 | 6164 | 797370.5747 | 5864 | 214258.3974 | 3327 | 132712.5743 | 21331.5 | 26677900 | 285 | 274423.9807 | 285 | 199483.8413 | 285 | 192137.0453 | 22649.6 | 29039500 | 73 | 466050.5321 | 73 | 396927.3664 | 73 | 390522.5683 | 44414.4 | 57333400 | 235.7935 | 94.51% | 51.85% | 4.37% | 17.84% | 1.119% | 30.31% | 95.13% | 26.87% | 53.97% | 16.64% | 100% | 72.69% | 100% | 70.01% | 100% | 85.17% | 100% | 83.79% | City Midsize | 1086.3069 | West North Central
68508 | 1 | Lincoln | 0 | NE | 2008 | 2124 | 1198661.8446 | 83213.19 | 106127100 | 1693 | 218741.9372 | 1663 | 80250.8272 | 961 | 58218.2922 | 8126.89 | 10140100 | 317 | 315832.2835 | 317 | 209241.846 | 317 | 196853.6247 | 23680.1 | 30235300 | 114 | 664087.6239 | 114 | 455026.2971 | 114 | 435488.6144 | 51406.2 | 65751700 | 564.3417 | 79.71% | 18.25% | 14.92% | 26.35% | 5.367% | 55.4% | 98.23% | 36.69% | 56.76% | 26.62% | 100% | 66.25% | 100% | 62.33% | 100% | 68.52% | 100% | 65.58% | City Midsize | 4901.7705 | West North Central
68510 | 1 | Lincoln | 0 | NE | 2008 | 7917 | 1563438.661 | 63558.8 | 80824100 | 7661 | 1106640.1478 | 7250 | 277642.0148 | 4179 | 179969.2015 | 27083.5 | 34111300 | 215 | 200250.0819 | 215 | 122680.7606 | 213 | 113623.0671 | 14276.2 | 18212800 | 41 | 256548.4312 | 41 | 197299.1804 | 41 | 191077.8973 | 22199.1 | 28500000 | 197.4787 | 96.77% | 70.78% | 2.716% | 12.81% | 0.5179% | 16.41% | 94.64% | 25.09% | 54.55% | 16.26% | 100% | 61.26% | 99.07% | 56.74% | 100% | 76.91% | 100% | 74.48% | City Midsize | 3987.0131 | West North Central
68512 | 0.84801 | Lincoln | 0 | NE | 2008 | 3724 | 1159185.7699 | 68916.5 | 86986200 | 3414 | 663772.5587 | 3406 | 230324.5909 | 2967 | 159388.1581 | 27417.1 | 33920900 | 272 | 232419.6362 | 272 | 135679.8028 | 270 | 122457.3399 | 16115.8 | 20340300 | 38 | 262993.575 | 38 | 226579.5124 | 38 | 222444.4781 | 25383.6 | 32725000 | 311.2744 | 91.68% | 57.26% | 7.304% | 20.05% | 1.02% | 22.69% | 99.77% | 34.7% | 86.91% | 24.01% | 100% | 58.38% | 99.26% | 52.69% | 100% | 86.15% | 100% | 84.58% | City Midsize | 1120.8788 | West North Central
68514 | 0.024541 | Lincoln | 0 | NE | 2008 | 3 | 3121.8929 | 305.2706 | 394362.8 | 1 | 161.6065 | 1 | 104.425 | 1 | 104.425 | 11.695 | 15108.2 | 1 | 493.5825 | 1 | 400.1307 | 1 | 400.1307 | 44.8146 | 57893.6 | 1 | 2466.7039 | 1 | 2221.0783 | 1 | 2221.0783 | 248.761 | 321361 | 1040.631 | 33.33% | 5.177% | 33.33% | 15.81% | 33.33% | 79.01% | 100% | 64.62% | 100% | 64.62% | 100% | 81.07% | 100% | 81.07% | 100% | 90.04% | 100% | 90.04% | Rural Distant | 142.3793 | West North Central
68516 | 0.79273 | Lincoln | 0 | NE | 2008 | 12348 | 2968108.2311 | 140550 | 175690400 | 11795 | 2189053.3667 | 11739 | 717143.1554 | 10186 | 473038.9779 | 82813.5 | 102400000 | 490 | 402388.8586 | 490 | 196087.2071 | 488 | 168273.6353 | 25125.9 | 31380300 | 63 | 376666.0057 | 63 | 285595.1957 | 63 | 274022.666 | 32610.6 | 41910100 | 240.3716 | 95.52% | 73.75% | 3.968% | 13.56% | 0.5102% | 12.69% | 99.53% | 32.76% | 86.36% | 21.61% | 100% | 48.73% | 99.59% | 41.82% | 100% | 75.82% | 100% | 72.75% | City Midsize | 1934.7026 | West North Central
68520 | 0.27842 | Lincoln | 0 | NE | 2008 | 379 | 119860.9173 | 5194.618 | 6483440 | 320 | 73434.2213 | 316 | 21596.7767 | 252 | 14251.1562 | 2498.22 | 3095470 | 56 | 34451.73 | 56 | 13338.5435 | 56 | 10167.8518 | 1710.82 | 2124140 | 3 | 11974.9661 | 3 | 8708.6267 | 3 | 8339.6333 | 985.578 | 1263830 | 316.2557 | 84.43% | 61.27% | 14.78% | 28.74% | 0.7916% | 9.991% | 98.75% | 29.41% | 78.75% | 19.41% | 100% | 38.72% | 100% | 29.51% | 100% | 72.72% | 100% | 69.64% | Rural Distant | 141.3844 | West North Central
68521 | 0.93339 | Lincoln | 0 | NE | 2008 | 10590 | 2767628.1858 | 162497.2 | 205855800 | 9946 | 1533867.4545 | 9841 | 511599.072 | 7886 | 343463.6421 | 55737 | 69274000 | 555 | 520167.9845 | 555 | 300265.7919 | 554 | 272425.9825 | 36590.6 | 46152300 | 89 | 713592.7468 | 89 | 627301.9367 | 89 | 617069.3 | 70169.6 | 90429500 | 261.3435 | 93.92% | 55.42% | 5.241% | 18.79% | 0.8404% | 25.78% | 98.94% | 33.35% | 79.29% | 22.39% | 100% | 57.72% | 99.82% | 52.37% | 100% | 87.91% | 100% | 86.47% | City Midsize | 1923.5836 | West North Central
68522 | 1 | Lincoln | 0 | NE | 2008 | 4328 | 863802.8607 | 41794.82 | 52526360 | 4200 | 626810.2386 | 4164 | 208442.375 | 3314 | 135164.2992 | 22335.7 | 27576500 | 107 | 101179.0568 | 107 | 63640.7945 | 106 | 58838.7762 | 7391.62 | 9409660 | 21 | 135813.5653 | 21 | 109995.7724 | 21 | 105880.69 | 12067.5 | 15540200 | 199.5848 | 97.04% | 72.56% | 2.472% | 11.71% | 0.4852% | 15.72% | 99.14% | 33.25% | 78.9% | 21.56% | 100% | 62.9% | 99.07% | 58.15% | 100% | 80.99% | 100% | 77.96% | City Midsize | 1077.9608 | West North Central
68523 | 0.8182 | Lincoln | 0 | NE | 2008 | 872 | 191085.64 | 9090.648 | 11322671 | 833 | 160068.5928 | 830 | 59317.9422 | 708 | 43261.2734 | 7212.02 | 8977520 | 38 | 28619.828 | 38 | 13229.9749 | 38 | 11196.2759 | 1643.5 | 2042810 | 1 | 2397.2191 | 1 | 1495.6352 | 1 | 1483.8488 | 235.128 | 302341 | 219.1349 | 95.53% | 83.77% | 4.358% | 14.98% | 0.1147% | 1.255% | 99.64% | 37.06% | 84.99% | 27.03% | 100% | 46.23% | 100% | 39.12% | 100% | 62.39% | 100% | 61.9% | City Midsize | 97.3935 | West North Central
68524 | 0.4699 | Lincoln | 0 | NE | 2008 | 1872 | 829943.2821 | 61692.5 | 79227800 | 1725 | 310281.7008 | 1721 | 119293.0497 | 1484 | 90825.5264 | 12426.6 | 15700500 | 110 | 124533.7193 | 110 | 97634.4976 | 110 | 94674.2113 | 10885.8 | 14002900 | 37 | 395127.8621 | 37 | 342908.0032 | 37 | 337492.575 | 38380.1 | 49524400 | 443.3458 | 92.15% | 37.39% | 5.876% | 15.01% | 1.976% | 47.61% | 99.77% | 38.45% | 86.03% | 29.27% | 100% | 78.4% | 100% | 76.02% | 100% | 86.78% | 100% | 85.41% | Rural Distant | 227.6344 | West North Central
68526 | 0.42693 | Lincoln | 0 | NE | 2008 | 1282 | 358168.7223 | 19569.99 | 24407020 | 1201 | 256439.6874 | 1199 | 93984.1938 | 1125 | 65682.6399 | 11802.6 | 14503100 | 76 | 51580.4061 | 76 | 23702.4597 | 76 | 19508.2154 | 2931.13 | 3667130 | 5 | 50148.6288 | 5 | 43007.3766 | 5 | 42377.2882 | 4836.26 | 6236790 | 279.3828 | 93.68% | 71.6% | 5.928% | 14.4% | 0.39% | 14% | 99.83% | 36.65% | 93.67% | 25.61% | 100% | 45.95% | 100% | 37.82% | 100% | 85.76% | 100% | 84.5% | Rural Distant | 356.8186 | West North Central
68527 | 0.010311 | Lincoln | 0 | NE | 2008 | 1 | 422.2967 | 33.0311 | 42129.8 | 1 | 422.2967 | 1 | 197.6172 | 1 | 182.4653 | 33.0311 | 42129.8 | 0 | 0 | 0 | 0 | 0 | 0 | 0 | 0 | 0 | 0 | 0 | 0 | 0 | 0 | 0 | 0 | 422.2967 | 100% | 100% | 0% | 0% | 0% | 0% | 100% | 46.8% | 100% | 43.21% | #DIV/0! | #DIV/0! | #DIV/0! | #DIV/0! | #DIV/0! | #DIV/0! | #DIV/0! | #DIV/0! | Rural Distant | 62.4094 | West North Central
68528 | 0.48303 | Lincoln | 0 | NE | 2008 | 2040 | 612579.662 | 36623.5 | 46487500 | 1811 | 300504.8719 | 1791 | 106195.8255 | 1409 | 74034.8262 | 11349.8 | 14220500 | 205 | 197047.3832 | 205 | 129903.8638 | 205 | 120847.5351 | 15070.3 | 19184900 | 24 | 115027.4068 | 24 | 90642.7279 | 24 | 87350.6788 | 10203.4 | 13082100 | 300.2841 | 88.77% | 49.06% | 10.05% | 32.17% | 1.176% | 18.78% | 98.9% | 35.34% | 77.8% | 24.64% | 100% | 65.93% | 100% | 61.33% | 100% | 78.8% | 100% | 75.94% | City Midsize | 454.0587 | West North Central
68531 | 0.031501 | Lincoln | 0 | NE | 2008 | 6 | 657.2954 | 16.2906 | 20385.8 | 6 | 657.2954 | 5 | 189.2153 | 3 | 106.0036 | 16.2906 | 20385.8 | 0 | 0 | 0 | 0 | 0 | 0 | 0 | 0 | 0 | 0 | 0 | 0 | 0 | 0 | 0 | 0 | 109.5492 | 100% | 100% | 0% | 0% | 0% | 0% | 83.33% | 28.79% | 50% | 16.13% | #DIV/0! | #DIV/0! | #DIV/0! | #DIV/0! | #DIV/0! | #DIV/0! | #DIV/0! | #DIV/0! | Rural Distant | 185.064 | West North Central
68532 | 0.27326 | Lincoln | 0 | NE | 2008 | 80 | 16350.0071 | 755.225 | 950729 | 77 | 14374.9897 | 77 | 5178.2224 | 68 | 3783.1385 | 644.11 | 808471 | 3 | 1975.0175 | 3 | 824.6508 | 3 | 704.231 | 111.115 | 142258 | 0 | 0 | 0 | 0 | 0 | 0 | 0 | 0 | 204.3751 | 96.25% | 87.92% | 3.75% | 12.08% | 0% | 0% | 100% | 36.02% | 88.31% | 26.32% | 100% | 41.75% | 100% | 35.66% | #DIV/0! | #DIV/0! | #DIV/0! | #DIV/0! | City Midsize | 24.9246 | West North Central
68588 | 1 | Lincoln | 0 | NE | 2008 | 1 | 2972.6429 | 289.325 | 373737 | 0 | 0 | 0 | 0 | 0 | 0 | 0 | 0 | 0 | 0 | 0 | 0 | 0 | 0 | 0 | 0 | 1 | 2972.6429 | 1 | 2631.991 | 1 | 2571.4271 | 289.325 | 373737 | 2972.6429 | 0% | 0% | 0% | 0% | 100% | 100% | #DIV/0! | #DIV/0! | #DIV/0! | #DIV/0! | #DIV/0! | #DIV/0! | #DIV/0! | #DIV/0! | 100% | 88.54% | 100% | 86.5% | City Midsize | 15573.7843 | West North Central
70001 | 1 | NewOrleans | 0 | LA | 2012 | 12904 | 3088010.4196 | 236842.2 | 301352100 | 12301 | 2232769.7677 | 12275 | 1112671.8839 | 11698 | 945977.734 | 159735 | 200162000 | 529 | 467258.6887 | 529 | 329469.7803 | 529 | 311722.8197 | 40370.6 | 52516800 | 74 | 387981.9631 | 74 | 318933.2002 | 74 | 311221.0762 | 36736.6 | 48673300 | 239.3064 | 95.33% | 72.3% | 4.1% | 15.13% | 0.5735% | 12.56% | 99.79% | 49.83% | 95.1% | 42.37% | 100% | 70.51% | 100% | 66.71% | 100% | 82.2% | 100% | 80.22% | Suburb Large | 5739.0227 | West South Central
70002 | 1 | NewOrleans | 0 | LA | 2012 | 5746 | 1950026.2825 | 169583.7 | 216710200 | 5235 | 1137577.9959 | 5234 | 628875.9021 | 5127 | 557899.5321 | 94625.4 | 117746000 | 445 | 414704.9791 | 445 | 308260.0384 | 445 | 296268.7645 | 37171.5 | 48701900 | 66 | 397743.3075 | 66 | 334094.3446 | 66 | 327417.235 | 37786.8 | 50262300 | 339.3711 | 91.11% | 58.34% | 7.745% | 21.27% | 1.149% | 20.4% | 99.98% | 55.28% | 97.94% | 49.04% | 100% | 74.33% | 100% | 71.44% | 100% | 84% | 100% | 82.32% | Suburb Large | 6047.7165 | West South Central
70003 | 1 | NewOrleans | 0 | LA | 2012 | 15579 | 3515960.7238 | 238669 | 303813800 | 15184 | 2901692.3205 | 15160 | 1387897.4295 | 14435 | 1105495.899 | 183412 | 231017000 | 334 | 305956.0735 | 334 | 220015.6565 | 334 | 208758.8507 | 26458.6 | 34597800 | 61 | 308312.3298 | 61 | 252684.1225 | 61 | 245369.4024 | 28798.4 | 38199000 | 225.6859 | 97.46% | 82.53% | 2.144% | 8.702% | 0.3916% | 8.769% | 99.84% | 47.83% | 95.07% | 38.1% | 100% | 71.91% | 100% | 68.23% | 100% | 81.96% | 100% | 79.58% | Suburb Large | 5836.2012 | West South Central
70005 | 0.9871 | NewOrleans | 0 | LA | 2008 | 9898 | 2075758.8554 | 152156.44 | 170721900 | 9629 | 1749724.434 | 9595 | 801444.7813 | 8994 | 679002.0102 | 125190 | 139698000 | 246 | 213929.9994 | 246 | 135098.1957 | 246 | 127007.0882 | 17332.7 | 19789700 | 23 | 112104.422 | 23 | 82572.3837 | 23 | 79209.6827 | 9633.74 | 11234200 | 209.715 | 97.28% | 84.29% | 2.485% | 10.31% | 0.2324% | 5.401% | 99.65% | 45.8% | 93.41% | 38.81% | 100% | 63.15% | 100% | 59.37% | 100% | 73.66% | 100% | 70.66% | Suburb Large | 5608.1615 | West South Central
70006 | 1 | NewOrleans | 0 | LA | 2012 | 5449 | 1464818.563 | 123638.2 | 155975300 | 5259 | 1151265.4501 | 5255 | 639575.9161 | 5174 | 563531.8445 | 95819 | 119246000 | 167 | 150745.7058 | 167 | 113654.7956 | 167 | 108874.5249 | 13419.6 | 17656200 | 23 | 162807.4072 | 23 | 126294.5455 | 23 | 121993.1503 | 14399.6 | 19073100 | 268.8234 | 96.51% | 78.59% | 3.065% | 10.29% | 0.4221% | 11.11% | 99.92% | 55.55% | 98.38% | 48.95% | 100% | 75.4% | 100% | 72.22% | 100% | 77.57% | 100% | 74.93% | Suburb Large | 5510.0408 | West South Central
70031 | 0.52608 | NewOrleans | 0 | LA | 2008 | 383 | 70214.5392 | 5176.406 | 6424330 | 378 | 67630.3415 | 376 | 36583.6573 | 356 | 30945.9364 | 4976.93 | 6174370 | 5 | 2584.1977 | 5 | 1379.6039 | 5 | 1237.57 | 199.476 | 249960 | 0 | 0 | 0 | 0 | 0 | 0 | 0 | 0 | 183.3278 | 98.69% | 96.32% | 1.305% | 3.68% | 0% | 0% | 99.47% | 54.09% | 94.18% | 45.76% | 100% | 53.39% | 100% | 47.89% | #DIV/0! | #DIV/0! | #DIV/0! | #DIV/0! | Town Fringe | 266.8067 | West South Central
70032 | 1 | NewOrleans | 0 | LA | 2012 | 1909 | 543203.0976 | 36986.39 | 42795390 | 1790 | 320186.5266 | 1790 | 151799.7789 | 1683 | 107654.865 | 17780.2 | 20237800 | 96 | 82208.0587 | 96 | 60047.0935 | 96 | 56058.9951 | 7230.89 | 8436290 | 23 | 140808.5123 | 23 | 103022.9462 | 23 | 96867.9076 | 11975.3 | 14121300 | 284.5485 | 93.77% | 58.94% | 5.029% | 15.13% | 1.205% | 25.92% | 100% | 47.41% | 94.02% | 33.62% | 100% | 73.04% | 100% | 68.19% | 100% | 73.17% | 100% | 68.79% | Suburb Large | 1545.5301 | West South Central
70037 | 0.26969 | NewOrleans | 0 | LA | 2012 | 5239 | 1672135.9809 | 118937 | 151131400 | 4629 | 984640.2687 | 4620 | 459998.2233 | 4264 | 368233.6455 | 60428.5 | 75739100 | 560 | 469638.0499 | 560 | 319367.4603 | 560 | 301318.3173 | 39119.6 | 50298700 | 50 | 217857.6623 | 50 | 162204.0532 | 50 | 156929.1261 | 19388.9 | 25093600 | 319.1708 | 88.36% | 58.89% | 10.69% | 28.09% | 0.9544% | 13.03% | 99.81% | 46.72% | 92.11% | 37.4% | 100% | 68% | 100% | 64.16% | 100% | 74.45% | 100% | 72.03% | Rural Fringe | 177.7349 | West South Central
70040 | 0.007316 | NewOrleans | 0 | LA | 2008 | 110 | 19410.3958 | 1061.126 | 1310774 | 104 | 16292.2838 | 104 | 6785.846 | 83 | 5159.1427 | 856.625 | 1054620 | 6 | 3118.112 | 6 | 1533.3263 | 6 | 1356.0515 | 204.501 | 256154 | 0 | 0 | 0 | 0 | 0 | 0 | 0 | 0 | 176.4581 | 94.55% | 83.94% | 5.455% | 16.06% | 0% | 0% | 100% | 41.65% | 79.81% | 31.67% | 100% | 49.17% | 100% | 43.49% | #DIV/0! | #DIV/0! | #DIV/0! | #DIV/0! | Rural Fringe | 3.8226 | West South Central
70043 | 0.82568 | NewOrleans | 0 | LA | 2012 | 7538 | 2048634.4991 | 140611.1 | 162554300 | 7086 | 1341952.2783 | 7080 | 640927.5709 | 6757 | 470482.2024 | 78263.8 | 89145200 | 380 | 340916.4024 | 380 | 245927.3838 | 380 | 229381.4069 | 28764.6 | 33736900 | 72 | 365765.8183 | 72 | 294382.4626 | 71 | 282939.305 | 33582.7 | 39672200 | 271.7743 | 94% | 65.5% | 5.041% | 16.64% | 0.9552% | 17.85% | 99.92% | 47.76% | 95.36% | 35.06% | 100% | 72.14% | 100% | 67.28% | 100% | 80.48% | 98.61% | 77.36% | Suburb Large | 1119.0037 | West South Central
70053 | 1 | NewOrleans | 0 | LA | 2012 | 6021 | 1470039.8904 | 110632.2 | 140652000 | 5607 | 894062.7405 | 5599 | 431019.8911 | 5309 | 358744.576 | 57670.5 | 72167600 | 374 | 337535.1873 | 374 | 243781.3648 | 374 | 232790.5428 | 29531.8 | 37963500 | 40 | 238441.9625 | 40 | 206119.7923 | 40 | 202067.8957 | 23429.9 | 30520900 | 244.1521 | 93.12% | 60.82% | 6.212% | 22.96% | 0.6643% | 16.22% | 99.86% | 48.21% | 94.69% | 40.13% | 100% | 72.22% | 100% | 68.97% | 100% | 86.44% | 100% | 84.75% | Suburb Large | 4204.1243 | West South Central
70056 | 1 | NewOrleans | 0 | LA | 2012 | 11197 | 2725513.0899 | 221147 | 274199400 | 10681 | 2078459.261 | 10674 | 1119531.9994 | 10493 | 960512.4987 | 160148 | 196236000 | 475 | 378305.5911 | 475 | 267654.4574 | 475 | 253353.6451 | 34326.8 | 43392000 | 41 | 268748.2378 | 41 | 230108.7273 | 41 | 225682.222 | 26672.2 | 34571400 | 243.4146 | 95.39% | 76.26% | 4.242% | 13.88% | 0.3662% | 9.86% | 99.93% | 53.86% | 98.24% | 46.21% | 100% | 70.75% | 100% | 66.97% | 100% | 85.62% | 100% | 83.98% | Suburb Large | 5722.7923 | West South Central
70058 | 0.80693 | NewOrleans | 0 | LA | 2012 | 13510 | 3714982.6921 | 294591.3 | 369379300 | 12657 | 2549269.9751 | 12655 | 1336814.3952 | 12372 | 1103308.3999 | 184702 | 227402000 | 748 | 658535.4824 | 748 | 499658.9508 | 748 | 478182.7248 | 59578.6 | 76684500 | 105 | 507177.2346 | 105 | 439377.3431 | 105 | 429127.6893 | 50310.7 | 65292800 | 274.9802 | 93.69% | 68.62% | 5.537% | 17.73% | 0.7772% | 13.65% | 99.98% | 52.44% | 97.75% | 43.28% | 100% | 75.87% | 100% | 72.61% | 100% | 86.63% | 100% | 84.61% | Suburb Large | 2592.385 | West South Central
70062 | 1 | NewOrleans | 0 | LA | 2008 | 6358 | 1826170.3261 | 159708.4 | 207380800 | 5809 | 891484.2422 | 5790 | 464663.3932 | 5374 | 404487.7294 | 70255.4 | 89018100 | 463 | 446194.9793 | 463 | 353602.9393 | 463 | 345236.2487 | 43494.7 | 57321800 | 86 | 488491.1046 | 86 | 412482.5104 | 86 | 404982.1685 | 45958.3 | 61040900 | 287.224 | 91.37% | 48.82% | 7.282% | 24.43% | 1.353% | 26.75% | 99.67% | 52.12% | 92.51% | 45.37% | 100% | 79.25% | 100% | 77.37% | 100% | 84.44% | 100% | 82.9% | Suburb Large | 2353.8916 | West South Central
70065 | 1 | NewOrleans | 0 | LA | 2012 | 15282 | 3602150.9626 | 290502.7 | 364857700 | 14681 | 2904057.1554 | 14673 | 1527012.8261 | 14359 | 1312507.8786 | 229422 | 285660000 | 566 | 420348.1041 | 566 | 256342.5571 | 566 | 230647.8572 | 34001.8 | 43353900 | 35 | 277745.7031 | 35 | 234212.5332 | 35 | 229645.1802 | 27078.9 | 35843800 | 235.712 | 96.07% | 80.62% | 3.704% | 11.67% | 0.229% | 7.711% | 99.95% | 52.58% | 97.81% | 45.2% | 100% | 60.98% | 100% | 54.87% | 100% | 84.33% | 100% | 82.68% | Suburb Large | 5958.1604 | West South Central
70070 | 0.026814 | NewOrleans | 0 | LA | 2008 | 14 | 1758.9812 | 130.411 | 168247 | 14 | 1758.9812 | 14 | 993.5817 | 13 | 851.5875 | 130.411 | 168247 | 0 | 0 | 0 | 0 | 0 | 0 | 0 | 0 | 0 | 0 | 0 | 0 | 0 | 0 | 0 | 0 | 125.6415 | 100% | 100% | 0% | 0% | 0% | 0% | 100% | 56.49% | 92.86% | 48.41% | #DIV/0! | #DIV/0! | #DIV/0! | #DIV/0! | #DIV/0! | #DIV/0! | #DIV/0! | #DIV/0! | Town Fringe | 120.1093 | West South Central
70072 | 0.17396 | NewOrleans | 0 | LA | 2012 | 14710 | 3330409.396 | 273793.4 | 338816300 | 14099 | 2502387.3978 | 14086 | 1352647.2642 | 13696 | 1151414.6066 | 196317 | 239545000 | 552 | 463492.2471 | 552 | 342305.9828 | 552 | 327546.2244 | 43096.5 | 54758100 | 59 | 364529.7511 | 59 | 285319.7288 | 59 | 279348.4532 | 34379.9 | 44513200 | 226.4044 | 95.85% | 75.14% | 3.753% | 13.92% | 0.4011% | 10.95% | 99.91% | 54.05% | 97.14% | 46.01% | 100% | 73.85% | 100% | 70.67% | 100% | 78.27% | 100% | 76.63% | Suburb Large | 891.8997 | West South Central
70075 | 0.080886 | NewOrleans | 0 | LA | 2012 | 150 | 65660.842 | 5279.23 | 6858920 | 123 | 19673.5549 | 123 | 10463.4472 | 99 | 8377.3601 | 1126.22 | 1446660 | 20 | 21936.8738 | 20 | 16738.1543 | 20 | 16232.2106 | 1892.83 | 2464960 | 7 | 24050.4134 | 7 | 20129.5997 | 7 | 19655.7467 | 2260.18 | 2947300 | 437.7389 | 82% | 29.96% | 13.33% | 33.41% | 4.667% | 36.63% | 100% | 53.19% | 80.49% | 42.58% | 100% | 76.3% | 100% | 74% | 100% | 83.7% | 100% | 81.73% | Suburb Large | 820.2135 | West South Central
70087 | 0.17263 | NewOrleans | 0 | LA | 2008 | 484 | 310133.946 | 29161.78 | 38380110 | 400 | 63957.8643 | 400 | 35038.3116 | 393 | 30074.137 | 4975.39 | 6197570 | 55 | 66210.8338 | 55 | 53506.6117 | 55 | 52682.4481 | 6189.49 | 8214640 | 29 | 179965.2479 | 29 | 157010.9935 | 29 | 155692.521 | 17996.9 | 23967900 | 640.7726 | 82.64% | 20.62% | 11.36% | 21.35% | 5.992% | 58.03% | 100% | 54.78% | 98.25% | 47.02% | 100% | 80.81% | 100% | 79.57% | 100% | 87.25% | 100% | 86.51% | Town Fringe | 417.9606 | West South Central
70094 | 0.55067 | NewOrleans | 0 | LA | 2008 | 11709 | 2382769.1817 | 153202.8 | 198190700 | 11260 | 1688047.9166 | 11230 | 715741.587 | 10330 | 565432.7533 | 91672.4 | 117359000 | 396 | 337250.435 | 396 | 226388.436 | 396 | 215809.9996 | 27837.1 | 36468800 | 53 | 357470.8301 | 53 | 269568.7965 | 53 | 263415.8664 | 33693.3 | 44362900 | 203.4989 | 96.17% | 70.84% | 3.382% | 14.15% | 0.4526% | 15% | 99.73% | 42.4% | 91.74% | 33.5% | 100% | 67.13% | 100% | 63.99% | 100% | 75.41% | 100% | 73.69% | Suburb Large | 663.4686 | West South Central
70112 | 1 | NewOrleans | New Orleans, LA | LA | 2012 | 628 | 589421.6276 | 37189 | 43835610 | 432 | 83840.5309 | 430 | 34786.1985 | 410 | 30521.4882 | 4447.55 | 5150960 | 126 | 128114.3342 | 126 | 73093.4912 | 126 | 67515.9834 | 7354.05 | 8639350 | 70 | 377466.7625 | 70 | 217148.6928 | 70 | 201212.5423 | 25387.4 | 30045300 | 938.5695 | 68.79% | 14.22% | 20.06% | 21.74% | 11.15% | 64.04% | 99.54% | 41.49% | 94.91% | 36.4% | 100% | 57.05% | 100% | 52.7% | 100% | 57.53% | 100% | 53.31% | City Large | 4778.0989 | West South Central
70113 | 1 | NewOrleans | New Orleans, LA | LA | 2008 | 2182 | 757187.455 | 56980.24 | 66550800 | 2031 | 304344.0807 | 2021 | 107832.8436 | 1801 | 90749.6285 | 18652.8 | 21484900 | 123 | 126899.6461 | 123 | 76932.6397 | 123 | 72131.8303 | 9951.74 | 11701000 | 28 | 325943.7281 | 28 | 230210.323 | 28 | 221794.5734 | 28375.7 | 33364900 | 347.0153 | 93.08% | 40.19% | 5.637% | 16.76% | 1.283% | 43.05% | 99.51% | 35.43% | 88.68% | 29.82% | 100% | 60.62% | 100% | 56.84% | 100% | 70.63% | 100% | 68.05% | City Large | 6502.5799 | West South Central
70114 | 0.99999 | NewOrleans | New Orleans, LA | LA | 2008 | 7168 | 1448973.5741 | 120885.1 | 151097100 | 6844 | 1012575.2738 | 6829 | 458121.7933 | 6435 | 389750.1862 | 75892.1 | 93537600 | 285 | 242270.794 | 285 | 172676.4382 | 285 | 166386.8686 | 23535.5 | 29792200 | 39 | 194127.5062 | 39 | 162284.9601 | 39 | 159677.4984 | 21457.5 | 27767300 | 202.1448 | 95.48% | 69.88% | 3.976% | 16.72% | 0.5441% | 13.4% | 99.78% | 45.24% | 94.02% | 38.49% | 100% | 71.27% | 100% | 68.68% | 100% | 83.6% | 100% | 82.25% | City Large | 3995.0908 | West South Central
70115 | 1 | NewOrleans | New Orleans, LA | LA | 2008 | 11170 | 2522739.3181 | 186202.3 | 231958700 | 10791 | 1819893.1966 | 10763 | 751992.7277 | 9799 | 617548.965 | 114849 | 140538000 | 317 | 259675.2259 | 317 | 166666.6252 | 317 | 155979.2004 | 29245.5 | 36780200 | 62 | 443170.8957 | 62 | 359354.8219 | 62 | 350891.3159 | 42107.8 | 54640500 | 225.8495 | 96.61% | 72.14% | 2.838% | 10.29% | 0.5551% | 17.57% | 99.74% | 41.32% | 90.81% | 33.93% | 100% | 64.18% | 100% | 60.07% | 100% | 81.09% | 100% | 79.18% | City Large | 7267.8104 | West South Central
70116 | 0.99999 | NewOrleans | New Orleans, LA | LA | 2008 | 4072 | 916057.1909 | 51916.37 | 59576900 | 3860 | 594145.1901 | 3849 | 214845.8463 | 3503 | 180413.8862 | 31174.5 | 35374600 | 177 | 161924.6613 | 177 | 74797.8862 | 177 | 68102.6586 | 9941.97 | 11525700 | 35 | 159987.3395 | 35 | 87966.827 | 35 | 81764.6558 | 10799.9 | 12676600 | 224.9649 | 94.79% | 64.86% | 4.347% | 17.68% | 0.8595% | 17.46% | 99.72% | 36.16% | 90.75% | 30.37% | 100% | 46.19% | 100% | 42.06% | 100% | 54.98% | 100% | 51.11% | City Large | 7966.8411 | West South Central
70117 | 0.84499 | NewOrleans | New Orleans, LA | LA | 2008 | 11911 | 2528553.7369 | 169078.4 | 191515700 | 11582 | 1887802.6944 | 11574 | 778344.4376 | 10788 | 642119.3548 | 112006 | 125142000 | 268 | 244402.0933 | 268 | 157677.1392 | 268 | 149066.147 | 20371.8 | 23407700 | 61 | 396348.9492 | 61 | 309520.2498 | 61 | 300266.8484 | 36700.6 | 42966000 | 212.2873 | 97.24% | 74.66% | 2.25% | 9.666% | 0.5121% | 15.67% | 99.93% | 41.23% | 93.14% | 34.01% | 100% | 64.52% | 100% | 60.99% | 100% | 78.09% | 100% | 75.76% | City Large | 3249.3541 | West South Central
70118 | 0.99999 | NewOrleans | New Orleans, LA | LA | 2008 | 10963 | 2393428.0212 | 120339.3 | 138950000 | 10580 | 1870857.8587 | 10563 | 604845.6312 | 9571 | 472542.1391 | 81918 | 93856700 | 334 | 308163.0407 | 334 | 172140.1012 | 334 | 158480.3998 | 21310.7 | 24876100 | 49 | 214407.1218 | 49 | 147542.7079 | 49 | 140402.4629 | 17110.6 | 20217200 | 218.3187 | 96.51% | 78.17% | 3.047% | 12.88% | 0.447% | 8.958% | 99.84% | 32.33% | 90.46% | 25.26% | 100% | 55.86% | 100% | 51.43% | 100% | 68.81% | 100% | 65.48% | City Large | 6265.3071 | West South Central
70119 | 1 | NewOrleans | New Orleans, LA | LA | 2008 | 12188 | 2504416.0365 | 185709.3 | 213771100 | 11750 | 1715982.59 | 11704 | 664897.4703 | 10495 | 565451.2201 | 112450 | 127735000 | 340 | 336249.2211 | 340 | 218936.0265 | 339 | 210097.5819 | 36846.9 | 42882800 | 98 | 452184.2254 | 98 | 335260.1279 | 98 | 325207.6937 | 36412.4 | 43153300 | 205.4821 | 96.41% | 68.52% | 2.79% | 13.43% | 0.8041% | 18.06% | 99.61% | 38.75% | 89.32% | 32.95% | 100% | 65.11% | 99.71% | 62.48% | 100% | 74.14% | 100% | 71.92% | City Large | 7466.4603 | West South Central
70121 | 1 | NewOrleans | 0 | LA | 2008 | 5131 | 1448540.4079 | 115017.2 | 149563000 | 4802 | 663003.2219 | 4778 | 288918.4254 | 4286 | 233711.3302 | 40382.2 | 51027000 | 251 | 252832.5382 | 251 | 177715.0225 | 251 | 169815.7599 | 22464.9 | 29432100 | 78 | 532704.6479 | 78 | 424863.5385 | 78 | 415276.8692 | 52170.1 | 69103900 | 282.3115 | 93.59% | 45.77% | 4.892% | 17.45% | 1.52% | 36.78% | 99.5% | 43.58% | 89.25% | 35.25% | 100% | 70.29% | 100% | 67.17% | 100% | 79.76% | 100% | 77.96% | Suburb Large | 2970.2106 | West South Central
70122 | 1 | NewOrleans | New Orleans, LA | LA | 2012 | 12498 | 2607820.5287 | 203281.7 | 229758000 | 12088 | 2009291.9019 | 12082 | 1020723.2178 | 11793 | 868149.5149 | 149177 | 166576000 | 355 | 307129.7208 | 355 | 207134.4862 | 354 | 195106.6033 | 26505.7 | 30630200 | 55 | 291398.906 | 55 | 238967.2129 | 55 | 233038.7612 | 27599 | 32551800 | 208.659 | 96.72% | 77.05% | 2.84% | 11.78% | 0.4401% | 11.17% | 99.95% | 50.8% | 97.56% | 43.21% | 100% | 67.44% | 99.72% | 63.53% | 100% | 82.01% | 100% | 79.97% | City Large | 3790.524 | West South Central
70123 | 1 | NewOrleans | 0 | LA | 2012 | 10369 | 3857143.4988 | 287728.8 | 377402700 | 9491 | 1862229.6476 | 9429 | 737512.5968 | 8446 | 590729.112 | 98925.8 | 126290000 | 690 | 644017.1754 | 690 | 452691.1944 | 690 | 422187.6984 | 51601 | 68183700 | 188 | 1350896.6758 | 188 | 1214533.4366 | 188 | 1196542.5318 | 137202 | 182929000 | 371.988 | 91.53% | 48.28% | 6.654% | 16.7% | 1.813% | 35.02% | 99.35% | 39.6% | 88.99% | 31.72% | 100% | 70.29% | 100% | 65.56% | 100% | 89.91% | 100% | 88.57% | Suburb Large | 2813.1118 | West South Central
70124 | 1 | NewOrleans | New Orleans, LA | LA | 2012 | 7868 | 1811867.5511 | 138241.5 | 154796200 | 7625 | 1483021.2334 | 7622 | 740278.0738 | 7408 | 630631.815 | 109506 | 121628000 | 209 | 168139.2138 | 209 | 106075.4459 | 209 | 98098.4017 | 13820 | 15850200 | 34 | 160707.1039 | 34 | 122043.6519 | 34 | 116513.6005 | 14915.5 | 17318000 | 230.2831 | 96.91% | 81.85% | 2.656% | 9.28% | 0.4321% | 8.87% | 99.96% | 49.92% | 97.15% | 42.52% | 100% | 63.09% | 100% | 58.34% | 100% | 75.94% | 100% | 72.5% | City Large | 2187.9931 | West South Central
70125 | 1 | NewOrleans | New Orleans, LA | LA | 2008 | 5365 | 1252656.0754 | 87778.8 | 101257200 | 5118 | 803136.4682 | 5114 | 325535.3897 | 4772 | 270450.1058 | 50435.7 | 57216000 | 190 | 175614.2711 | 190 | 115277.6381 | 190 | 110185.7471 | 14235.2 | 16689900 | 57 | 273905.3361 | 57 | 209339.4385 | 57 | 203309.4408 | 23107.9 | 27351300 | 233.4867 | 95.4% | 64.11% | 3.541% | 14.02% | 1.062% | 21.87% | 99.92% | 40.53% | 93.24% | 33.67% | 100% | 65.64% | 100% | 62.74% | 100% | 76.43% | 100% | 74.23% | City Large | 6835.3049 | West South Central
70126 | 0.97978 | NewOrleans | New Orleans, LA | LA | 2012 | 9349 | 2662053.0356 | 211434 | 242552800 | 8742 | 1613881.351 | 8734 | 836836.4731 | 8494 | 693531.496 | 115075 | 129759000 | 508 | 418989.5221 | 508 | 290124.9077 | 507 | 272321.2931 | 36083.1 | 41792300 | 99 | 629182.1625 | 99 | 518692.1601 | 99 | 506652.7536 | 60275.9 | 71001500 | 284.742 | 93.51% | 60.63% | 5.434% | 15.74% | 1.059% | 23.64% | 99.91% | 51.85% | 97.16% | 42.97% | 100% | 69.24% | 99.8% | 64.99% | 100% | 82.44% | 100% | 80.53% | City Large | 1919.7901 | West South Central
70127 | 1 | NewOrleans | New Orleans, LA | LA | 2012 | 6326 | 1656832.8888 | 126326.8 | 144804600 | 5963 | 1193834.7694 | 5960 | 604685.8677 | 5858 | 514800.5435 | 85811.1 | 97151500 | 328 | 285909.8133 | 328 | 192913.0138 | 328 | 181945.3303 | 23780.1 | 27781900 | 35 | 177088.3061 | 35 | 148127.5055 | 35 | 143991.6624 | 16735.6 | 19871200 | 261.9085 | 94.26% | 72.06% | 5.185% | 17.26% | 0.5533% | 10.69% | 99.95% | 50.65% | 98.24% | 43.12% | 100% | 67.47% | 100% | 63.64% | 100% | 83.65% | 100% | 81.31% | City Large | 2931.9417 | West South Central
70128 | 1 | NewOrleans | New Orleans, LA | LA | 2012 | 6487 | 1511452.8353 | 106968.6 | 122667400 | 6292 | 1252606.185 | 6290 | 556863.8692 | 6204 | 480775.1905 | 85191.4 | 97199900 | 175 | 141992.111 | 175 | 83682.0175 | 175 | 76661.2453 | 10946.5 | 12704600 | 20 | 116854.5392 | 20 | 90382.6697 | 20 | 87486.591 | 10830.7 | 12762900 | 232.9972 | 96.99% | 82.87% | 2.698% | 9.394% | 0.3083% | 7.731% | 99.97% | 44.46% | 98.6% | 38.38% | 100% | 58.93% | 100% | 53.99% | 100% | 77.35% | 100% | 74.87% | City Large | 2746.1677 | West South Central
70129 | 0.10904 | NewOrleans | New Orleans, LA | LA | 2012 | 1750 | 477077.5588 | 39240.62 | 44943280 | 1664 | 310097.1541 | 1663 | 162861.7101 | 1644 | 135276.6368 | 23097 | 25854000 | 66 | 70032.1043 | 66 | 56098.194 | 66 | 54196.0244 | 6540.21 | 7687080 | 20 | 96948.3005 | 20 | 85523.6199 | 20 | 83834.4997 | 9603.41 | 11402200 | 272.6157 | 95.09% | 65% | 3.771% | 14.68% | 1.143% | 20.32% | 99.94% | 52.52% | 98.8% | 43.62% | 100% | 80.1% | 100% | 77.39% | 100% | 88.22% | 100% | 86.47% | City Large | 102.4052 | West South Central
70130 | 1 | NewOrleans | New Orleans, LA | LA | 2012 | 2652 | 1676869.1529 | 117427.3 | 137105400 | 2152 | 417767.6032 | 2150 | 169416.5711 | 2063 | 140228.8493 | 20227 | 23161100 | 353 | 368111.0761 | 352 | 209261.8744 | 352 | 191427.3246 | 23645.6 | 27492000 | 147 | 890990.4736 | 147 | 554427.925 | 147 | 525993.4691 | 73554.7 | 86452300 | 632.3036 | 81.15% | 24.91% | 13.31% | 21.95% | 5.543% | 53.13% | 99.91% | 40.55% | 95.86% | 33.57% | 99.72% | 56.85% | 99.72% | 52% | 100% | 62.23% | 100% | 59.03% | City Large | 5370.6052 | West South Central
70131 | 0.59267 | NewOrleans | New Orleans, LA | LA | 2012 | 8144 | 1714432.573 | 120513.8 | 149092200 | 7891 | 1388042.3951 | 7871 | 662849.575 | 7440 | 536094.7451 | 91487.4 | 112019000 | 233 | 194257.1313 | 233 | 134934.1886 | 233 | 126073.2874 | 16575.2 | 21061500 | 20 | 132133.0466 | 20 | 104937.8375 | 20 | 101354.1571 | 12451.2 | 16011700 | 210.5148 | 96.89% | 80.96% | 2.861% | 11.33% | 0.2456% | 7.707% | 99.75% | 47.75% | 94.28% | 38.62% | 100% | 69.46% | 100% | 64.9% | 100% | 79.42% | 100% | 76.71% | City Large | 1997.4987 | West South Central
70139 | 1 | NewOrleans | New Orleans, LA | LA | 2012 | 3 | 7943.4007 | 459.788 | 547132 | 0 | 0 | 0 | 0 | 0 | 0 | 0 | 0 | 1 | 2218.9691 | 1 | 1585.4712 | 1 | 1553.4713 | 0 | 0 | 2 | 5724.4317 | 2 | 3319.3665 | 2 | 3104.6466 | 459.788 | 547132 | 2647.8002 | 0% | 0% | 33.33% | 27.93% | 66.67% | 72.07% | #DIV/0! | #DIV/0! | #DIV/0! | #DIV/0! | 100% | 71.45% | 100% | 70.01% | 100% | 57.99% | 100% | 54.24% | City Large | 1942.7431 | West South Central
70146 | 1 | NewOrleans | New Orleans, LA | LA | 2012 | 3 | 462.7481 | 27.0878 | 30754.9 | 3 | 462.7481 | 3 | 232.6304 | 3 | 187.5657 | 27.0878 | 30754.9 | 0 | 0 | 0 | 0 | 0 | 0 | 0 | 0 | 0 | 0 | 0 | 0 | 0 | 0 | 0 | 0 | 154.2494 | 100% | 100% | 0% | 0% | 0% | 0% | 100% | 50.27% | 100% | 40.53% | #DIV/0! | #DIV/0! | #DIV/0! | #DIV/0! | #DIV/0! | #DIV/0! | #DIV/0! | #DIV/0! | City Large | 1835.6676 | West South Central
70710 | 0.048567 | Baton Rouge | 0 | LA | 2012 | 519 | 101901.8035 | 5953.662 | 7388001 | 504 | 86919.9435 | 503 | 38620.5559 | 407 | 26341.4244 | 4659.48 | 5728370 | 14 | 12243.7961 | 14 | 8251.2253 | 14 | 7680.0694 | 1012.28 | 1295880 | 1 | 2738.0639 | 1 | 2421.5493 | 1 | 2400.9011 | 281.902 | 363751 | 196.3426 | 97.11% | 85.3% | 2.697% | 12.02% | 0.1927% | 2.687% | 99.8% | 44.43% | 80.75% | 30.31% | 100% | 67.39% | 100% | 62.73% | 100% | 88.44% | 100% | 87.69% | Town Fringe | 230.4289 | West South Central
70714 | 0.095802 | Baton Rouge | 0 | LA | 2006 | 740 | 182239.6598 | 11149.714 | 13854930 | 721 | 157423.3044 | 714 | 63754.7046 | 629 | 52842.641 | 9044.31 | 11165200 | 16 | 11937.0902 | 16 | 6339.6477 | 16 | 5880.8348 | 884.054 | 1119130 | 3 | 12879.2653 | 3 | 10547.2922 | 3 | 10170.1232 | 1221.35 | 1570600 | 246.2698 | 97.43% | 86.38% | 2.162% | 6.55% | 0.4054% | 7.067% | 99.03% | 40.5% | 87.24% | 33.57% | 100% | 53.11% | 100% | 49.27% | 100% | 81.89% | 100% | 78.97% | City Midsize | 627.0534 | West South Central
70719 | 0.11891 | Baton Rouge | 0 | LA | 2012 | 1155 | 275629.8533 | 14239.51 | 17940210 | 1103 | 216593.1673 | 1100 | 86234.9272 | 915 | 56879.3479 | 9687.71 | 12109300 | 47 | 33200.0059 | 47 | 18562.7816 | 47 | 15933.35 | 2354.8 | 2994280 | 5 | 25836.68 | 5 | 18916.728 | 5 | 17620.1487 | 2197 | 2836630 | 238.6406 | 95.5% | 78.58% | 4.069% | 12.05% | 0.4329% | 9.374% | 99.73% | 39.81% | 82.96% | 26.26% | 100% | 55.91% | 100% | 47.99% | 100% | 73.22% | 100% | 68.2% | Town Fringe | 143.1847 | West South Central
70739 | 0.031406 | Baton Rouge | 0 | LA | 2012 | 390 | 125125.4183 | 4865.58 | 6042680 | 328 | 90222.9448 | 318 | 25506.4781 | 269 | 18405.845 | 3266.82 | 4053010 | 62 | 34902.4735 | 62 | 11485.6759 | 62 | 8969.5902 | 1598.76 | 1989670 | 0 | 0 | 0 | 0 | 0 | 0 | 0 | 0 | 320.8344 | 84.1% | 72.11% | 15.9% | 27.89% | 0% | 0% | 96.95% | 28.27% | 82.01% | 20.4% | 100% | 32.91% | 100% | 25.7% | #DIV/0! | #DIV/0! | #DIV/0! | #DIV/0! | City Midsize | 278.9029 | West South Central
70767 | 0.20517 | Baton Rouge | 0 | LA | 2012 | 5075 | 1862909.8726 | 151321.8 | 192285500 | 4513 | 808485.0053 | 4492 | 376953.1548 | 4025 | 302700.4914 | 49834.8 | 61392900 | 479 | 421564.3619 | 479 | 294022.5352 | 477 | 281346.3042 | 36552.9 | 46667100 | 83 | 632860.5054 | 83 | 558270.0535 | 83 | 551869.8638 | 64934.1 | 84225500 | 367.0758 | 88.93% | 43.4% | 9.438% | 22.63% | 1.635% | 33.97% | 99.53% | 46.62% | 89.19% | 37.44% | 100% | 69.75% | 99.58% | 66.74% | 100% | 88.21% | 100% | 87.2% | Town Fringe | 104.6716 | West South Central
70801 | 1 | Baton Rouge | 0 | LA | 2012 | 59 | 125782.735 | 10251.088 | 13243588 | 11 | 2324.0568 | 11 | 1232.1878 | 9 | 1095.9709 | 189.758 | 245898 | 33 | 33735.1607 | 33 | 22404.2241 | 33 | 20934.8713 | 1735.97 | 2237890 | 15 | 89723.5175 | 15 | 67830.2749 | 15 | 65803.202 | 8325.36 | 10759800 | 2131.9108 | 18.64% | 1.848% | 55.93% | 26.82% | 25.42% | 71.33% | 100% | 53.02% | 81.82% | 47.16% | 100% | 66.41% | 100% | 62.06% | 100% | 75.6% | 100% | 73.34% | City Midsize | 1332.3257 | West South Central
70802 | 1 | Baton Rouge | 0 | LA | 2006 | 9986 | 2501047.6205 | 188491.4 | 237985400 | 9307 | 1249712.6822 | 9117 | 500267.6343 | 7599 | 402566.5822 | 69733 | 86019700 | 541 | 508229.8043 | 541 | 341688.8762 | 541 | 322968.9425 | 48856.9 | 61957400 | 138 | 743105.134 | 138 | 555215.771 | 138 | 537483.0869 | 69901.5 | 90008300 | 250.4554 | 93.2% | 49.97% | 5.418% | 20.32% | 1.382% | 29.71% | 97.96% | 40.03% | 81.65% | 32.21% | 100% | 67.23% | 100% | 63.55% | 100% | 74.72% | 100% | 72.33% | City Midsize | 3105.448 | West South Central
70803 | 1 | Baton Rouge | 0 | LA | 2012 | 1 | 427.8698 | 46.1818 | 54450.5 | 1 | 427.8698 | 1 | 285.816 | 1 | 273.5778 | 46.1818 | 54450.5 | 0 | 0 | 0 | 0 | 0 | 0 | 0 | 0 | 0 | 0 | 0 | 0 | 0 | 0 | 0 | 0 | 427.8698 | 100% | 100% | 0% | 0% | 0% | 0% | 100% | 66.8% | 100% | 63.94% | #DIV/0! | #DIV/0! | #DIV/0! | #DIV/0! | #DIV/0! | #DIV/0! | #DIV/0! | #DIV/0! | City Midsize | 3887.5167 | West South Central
70805 | 1 | Baton Rouge | 0 | LA | 2006 | 11437 | 2764090.0734 | 210300.1 | 266836000 | 10522 | 1438126.7514 | 10090 | 550832.5829 | 7820 | 443349.5481 | 78964.9 | 97932300 | 809 | 730807.7723 | 809 | 501021.3406 | 796 | 475897.8123 | 67659.4 | 86556600 | 106 | 595155.5497 | 106 | 474028.8484 | 106 | 460214.9403 | 63675.8 | 82347100 | 241.6796 | 92% | 52.03% | 7.074% | 26.44% | 0.9268% | 21.53% | 95.89% | 38.3% | 74.32% | 30.83% | 100% | 68.56% | 98.39% | 65.12% | 100% | 79.65% | 100% | 77.33% | City Midsize | 2623.1659 | West South Central
70806 | 1 | Baton Rouge | 0 | LA | 2006 | 9054 | 3087069.4002 | 241488.7 | 305768300 | 7971 | 1509353.8508 | 7714 | 562231.363 | 6302 | 458561.3597 | 85534.4 | 105989000 | 953 | 816043.7796 | 953 | 532935.3898 | 950 | 500446.5804 | 79802.9 | 101117000 | 130 | 761671.7698 | 130 | 604945.6087 | 130 | 585897.1659 | 76151.4 | 98662300 | 340.9619 | 88.04% | 48.89% | 10.53% | 26.43% | 1.436% | 24.67% | 96.78% | 37.25% | 79.06% | 30.38% | 100% | 65.31% | 99.69% | 61.33% | 100% | 79.42% | 100% | 76.92% | City Midsize | 3074.8863 | West South Central
70807 | 0.55675 | Baton Rouge | 0 | LA | 2006 | 6209 | 1645347.8387 | 134656.1 | 169324400 | 5764 | 894290.8136 | 5701 | 428892.3 | 4962 | 353180.9273 | 59606.6 | 73042300 | 375 | 335341.3831 | 375 | 223713.6929 | 369 | 209500.3549 | 32381.1 | 41234800 | 70 | 415715.6421 | 70 | 317994.0814 | 70 | 303496.0654 | 42668.4 | 55047300 | 264.994 | 92.83% | 54.35% | 6.04% | 20.38% | 1.127% | 25.27% | 98.91% | 47.96% | 86.09% | 39.49% | 100% | 66.71% | 98.4% | 62.47% | 100% | 76.49% | 100% | 73.01% | City Midsize | 570.0621 | West South Central
70808 | 1 | Baton Rouge | 0 | LA | 2012 | 10920 | 3641536.8481 | 203387.7 | 257474400 | 9615 | 2258302.4324 | 9472 | 748152.4547 | 7828 | 567893.4877 | 98514.2 | 123481000 | 1216 | 922827.9666 | 1216 | 477382.7635 | 1212 | 422564.2852 | 63153 | 79983700 | 89 | 460406.4491 | 89 | 353708.0714 | 89 | 341580.0687 | 41720.5 | 54009700 | 333.4741 | 88.05% | 62.02% | 11.14% | 25.34% | 0.815% | 12.64% | 98.51% | 33.13% | 81.41% | 25.15% | 100% | 51.73% | 99.67% | 45.79% | 100% | 76.83% | 100% | 74.19% | City Midsize | 2511.1382 | West South Central
70809 | 0.87717 | Baton Rouge | 0 | LA | 2012 | 7713 | 3512349.585 | 243773.2 | 310378400 | 6309 | 1617116.3946 | 6262 | 631609.7784 | 5713 | 491260.2433 | 84677.9 | 105259000 | 1249 | 1022189.3319 | 1249 | 617271.8166 | 1246 | 564651.154 | 77837 | 99089400 | 155 | 873043.8584 | 155 | 717507.776 | 155 | 697164.0493 | 81258.3 | 106030000 | 455.3805 | 81.8% | 46.04% | 16.19% | 29.1% | 2.01% | 24.86% | 99.26% | 39.06% | 90.55% | 30.38% | 100% | 60.39% | 99.76% | 55.24% | 100% | 82.18% | 100% | 79.85% | City Midsize | 1772.7993 | West South Central
70810 | 0.24524 | Baton Rouge | 0 | LA | 2012 | 7143 | 2355769.3927 | 137535.4 | 174901000 | 6598 | 1572877.0841 | 6557 | 551287.0937 | 5909 | 410465.4794 | 74490.7 | 93404400 | 488 | 365968.6909 | 488 | 190128.777 | 485 | 168423.1976 | 24758.9 | 31526400 | 57 | 416923.6176 | 57 | 339081.0334 | 57 | 328949.6937 | 38285.8 | 49970200 | 329.8011 | 92.37% | 66.77% | 6.832% | 15.53% | 0.798% | 17.7% | 99.38% | 35.05% | 89.56% | 26.1% | 100% | 51.95% | 99.39% | 46.02% | 100% | 81.33% | 100% | 78.9% | City Midsize | 1320.957 | West South Central
70811 | 0.96829 | Baton Rouge | 0 | LA | 2012 | 4905 | 1261772.0926 | 87184.7 | 108864600 | 4697 | 953965.9254 | 4630 | 400496.884 | 4065 | 336833.6516 | 58077.5 | 71367900 | 192 | 153002.9989 | 192 | 102004.2788 | 191 | 97010.4799 | 13354.7 | 16903100 | 16 | 154803.1683 | 16 | 139520.5777 | 16 | 137846.4916 | 15752.5 | 20593600 | 257.242 | 95.76% | 75.61% | 3.914% | 12.13% | 0.3262% | 12.27% | 98.57% | 41.98% | 86.54% | 35.31% | 100% | 66.67% | 99.48% | 63.4% | 100% | 90.13% | 100% | 89.05% | City Midsize | 1220.5098 | West South Central
70812 | 1 | Baton Rouge | 0 | LA | 2006 | 3863 | 703889.0657 | 48183.27 | 59563020 | 3773 | 561151.9916 | 3675 | 220710.3368 | 3054 | 178897.4021 | 38787.1 | 47457400 | 76 | 61086.9048 | 76 | 44645.3973 | 76 | 42494.528 | 4681.03 | 5977200 | 14 | 81650.1694 | 14 | 67476.3084 | 14 | 65554.6543 | 4715.14 | 6128420 | 182.2131 | 97.67% | 79.72% | 1.967% | 8.678% | 0.3624% | 11.6% | 97.4% | 39.33% | 80.94% | 31.88% | 100% | 73.09% | 100% | 69.56% | 100% | 82.64% | 100% | 80.29% | City Midsize | 2484.9333 | West South Central
70814 | 0.95572 | Baton Rouge | 0 | LA | 2012 | 5298 | 1758617.9436 | 134586.8 | 168061900 | 4928 | 1250860.9054 | 4902 | 581028.879 | 4630 | 507579.7449 | 87498.3 | 107111000 | 333 | 296454.9741 | 333 | 217889.0833 | 333 | 208629.5576 | 25829.7 | 33246500 | 37 | 211302.0641 | 37 | 186004.6028 | 37 | 183901.9191 | 21258.8 | 27704400 | 331.94 | 93.02% | 71.13% | 6.285% | 16.86% | 0.6984% | 12.02% | 99.47% | 46.45% | 93.95% | 40.58% | 100% | 73.5% | 100% | 70.37% | 100% | 88.03% | 100% | 87.03% | City Midsize | 1635.2106 | West South Central
70815 | 0.98067 | Baton Rouge | 0 | LA | 2012 | 9250 | 3622660.4103 | 254512.9 | 320388200 | 8277 | 2245992.7122 | 8200 | 901924.9217 | 7301 | 761993.6078 | 129148 | 159105000 | 860 | 726733.4055 | 860 | 500152.0919 | 857 | 474237.4072 | 62067.4 | 79021300 | 113 | 649934.2926 | 113 | 551274.0858 | 113 | 540218.6249 | 63297.5 | 82261900 | 391.639 | 89.48% | 62% | 9.297% | 20.06% | 1.222% | 17.94% | 99.07% | 40.16% | 88.21% | 33.93% | 100% | 68.82% | 99.65% | 65.26% | 100% | 84.82% | 100% | 83.12% | City Midsize | 2994.9253 | West South Central
70816 | 0.38852 | Baton Rouge | 0 | LA | 2012 | 6256 | 2390658.2683 | 182262.6 | 226485800 | 5283 | 1399402.9132 | 5270 | 647688.4208 | 5009 | 553192.3446 | 96276.2 | 117809000 | 925 | 765641.1879 | 925 | 471568.8885 | 924 | 438923.7328 | 64131.8 | 80374800 | 48 | 225614.1673 | 48 | 185642.4553 | 48 | 181524.5087 | 21854.6 | 28302000 | 382.1385 | 84.45% | 58.54% | 14.79% | 32.03% | 0.7673% | 9.437% | 99.75% | 46.28% | 94.81% | 39.53% | 100% | 61.59% | 99.89% | 57.33% | 100% | 82.28% | 100% | 80.46% | City Midsize | 2592.1431 | West South Central
70817 | 0.020313 | Baton Rouge | 0 | LA | 2012 | 235 | 145037.8368 | 12378.37 | 15798510 | 167 | 44392.518 | 167 | 22392.3335 | 165 | 18993.8935 | 3298.17 | 4065890 | 58 | 46452.7076 | 58 | 32679.6656 | 58 | 31149.1675 | 4034.41 | 5159440 | 10 | 54192.6112 | 10 | 44583.0554 | 10 | 43438.6617 | 5045.79 | 6573180 | 617.1823 | 71.06% | 30.61% | 24.68% | 32.03% | 4.255% | 37.36% | 100% | 50.44% | 98.8% | 42.79% | 100% | 70.35% | 100% | 67.06% | 100% | 82.27% | 100% | 80.16% | City Midsize | 1238.8689 | West South Central
70818 | 0.65802 | Baton Rouge | 0 | LA | 2012 | 2893 | 843122.4186 | 53454.3 | 66316630 | 2687 | 667230.8477 | 2663 | 272184.2766 | 2382 | 224688.1068 | 39120.9 | 48204200 | 197 | 138820.217 | 197 | 79412.0291 | 197 | 72376.3943 | 10670.6 | 13435500 | 9 | 37071.3538 | 9 | 29397.2222 | 9 | 28518.7076 | 3662.8 | 4676930 | 291.4353 | 92.88% | 79.14% | 6.81% | 16.47% | 0.3111% | 4.397% | 99.11% | 40.79% | 88.65% | 33.67% | 100% | 57.2% | 100% | 52.14% | 100% | 79.3% | 100% | 76.93% | City Midsize | 470.0084 | West South Central
70819 | 0.0094656 | Baton Rouge | 0 | LA | 2012 | 5 | 1394.8511 | 113.4178 | 146331.2 | 4 | 745.7957 | 4 | 490.101 | 4 | 436.8701 | 59.0026 | 74962.8 | 1 | 649.0554 | 1 | 512.6684 | 1 | 485.8494 | 54.4152 | 71368.4 | 0 | 0 | 0 | 0 | 0 | 0 | 0 | 0 | 278.9702 | 80% | 53.47% | 20% | 46.53% | 0% | 0% | 100% | 65.72% | 100% | 58.58% | 100% | 78.99% | 100% | 74.85% | #DIV/0! | #DIV/0! | #DIV/0! | #DIV/0! | City Midsize | 1201.5723 | West South Central
70820 | 0.63802 | Baton Rouge | 0 | LA | 2012 | 3184 | 989620.4573 | 68708.35 | 85214130 | 2773 | 642224.691 | 2762 | 275253.2675 | 2618 | 226474.2799 | 40147.5 | 49324800 | 400 | 286676.2421 | 399 | 158795.1503 | 397 | 147054.5651 | 22638.8 | 28200700 | 11 | 60719.5241 | 11 | 50702.474 | 11 | 49503.2099 | 5922.05 | 7688630 | 310.8104 | 87.09% | 64.9% | 12.56% | 28.97% | 0.3455% | 6.136% | 99.6% | 42.86% | 94.41% | 35.26% | 99.75% | 55.39% | 99.25% | 51.3% | 100% | 83.5% | 100% | 81.53% | City Midsize | 923.8188 | West South Central
70836 | 1 | Baton Rouge | 0 | LA | 2012 | 10 | 16450.045 | 1609.905 | 2109632.8 | 1 | 308.8758 | 1 | 222.1227 | 1 | 192.3729 | 20.272 | 26587.8 | 6 | 5878.5678 | 6 | 4271.2334 | 6 | 3985.4822 | 353.023 | 461255 | 3 | 10262.6015 | 3 | 9183.1984 | 3 | 8952.9537 | 1236.61 | 1621790 | 1645.0045 | 10% | 1.878% | 60% | 35.74% | 30% | 62.39% | 100% | 71.91% | 100% | 62.28% | 100% | 72.66% | 100% | 67.8% | 100% | 89.48% | 100% | 87.24% | City Midsize | 2148.6817 | West South Central
71006 | 0.013333 | Shreveport | 0 | LA | 2008 | 16 | 2437.4496 | 85.5265 | 109531 | 16 | 2437.4496 | 12 | 781.979 | 8 | 606.6018 | 85.5265 | 109531 | 0 | 0 | 0 | 0 | 0 | 0 | 0 | 0 | 0 | 0 | 0 | 0 | 0 | 0 | 0 | 0 | 152.3406 | 100% | 100% | 0% | 0% | 0% | 0% | 75% | 32.08% | 50% | 24.89% | #DIV/0! | #DIV/0! | #DIV/0! | #DIV/0! | #DIV/0! | #DIV/0! | #DIV/0! | #DIV/0! | City Small | 75.6318 | West South Central
71009 | 1 | Shreveport | 0 | LA | 2008 | 16 | 4108.3442 | 210.4509 | 280479.8 | 15 | 3634.2705 | 15 | 1451.169 | 13 | 1192.8677 | 191.532 | 255182 | 1 | 474.0737 | 1 | 145.326 | 1 | 115.0183 | 18.9189 | 25297.8 | 0 | 0 | 0 | 0 | 0 | 0 | 0 | 0 | 256.7715 | 93.75% | 88.46% | 6.25% | 11.54% | 0% | 0% | 100% | 39.93% | 86.67% | 32.82% | 100% | 30.65% | 100% | 24.26% | #DIV/0! | #DIV/0! | #DIV/0! | #DIV/0! | City Midsize | 477.6735 | West South Central
71037 | 0.4467 | Shreveport | 0 | LA | 2008 | 6248 | 1318224.6252 | 67195.19 | 86269300 | 6041 | 1069593.4881 | 5653 | 342566.5699 | 4158 | 269358.4314 | 45077.8 | 57157100 | 197 | 183995.0903 | 197 | 131796.6609 | 196 | 127045.116 | 16108 | 21158000 | 10 | 64636.0468 | 10 | 51735.1694 | 10 | 50177.3821 | 6009.39 | 7954200 | 210.9835 | 96.69% | 81.14% | 3.153% | 13.96% | 0.1601% | 4.903% | 93.58% | 32.03% | 68.83% | 25.18% | 100% | 71.63% | 99.49% | 69.05% | 100% | 80.04% | 100% | 77.63% | City Small | 143.6793 | West South Central
71047 | 0.22394 | Shreveport | 0 | LA | 2008 | 3799 | 754031.5156 | 38915.88 | 51462870 | 3671 | 635636.6042 | 3543 | 224598.9113 | 2706 | 179040.3946 | 29401.7 | 38590700 | 122 | 82968.1522 | 122 | 47163.9002 | 122 | 43648.5412 | 6062.76 | 8161850 | 6 | 35426.7592 | 6 | 28413.8968 | 6 | 27811.7284 | 3451.42 | 4710320 | 198.4816 | 96.63% | 84.3% | 3.211% | 11% | 0.1579% | 4.698% | 96.51% | 35.33% | 73.71% | 28.17% | 100% | 56.85% | 100% | 52.61% | 100% | 80.2% | 100% | 78.5% | City Midsize | 105.4877 | West South Central
71051 | 0.024844 | Shreveport | 0 | LA | 2008 | 84 | 12588.199 | 518.231 | 661787 | 84 | 12588.199 | 81 | 4586.6283 | 59 | 3491.0923 | 518.231 | 661787 | 0 | 0 | 0 | 0 | 0 | 0 | 0 | 0 | 0 | 0 | 0 | 0 | 0 | 0 | 0 | 0 | 149.8595 | 100% | 100% | 0% | 0% | 0% | 0% | 96.43% | 36.44% | 70.24% | 27.73% | #DIV/0! | #DIV/0! | #DIV/0! | #DIV/0! | #DIV/0! | #DIV/0! | #DIV/0! | #DIV/0! | City Small | 46.1391 | West South Central
71067 | 0.24051 | Shreveport | 0 | LA | 2008 | 1220 | 182077.3517 | 9097.083 | 11687824 | 1209 | 170191.9385 | 1164 | 65770.0354 | 885 | 53219.5528 | 8067.71 | 10333600 | 9 | 5299.3409 | 9 | 3621.161 | 9 | 3443.5993 | 460.083 | 594788 | 2 | 6586.0723 | 2 | 4982.5936 | 2 | 4805.7112 | 569.29 | 759436 | 149.2437 | 99.1% | 93.47% | 0.7377% | 2.91% | 0.1639% | 3.617% | 96.28% | 38.64% | 73.2% | 31.27% | 100% | 68.33% | 100% | 64.98% | 100% | 75.65% | 100% | 72.97% | City Small | 134.5197 | West South Central
71078 | 0.066675 | Shreveport | 0 | LA | 2008 | 157 | 23507.8843 | 1033.545 | 1363039 | 155 | 22083.5493 | 151 | 7621.1339 | 115 | 5877.4792 | 910.568 | 1208580 | 2 | 1424.335 | 2 | 734.5488 | 2 | 647.8855 | 122.977 | 154459 | 0 | 0 | 0 | 0 | 0 | 0 | 0 | 0 | 149.7317 | 98.73% | 93.94% | 1.274% | 6.059% | 0% | 0% | 97.42% | 34.51% | 74.19% | 26.61% | 100% | 51.57% | 100% | 45.49% | #DIV/0! | #DIV/0! | #DIV/0! | #DIV/0! | Rural Distant | 58.4141 | West South Central
71101 | 0.99984 | Shreveport | 0 | LA | 2008 | 3003 | 1116481.4843 | 77795.3 | 103948300 | 2643 | 358746.144 | 2569 | 137755.3449 | 2063 | 111738.2155 | 17902.2 | 22928300 | 277 | 287643.2172 | 277 | 194632.9725 | 277 | 186825.2719 | 22985 | 30977200 | 83 | 470092.123 | 83 | 326755.5808 | 83 | 314072.5578 | 36908.1 | 50042800 | 371.7887 | 88.01% | 32.13% | 9.224% | 25.76% | 2.764% | 42.1% | 97.2% | 38.4% | 78.06% | 31.15% | 100% | 67.66% | 100% | 64.95% | 100% | 69.51% | 100% | 66.81% | City Midsize | 1837.143 | West South Central
71103 | 0.99999 | Shreveport | 0 | LA | 2008 | 3546 | 983301.7794 | 70964.2 | 93673700 | 3234 | 425918.8622 | 3138 | 167483.2321 | 2517 | 138263.2797 | 22093 | 28105600 | 254 | 248500.7365 | 254 | 174662.8068 | 253 | 168229.1027 | 21300.8 | 28419900 | 58 | 308882.1808 | 58 | 238041.4859 | 58 | 232061.3738 | 27570.4 | 37148200 | 277.2989 | 91.2% | 43.32% | 7.163% | 25.27% | 1.636% | 31.41% | 97.03% | 39.32% | 77.83% | 32.46% | 100% | 70.29% | 99.61% | 67.7% | 100% | 77.07% | 100% | 75.13% | City Midsize | 1722.5939 | West South Central
71104 | 1 | Shreveport | 0 | LA | 2008 | 5532 | 1060976.4143 | 54052.1 | 69378400 | 5325 | 791471.663 | 5118 | 251310.6694 | 3853 | 194356.8892 | 32113.5 | 40431200 | 182 | 150862.171 | 182 | 90812.7978 | 181 | 85181.0185 | 11254.2 | 14747500 | 25 | 118642.5803 | 25 | 91331.9376 | 25 | 88480.2232 | 10684.4 | 14199700 | 191.7889 | 96.26% | 74.6% | 3.29% | 14.22% | 0.4519% | 11.18% | 96.11% | 31.75% | 72.36% | 24.56% | 100% | 60.2% | 99.45% | 56.46% | 100% | 76.98% | 100% | 74.58% | City Midsize | 3719.9543 | West South Central
71105 | 1 | Shreveport | 0 | LA | 2008 | 7966 | 2360119.0001 | 141993.1 | 184870600 | 7359 | 1478669.2466 | 7175 | 528353.4408 | 6031 | 419330.0248 | 69087 | 88301600 | 541 | 459492.7748 | 541 | 271840.0412 | 541 | 251955.4462 | 34409.2 | 45021100 | 66 | 421956.9786 | 66 | 340028.0261 | 66 | 330527.223 | 38496.9 | 51547900 | 296.274 | 92.38% | 62.65% | 6.791% | 19.47% | 0.8285% | 17.88% | 97.5% | 35.73% | 81.95% | 28.36% | 100% | 59.16% | 100% | 54.83% | 100% | 80.58% | 100% | 78.33% | City Midsize | 2306.9578 | West South Central
71106 | 0.95948 | Shreveport | 0 | LA | 2008 | 14183 | 3955751.767 | 211255.5 | 284021900 | 13027 | 2432960.6177 | 12359 | 699711.1419 | 8898 | 538518.1875 | 92051.8 | 121119000 | 1050 | 750034.4453 | 1050 | 374619.4097 | 1012 | 341277.0986 | 48403.1 | 65108300 | 106 | 772756.7039 | 106 | 611463.1387 | 106 | 598385.5642 | 70800.6 | 97794600 | 278.908 | 91.85% | 61.5% | 7.403% | 18.96% | 0.7474% | 19.54% | 94.87% | 28.76% | 68.3% | 22.13% | 100% | 49.95% | 96.38% | 45.5% | 100% | 79.13% | 100% | 77.44% | City Midsize | 864.954 | West South Central
71107 | 0.4529 | Shreveport | 0 | LA | 2008 | 11987 | 3138457.142 | 190958.5 | 251533900 | 11163 | 1990384.4405 | 10825 | 702097.9985 | 8701 | 568054.9114 | 91306.8 | 118084000 | 729 | 607634.3557 | 729 | 395436.5917 | 726 | 375971.5776 | 49119.2 | 65409300 | 95 | 540438.3458 | 95 | 423772.9392 | 95 | 414558.7516 | 50532.5 | 68040600 | 261.8217 | 93.13% | 63.42% | 6.082% | 19.36% | 0.7925% | 17.22% | 96.97% | 35.27% | 77.94% | 28.54% | 100% | 65.08% | 99.59% | 61.87% | 100% | 78.41% | 100% | 76.71% | City Midsize | 212.5805 | West South Central
71108 | 1 | Shreveport | 0 | LA | 2008 | 7801 | 1566246.4593 | 93888.2 | 127010300 | 7512 | 1018125.8677 | 7168 | 347584.9835 | 5037 | 273990.7978 | 41744.5 | 55469500 | 237 | 213587.5026 | 237 | 153083.0581 | 237 | 147885.384 | 18956.9 | 25719600 | 52 | 334533.089 | 52 | 286351.5473 | 52 | 282614.6171 | 33186.8 | 45821200 | 200.7751 | 96.3% | 65% | 3.038% | 13.64% | 0.6666% | 21.36% | 95.42% | 34.14% | 67.05% | 26.91% | 100% | 71.67% | 100% | 69.24% | 100% | 85.6% | 100% | 84.48% | City Midsize | 2630.2132 | West South Central
71109 | 1 | Shreveport | 0 | LA | 2008 | 8700 | 1979237.6808 | 123862.9 | 166458800 | 8275 | 1174896.017 | 7978 | 414634.3716 | 6423 | 333270.2227 | 52775.4 | 69268700 | 364 | 320124.6903 | 364 | 211079.9018 | 364 | 201675.2675 | 25773.3 | 35104100 | 61 | 484216.9736 | 61 | 379787.6602 | 61 | 372387.2748 | 45314.2 | 62086000 | 227.4986 | 95.11% | 59.36% | 4.184% | 16.17% | 0.7011% | 24.46% | 96.41% | 35.29% | 77.62% | 28.37% | 100% | 65.94% | 100% | 63% | 100% | 78.43% | 100% | 76.91% | City Midsize | 1753.2206 | West South Central
71110 | 1 | Shreveport | 0 | LA | 2008 | 1077 | 628594.8623 | 44483.3 | 58613440 | 812 | 162761.4981 | 804 | 59039.1712 | 666 | 46506.5313 | 7410.8 | 9516640 | 222 | 232928.346 | 222 | 128461.8395 | 222 | 121298.3392 | 16833.8 | 22108500 | 43 | 232905.0182 | 43 | 170264.2668 | 43 | 165080.7258 | 20238.7 | 26988300 | 583.6535 | 75.39% | 25.89% | 20.61% | 37.06% | 3.993% | 37.05% | 99.01% | 36.27% | 82.02% | 28.57% | 100% | 55.15% | 100% | 52.08% | 100% | 73.1% | 100% | 70.88% | City Small | 130.5133 | West South Central
71111 | 0.936 | Shreveport | 0 | LA | 2008 | 13601 | 4505908.7527 | 335289.8 | 438274000 | 12158 | 2606218.8736 | 12090 | 1155771.94 | 11018 | 958793.9196 | 165880 | 212093000 | 1321 | 1026156.1547 | 1321 | 662617.3119 | 1318 | 621559.9055 | 85583.2 | 112639000 | 122 | 873533.7244 | 122 | 729704.7309 | 122 | 715616.7461 | 83826.6 | 113542000 | 331.2925 | 89.39% | 57.84% | 9.713% | 22.77% | 0.897% | 19.39% | 99.44% | 44.35% | 90.62% | 36.79% | 100% | 64.57% | 99.77% | 60.57% | 100% | 83.53% | 100% | 81.92% | City Small | 760.0247 | West South Central
71112 | 0.66825 | Shreveport | 0 | LA | 2008 | 11855 | 2636637.4155 | 160547.5 | 205769000 | 11371 | 2034997.7617 | 11205 | 796669.4949 | 9630 | 639445.4891 | 108890 | 137809000 | 436 | 354866.2097 | 436 | 236371.7491 | 436 | 224211.4811 | 29804.7 | 38843500 | 48 | 246773.4442 | 48 | 186952.1766 | 48 | 181568.4157 | 21852.8 | 29116500 | 222.4072 | 95.92% | 77.18% | 3.678% | 13.46% | 0.4049% | 9.359% | 98.54% | 39.15% | 84.69% | 31.42% | 100% | 66.61% | 100% | 63.18% | 100% | 75.76% | 100% | 73.58% | City Small | 689.005 | West South Central
71115 | 0.096971 | Shreveport | 0 | LA | 2008 | 4382 | 1491497.3888 | 102096.4 | 130539300 | 3916 | 965968.8668 | 3899 | 409435.2772 | 3665 | 336832.8776 | 61056.9 | 76575600 | 436 | 310370.6094 | 436 | 162562.1825 | 434 | 144811.6674 | 21429.8 | 27716600 | 30 | 215157.9125 | 30 | 171884.8131 | 30 | 166905.9317 | 19609.7 | 26247100 | 340.3691 | 89.37% | 64.77% | 9.95% | 20.81% | 0.6846% | 14.43% | 99.57% | 42.39% | 93.59% | 34.87% | 100% | 52.38% | 99.54% | 46.66% | 100% | 79.89% | 100% | 77.57% | City Midsize | 141.8173 | West South Central
71118 | 1 | Shreveport | 0 | LA | 2008 | 8502 | 2369355.627 | 123969.1 | 166446300 | 8058 | 1641735.0834 | 7757 | 472897.9446 | 5693 | 367519.9086 | 61602.7 | 80950900 | 394 | 300686.2943 | 393 | 173599.6447 | 391 | 162595.3098 | 22449.2 | 30173100 | 50 | 426934.2493 | 50 | 350840.1303 | 50 | 343724.0896 | 39917.2 | 55322300 | 278.6821 | 94.78% | 69.29% | 4.634% | 12.69% | 0.5881% | 18.02% | 96.26% | 28.8% | 70.65% | 22.39% | 99.75% | 57.73% | 99.24% | 54.07% | 100% | 82.18% | 100% | 80.51% | City Midsize | 1603.7973 | West South Central
71119 | 0.46745 | Shreveport | 0 | LA | 2008 | 4728 | 1165910.9629 | 50407.09 | 67030840 | 4500 | 945459.7082 | 4304 | 260804.1243 | 3194 | 201506.3716 | 33990.2 | 44831300 | 212 | 151576.0299 | 212 | 74228.1002 | 210 | 67266.5262 | 9766.84 | 13134900 | 16 | 68875.2248 | 16 | 54270.8298 | 16 | 53265.1014 | 6650.05 | 9064640 | 246.5971 | 95.18% | 81.09% | 4.484% | 13% | 0.3384% | 5.907% | 95.64% | 27.58% | 70.98% | 21.31% | 100% | 48.97% | 99.06% | 44.38% | 100% | 78.8% | 100% | 77.34% | City Midsize | 206.8402 | West South Central
71129 | 0.39759 | Shreveport | 0 | LA | 2008 | 4552 | 1610411.0413 | 110188.2 | 149447200 | 4187 | 812173.9761 | 4073 | 269092.3305 | 3061 | 214718.5628 | 35515.5 | 46799700 | 313 | 280374.8781 | 313 | 183198.7554 | 313 | 173916.4168 | 22901.2 | 30946200 | 52 | 517862.1872 | 52 | 454245.0258 | 52 | 448773.1373 | 51771.5 | 71701300 | 353.781 | 91.98% | 50.43% | 6.876% | 17.41% | 1.142% | 32.16% | 97.28% | 33.13% | 73.11% | 26.44% | 100% | 65.34% | 100% | 62.03% | 100% | 87.72% | 100% | 86.66% | City Midsize | 276.9967 | West South Central
72053 | 0.40349 | LittleRock | 0 | AR | 2008 | 7 | 673.7895 | 26.5985 | 35710.2 | 7 | 673.7895 | 6 | 254.8108 | 5 | 216.3303 | 26.5985 | 35710.2 | 0 | 0 | 0 | 0 | 0 | 0 | 0 | 0 | 0 | 0 | 0 | 0 | 0 | 0 | 0 | 0 | 96.2556 | 100% | 100% | 0% | 0% | 0% | 0% | 85.71% | 37.82% | 71.43% | 32.11% | #DIV/0! | #DIV/0! | #DIV/0! | #DIV/0! | #DIV/0! | #DIV/0! | #DIV/0! | #DIV/0! | Rural Fringe | 109.2278 | West South Central
72076 | 0.049477 | LittleRock | 0 | AR | 2008 | 1801 | 293582.743 | 14966.36 | 17947080 | 1775 | 272216.8123 | 1748 | 98065.8928 | 1370 | 78625.1827 | 13069 | 15600000 | 26 | 21365.9307 | 26 | 14778.9065 | 26 | 14290.0586 | 1897.36 | 2347080 | 0 | 0 | 0 | 0 | 0 | 0 | 0 | 0 | 163.011 | 98.56% | 92.72% | 1.444% | 7.278% | 0% | 0% | 98.48% | 36.02% | 77.18% | 28.88% | 100% | 69.17% | 100% | 66.88% | #DIV/0! | #DIV/0! | #DIV/0! | #DIV/0! | Rural Fringe | 464.4648 | West South Central
72103 | 0.050511 | LittleRock | 0 | AR | 2008 | 932 | 163696.2794 | 8296.501 | 10929720 | 911 | 116063.3001 | 847 | 32523.6747 | 493 | 24198.6194 | 3814.79 | 4950560 | 15 | 11353.1371 | 15 | 7633.4072 | 15 | 7402.6135 | 896.551 | 1204710 | 6 | 36279.8422 | 6 | 29749.4028 | 6 | 29070.1597 | 3585.16 | 4774450 | 175.6398 | 97.75% | 70.9% | 1.609% | 6.935% | 0.6438% | 22.16% | 92.97% | 28.02% | 54.12% | 20.85% | 100% | 67.24% | 100% | 65.2% | 100% | 82% | 100% | 80.13% | Suburb Large | 442.9751 | West South Central
72114 | 0.98193 | LittleRock | 0 | AR | 2008 | 5657 | 1753334.0101 | 135698.1 | 181783200 | 5135 | 641019.7609 | 5013 | 252876.489 | 3733 | 206562.455 | 31731 | 41211500 | 411 | 402621.7613 | 411 | 291715.3183 | 410 | 282767.4114 | 35547.6 | 47655900 | 111 | 709692.4878 | 111 | 590680.9369 | 111 | 581289.3798 | 68419.5 | 92915800 | 309.9406 | 90.77% | 36.56% | 7.265% | 22.96% | 1.962% | 40.48% | 97.62% | 39.45% | 72.7% | 32.22% | 100% | 72.45% | 99.76% | 70.23% | 100% | 83.23% | 100% | 81.91% | City Small | 1292.9464 | West South Central
72116 | 0.98956 | LittleRock | 0 | AR | 2008 | 8228 | 1925910.4378 | 85154.5 | 112372800 | 7892 | 1437329.5289 | 7776 | 377851.179 | 5189 | 270625.7575 | 44783.9 | 58241500 | 298 | 243745.4303 | 298 | 140770.5991 | 294 | 131426.2536 | 17726 | 23540400 | 38 | 244835.4786 | 38 | 194045.9114 | 38 | 189142.9505 | 22644.6 | 30590900 | 234.0679 | 95.92% | 74.63% | 3.622% | 12.66% | 0.4618% | 12.71% | 98.53% | 26.29% | 65.75% | 18.83% | 100% | 57.75% | 98.66% | 53.92% | 100% | 79.26% | 100% | 77.25% | City Small | 2804.2035 | West South Central
72117 | 0.24231 | LittleRock | 0 | AR | 2008 | 5199 | 1289870.1887 | 95148.9 | 127664200 | 4819 | 587194.2198 | 4701 | 234158.0751 | 3463 | 186591.6954 | 27761.2 | 36225300 | 315 | 293692.7919 | 315 | 228615.037 | 314 | 222598.2882 | 27208.8 | 36607800 | 65 | 408983.177 | 65 | 356581.9779 | 65 | 351537.6897 | 40178.9 | 54831100 | 248.0997 | 92.69% | 45.52% | 6.059% | 22.77% | 1.25% | 31.71% | 97.55% | 39.88% | 71.86% | 31.78% | 100% | 77.84% | 99.68% | 75.79% | 100% | 87.19% | 100% | 85.95% | Rural Fringe | 241.1295 | West South Central
72118 | 0.072596 | LittleRock | 0 | AR | 2008 | 4936 | 766806.1824 | 37513.15 | 49185100 | 4816 | 625523.1488 | 4717 | 207537.4629 | 3391 | 156566.9421 | 24674 | 31923200 | 111 | 98745.1507 | 111 | 72909.5131 | 111 | 70707.6809 | 8758.79 | 11756100 | 9 | 42537.883 | 9 | 35485.8923 | 9 | 34843.7774 | 4080.36 | 5505800 | 155.3497 | 97.57% | 81.58% | 2.249% | 12.88% | 0.1823% | 5.547% | 97.94% | 33.18% | 70.41% | 25.03% | 100% | 73.84% | 100% | 71.61% | 100% | 83.42% | 100% | 81.91% | Rural Fringe | 528.5301 | West South Central
72120 | 0.2327 | LittleRock | 0 | AR | 2008 | 10989 | 2164942.2306 | 117258.6 | 141617000 | 10666 | 1785834.1975 | 10446 | 630333.3903 | 8129 | 499375.5043 | 84478.2 | 100776000 | 299 | 245014.445 | 299 | 166279.4668 | 297 | 159539.3581 | 20889.6 | 25908500 | 24 | 134093.5881 | 24 | 100065.3332 | 24 | 97711.8217 | 11890.8 | 14932500 | 197.0099 | 97.06% | 82.49% | 2.721% | 11.32% | 0.2184% | 6.194% | 97.94% | 35.3% | 76.21% | 27.96% | 100% | 67.87% | 99.33% | 65.11% | 100% | 74.62% | 100% | 72.87% | Rural Fringe | 532.1174 | West South Central
72201 | 1 | LittleRock | Little Rock, AR | AR | 2008 | 534 | 589908.7434 | 47948.47 | 64876380 | 266 | 54710.8014 | 266 | 33746.407 | 243 | 30672.3938 | 4023.57 | 5338780 | 189 | 194811.5818 | 189 | 144270.3288 | 189 | 138573.9227 | 16683.8 | 22552400 | 79 | 340386.3602 | 79 | 241586.7112 | 79 | 232801.1622 | 27241.1 | 36985200 | 1104.698 | 49.81% | 9.274% | 35.39% | 33.02% | 14.79% | 57.7% | 100% | 61.68% | 91.35% | 56.06% | 100% | 74.06% | 100% | 71.13% | 100% | 70.97% | 100% | 68.39% | City Midsize | 1368.5075 | West South Central
72202 | 0.89254 | LittleRock | Little Rock, AR | AR | 2008 | 3853 | 1368719.4742 | 103101.5 | 137880700 | 3387 | 472981.4249 | 3333 | 177992.4261 | 2545 | 141488.9823 | 22102 | 28723000 | 372 | 361761.6 | 372 | 257043.0812 | 370 | 246972.2552 | 31276.5 | 41842300 | 94 | 533976.4493 | 94 | 429868.0973 | 93 | 421512.1036 | 49723 | 67315400 | 355.2347 | 87.91% | 34.56% | 9.655% | 26.43% | 2.44% | 39.01% | 98.41% | 37.63% | 75.14% | 29.91% | 100% | 71.05% | 99.46% | 68.27% | 100% | 80.5% | 98.94% | 78.94% | City Midsize | 1260.3853 | West South Central
72204 | 0.97339 | LittleRock | Little Rock, AR | AR | 2008 | 13445 | 2577415.8276 | 146528.7 | 194506000 | 12919 | 1586829.9641 | 12222 | 468095.5734 | 7274 | 353586.6491 | 55918 | 72182100 | 425 | 419275.6029 | 425 | 310857.1539 | 424 | 301492.9323 | 37496.7 | 50221500 | 101 | 571310.2606 | 101 | 463211.4346 | 101 | 453246.8662 | 53114 | 72102400 | 191.7007 | 96.09% | 61.57% | 3.161% | 16.27% | 0.7512% | 22.17% | 94.6% | 29.5% | 56.3% | 22.28% | 100% | 74.14% | 99.76% | 71.91% | 100% | 81.08% | 100% | 79.33% | City Midsize | 1950.4742 | West South Central
72205 | 1 | LittleRock | Little Rock, AR | AR | 2008 | 9052 | 2183775.4331 | 114233 | 152189600 | 8675 | 1267545.8745 | 8414 | 333543.5075 | 5024 | 238110.7081 | 38342.5 | 49793400 | 293 | 291289.5129 | 293 | 195132.1356 | 291 | 186370.1571 | 23355.5 | 31342700 | 84 | 624940.0456 | 84 | 453913.4891 | 84 | 440735.9602 | 52535 | 71053500 | 241.2478 | 95.84% | 58.04% | 3.237% | 13.34% | 0.928% | 28.62% | 96.99% | 26.31% | 57.91% | 18.79% | 100% | 66.99% | 99.32% | 63.98% | 100% | 72.63% | 100% | 70.52% | City Midsize | 2828.6042 | West South Central
72206 | 0.11385 | LittleRock | 0 | AR | 2008 | 5225 | 1266377.4182 | 94407.1 | 126266400 | 4998 | 594125.1342 | 4900 | 229465.1645 | 3872 | 179760.293 | 29193.8 | 37665500 | 149 | 148919.924 | 149 | 109822.5428 | 149 | 106663.2105 | 13270.6 | 17802100 | 78 | 523332.36 | 78 | 459940.4216 | 78 | 454904.7374 | 51942.7 | 70798800 | 242.3689 | 95.66% | 46.92% | 2.852% | 11.76% | 1.493% | 41.33% | 98.04% | 38.62% | 77.47% | 30.26% | 100% | 73.75% | 100% | 71.62% | 100% | 87.89% | 100% | 86.92% | Rural Fringe | 204.6542 | West South Central
72207 | 0.87189 | LittleRock | Little Rock, AR | AR | 2008 | 4670 | 1050202.8037 | 34904.7 | 46023100 | 4442 | 814233.3944 | 4354 | 179265.8354 | 2525 | 118970.126 | 19734.1 | 25693700 | 210 | 153779.5364 | 210 | 68356.7226 | 196 | 60558.365 | 8248.71 | 11042300 | 18 | 82189.8729 | 18 | 57463.5843 | 18 | 55144.17 | 6921.89 | 9287100 | 224.8828 | 95.12% | 77.53% | 4.497% | 14.64% | 0.3854% | 7.826% | 98.02% | 22.02% | 56.84% | 14.61% | 100% | 44.45% | 93.33% | 39.38% | 100% | 69.92% | 100% | 67.09% | City Midsize | 2166.2013 | West South Central
72209 | 0.85904 | LittleRock | Little Rock, AR | AR | 2008 | 11043 | 2844386.9009 | 187663.4 | 252183800 | 10415 | 1374828.3657 | 9535 | 378256.3952 | 5425 | 292890.4306 | 44028.1 | 57317400 | 485 | 455964.7715 | 485 | 347509.544 | 482 | 339177.1558 | 41094.3 | 55392400 | 143 | 1013593.7638 | 143 | 899339.5336 | 143 | 889327.2726 | 102541 | 139474000 | 257.5737 | 94.31% | 48.33% | 4.392% | 16.03% | 1.295% | 35.63% | 91.55% | 27.51% | 52.09% | 21.3% | 100% | 76.21% | 99.38% | 74.39% | 100% | 88.73% | 100% | 87.74% | City Midsize | 1577.797 | West South Central
72210 | 0.015404 | LittleRock | 0 | AR | 2008 | 122 | 60039.6332 | 5325.079 | 7253055 | 107 | 10623.3069 | 89 | 2231.6219 | 23 | 1628.6213 | 218.127 | 293845 | 9 | 8731.5188 | 9 | 6991.8749 | 9 | 6757.4562 | 833.512 | 1108370 | 6 | 40684.8075 | 6 | 38217.4318 | 6 | 38020.0872 | 4273.44 | 5850840 | 492.1281 | 87.7% | 17.69% | 7.377% | 14.54% | 4.918% | 67.76% | 83.18% | 21.01% | 21.5% | 15.33% | 100% | 80.08% | 100% | 77.39% | 100% | 93.94% | 100% | 93.45% | Rural Fringe | 302.0607 | West South Central
72211 | 0.85374 | LittleRock | Little Rock, AR | AR | 2008 | 6326 | 1627513.9951 | 98305 | 130040000 | 5865 | 1003329.6457 | 5795 | 327808.9909 | 4574 | 254455.9452 | 44074.3 | 57122700 | 398 | 316029.9233 | 398 | 200646.7753 | 398 | 190032.7485 | 25838.5 | 34297100 | 63 | 308154.4261 | 63 | 247528.1575 | 63 | 242239.7348 | 28392.2 | 38620200 | 257.2738 | 92.71% | 61.65% | 6.291% | 19.42% | 0.9959% | 18.93% | 98.81% | 32.67% | 77.99% | 25.36% | 100% | 63.49% | 100% | 60.13% | 100% | 80.33% | 100% | 78.61% | City Midsize | 2133.7101 | West South Central
72212 | 0.80042 | LittleRock | Little Rock, AR | AR | 2008 | 4709 | 1212314.9384 | 59860.4 | 78718900 | 4425 | 886081.3366 | 4386 | 256090.9309 | 3496 | 193624.2049 | 33941.3 | 44188400 | 257 | 203257.8565 | 257 | 112109.4328 | 255 | 103113.0988 | 14535.5 | 19136000 | 27 | 122975.7453 | 27 | 97177.1779 | 27 | 94772.9884 | 11383.6 | 15394500 | 257.4464 | 93.97% | 73.09% | 5.458% | 16.77% | 0.5734% | 10.14% | 99.12% | 28.9% | 79.01% | 21.85% | 100% | 55.16% | 99.22% | 50.73% | 100% | 79.02% | 100% | 77.07% | City Midsize | 2077.206 | West South Central
72223 | 0.064594 | LittleRock | 0 | AR | 2008 | 1950 | 470618.259 | 29255.47 | 38083930 | 1837 | 356269.0875 | 1814 | 137973.5384 | 1578 | 111574.9903 | 19760.7 | 25449400 | 106 | 78809.4304 | 106 | 45901.9032 | 102 | 42627.5028 | 5975.12 | 7910900 | 7 | 35539.7412 | 7 | 28973.9361 | 7 | 28573.4267 | 3519.65 | 4723630 | 241.3427 | 94.21% | 75.7% | 5.436% | 16.75% | 0.359% | 7.552% | 98.75% | 38.73% | 85.9% | 31.32% | 100% | 58.24% | 96.23% | 54.09% | 100% | 81.53% | 100% | 80.4% | Rural Fringe | 322.8213 | West South Central
72227 | 0.99617 | LittleRock | Little Rock, AR | AR | 2008 | 3721 | 868320.084 | 32394.21 | 42236370 | 3526 | 695207.9747 | 3453 | 170737.9774 | 2208 | 124208.0947 | 20521.9 | 26537600 | 185 | 133219.3963 | 185 | 62184.8442 | 175 | 55504.6005 | 7996.69 | 10593900 | 10 | 39892.713 | 10 | 30163.9434 | 10 | 29273.6735 | 3875.62 | 5104870 | 233.3566 | 94.76% | 80.06% | 4.972% | 15.34% | 0.2687% | 4.594% | 97.93% | 24.56% | 62.62% | 17.87% | 100% | 46.68% | 94.59% | 41.66% | 100% | 75.61% | 100% | 73.38% | City Midsize | 3059.6299 | West South Central
73008 | 1 | OklahomaCity | 0 | OK | 2013 | 7889 | 1832849.0561 | 107534.8 | 142643000 | 7490 | 1259139.69 | 7391 | 458082.6526 | 6119 | 354575.2952 | 58307.1 | 76329200 | 345 | 314318.2391 | 345 | 216216.0423 | 345 | 205816.0846 | 25944.3 | 34940000 | 54 | 259391.1269 | 54 | 191685.6152 | 54 | 184744.5972 | 23283.4 | 31373800 | 232.3297 | 94.94% | 68.7% | 4.373% | 17.15% | 0.6845% | 14.15% | 98.68% | 36.38% | 81.7% | 28.16% | 100% | 68.79% | 100% | 65.48% | 100% | 73.9% | 100% | 71.22% | City Large | 2556.9211 | West South Central
73013 | 0.35272 | OklahomaCity | 0 | OK | 2013 | 5551 | 1936691.9823 | 130401.3 | 171316300 | 4866 | 1229950.6244 | 4845 | 510897.6658 | 4616 | 414801.6225 | 74861.6 | 96945300 | 655 | 462300.0695 | 655 | 246100.8658 | 655 | 215767.6355 | 32834.7 | 43426700 | 30 | 244441.2883 | 30 | 197323.0003 | 30 | 192276.9958 | 22705 | 30944300 | 348.8906 | 87.66% | 63.51% | 11.8% | 23.87% | 0.5404% | 12.62% | 99.57% | 41.54% | 94.86% | 33.73% | 100% | 53.23% | 100% | 46.67% | 100% | 80.72% | 100% | 78.66% | Suburb Large | 1139.1973 | West South Central
73026 | 0.019441 | OklahomaCity | 0 | OK | 2013 | 102 | 19217.1021 | 1235.9482 | 1654169.8 | 101 | 18718.4384 | 101 | 8445.928 | 88 | 6866.5088 | 1187.19 | 1591560 | 1 | 498.6637 | 1 | 278.099 | 1 | 240.9253 | 48.7582 | 62609.8 | 0 | 0 | 0 | 0 | 0 | 0 | 0 | 0 | 188.403 | 99.02% | 97.41% | 0.9804% | 2.595% | 0% | 0% | 100% | 45.12% | 87.13% | 36.68% | 100% | 55.77% | 100% | 48.31% | #DIV/0! | #DIV/0! | #DIV/0! | #DIV/0! | Suburb Small | 152.7362 | West South Central
73049 | 0.21878 | OklahomaCity | 0 | OK | 2013 | 879 | 174144.5357 | 10512.44 | 13916290 | 829 | 144096.6199 | 818 | 62601.0079 | 646 | 48954.9708 | 8294.2 | 10993500 | 50 | 30047.9158 | 50 | 15353.6513 | 50 | 13134.3823 | 2218.24 | 2922790 | 0 | 0 | 0 | 0 | 0 | 0 | 0 | 0 | 198.1167 | 94.31% | 82.75% | 5.688% | 17.25% | 0% | 0% | 98.67% | 43.44% | 77.93% | 33.97% | 100% | 51.1% | 100% | 43.71% | #DIV/0! | #DIV/0! | #DIV/0! | #DIV/0! | Rural Fringe | 121.7955 | West South Central
73064 | 0.12549 | OklahomaCity | 0 | OK | 2013 | 1485 | 301519.8949 | 19113.58 | 27057340 | 1462 | 287657.4749 | 1442 | 126352.6482 | 1315 | 104917.7576 | 17862.5 | 25285700 | 23 | 13862.4199 | 23 | 9208.8226 | 23 | 8503.5233 | 1251.08 | 1771640 | 0 | 0 | 0 | 0 | 0 | 0 | 0 | 0 | 203.0437 | 98.45% | 95.4% | 1.549% | 4.598% | 0% | 0% | 98.63% | 43.92% | 89.95% | 36.47% | 100% | 66.43% | 100% | 61.34% | #DIV/0! | #DIV/0! | #DIV/0! | #DIV/0! | Suburb Large | 380.342 | West South Central
73065 | 0.095726 | OklahomaCity | 0 | OK | 2013 | 40 | 13281.1362 | 998.616 | 1436367 | 32 | 6460.7047 | 31 | 3246.1909 | 29 | 2780.0671 | 435.543 | 623439 | 8 | 6820.4315 | 8 | 3970.1006 | 8 | 3725.5356 | 563.073 | 812928 | 0 | 0 | 0 | 0 | 0 | 0 | 0 | 0 | 332.0284 | 80% | 48.65% | 20% | 51.35% | 0% | 0% | 96.88% | 50.25% | 90.62% | 43.03% | 100% | 58.21% | 100% | 54.62% | #DIV/0! | #DIV/0! | #DIV/0! | #DIV/0! | Rural Distant | 143.1979 | West South Central
73071 | 0.022183 | OklahomaCity | 0 | OK | 2013 | 92 | 21561.8783 | 1546.838 | 2066469 | 86 | 18341.6459 | 86 | 9101.8763 | 77 | 7591.9763 | 1315.32 | 1750500 | 6 | 3220.2324 | 6 | 1607.2307 | 6 | 1397.6984 | 231.518 | 315969 | 0 | 0 | 0 | 0 | 0 | 0 | 0 | 0 | 234.3682 | 93.48% | 85.07% | 6.522% | 14.93% | 0% | 0% | 100% | 49.62% | 89.53% | 41.39% | 100% | 49.91% | 100% | 43.4% | #DIV/0! | #DIV/0! | #DIV/0! | #DIV/0! | Suburb Small | 1301.0685 | West South Central
73084 | 0.50797 | OklahomaCity | 0 | OK | 2013 | 2505 | 498165.2022 | 32169.8 | 43172570 | 2456 | 394286.8586 | 2446 | 174175.656 | 2223 | 138519.8168 | 22788.5 | 30237800 | 40 | 35139.0437 | 40 | 23108.6246 | 40 | 21722.3815 | 3132.69 | 4196500 | 9 | 68739.2999 | 9 | 54307.4358 | 9 | 52856.3268 | 6248.61 | 8738270 | 198.8683 | 98.04% | 79.15% | 1.597% | 7.054% | 0.3593% | 13.8% | 99.59% | 44.17% | 90.51% | 35.13% | 100% | 65.76% | 100% | 61.82% | 100% | 79% | 100% | 76.89% | City Large | 381.2519 | West South Central
73089 | 0.026141 | OklahomaCity | 0 | OK | 2013 | 122 | 36920.852 | 3368.528 | 4644437 | 113 | 26093.7071 | 113 | 14076.2024 | 109 | 12392.2007 | 2086.34 | 2920960 | 8 | 5210.9159 | 8 | 2943.1069 | 8 | 2554.4439 | 427.512 | 591157 | 1 | 5616.229 | 1 | 5292.0422 | 1 | 5271.3844 | 854.676 | 1132320 | 302.6299 | 92.62% | 70.67% | 6.557% | 14.11% | 0.8197% | 15.21% | 100% | 53.94% | 96.46% | 47.49% | 100% | 56.48% | 100% | 49.02% | 100% | 94.23% | 100% | 93.86% | Rural Distant | 114.9478 | West South Central
73099 | 0.096266 | OklahomaCity | 0 | OK | 2013 | 1873 | 506058.8611 | 37053.51 | 48066640 | 1798 | 437769.5261 | 1796 | 205096.3449 | 1732 | 174647.0119 | 31772.3 | 41078400 | 71 | 51809.8043 | 71 | 26766.8885 | 71 | 24130.6191 | 3743.7 | 4922020 | 4 | 16479.5306 | 4 | 12766.353 | 4 | 12324.3528 | 1537.51 | 2066220 | 270.1863 | 96% | 86.51% | 3.791% | 10.24% | 0.2136% | 3.256% | 99.89% | 46.85% | 96.33% | 39.89% | 100% | 51.66% | 100% | 46.58% | 100% | 77.47% | 100% | 74.79% | Suburb Large | 449.9984 | West South Central
73102 | 1 | OklahomaCity | 0 | OK | 2007 | 347 | 510132.2396 | 35346.95 | 52083020 | 151 | 29473.7622 | 150 | 15416.3524 | 139 | 13517.7446 | 1593.35 | 2311220 | 139 | 152116.7972 | 139 | 94740.2481 | 138 | 88966.8811 | 10550.5 | 15471900 | 57 | 328541.6803 | 57 | 201101.3966 | 57 | 191506.8748 | 23203.1 | 34299900 | 1470.1217 | 43.52% | 5.778% | 40.06% | 29.82% | 16.43% | 64.4% | 99.34% | 52.31% | 92.05% | 45.86% | 100% | 62.28% | 99.28% | 58.49% | 100% | 61.21% | 100% | 58.29% | City Large | 3926.7035 | West South Central
73103 | 1 | OklahomaCity | 0 | OK | 2013 | 1847 | 473048.8211 | 28695.84 | 38259360 | 1702 | 278286.1223 | 1674 | 106505.339 | 1401 | 82960.4378 | 13263.6 | 17318300 | 126 | 114515.5737 | 126 | 75212.6862 | 126 | 71281.5382 | 8766.97 | 11878900 | 19 | 80247.1251 | 19 | 57714.104 | 19 | 55218.0924 | 6665.27 | 9062160 | 256.1174 | 92.15% | 58.83% | 6.822% | 24.21% | 1.029% | 16.96% | 98.35% | 38.27% | 82.31% | 29.81% | 100% | 65.68% | 100% | 62.25% | 100% | 71.92% | 100% | 68.81% | City Large | 3528.6571 | West South Central
73104 | 1 | OklahomaCity | 0 | OK | 2007 | 659 | 440283.2772 | 31964.63 | 44210820 | 514 | 81887.8375 | 509 | 32731.8987 | 449 | 25736.5665 | 4153.18 | 5510120 | 107 | 123474.9485 | 107 | 78401.219 | 107 | 73828.8793 | 9392.65 | 12907300 | 38 | 234920.4912 | 38 | 164240.0984 | 38 | 157224.097 | 18418.8 | 25793400 | 668.1082 | 78% | 18.6% | 16.24% | 28.04% | 5.766% | 53.36% | 99.03% | 39.97% | 87.35% | 31.43% | 100% | 63.5% | 100% | 59.79% | 100% | 69.91% | 100% | 66.93% | City Large | 1058.7776 | West South Central
73105 | 1 | OklahomaCity | 0 | OK | 2013 | 2688 | 1053401.7115 | 80625.4 | 108696500 | 2310 | 401308.9663 | 2301 | 179254.4446 | 2073 | 145071.1803 | 23206.4 | 30502300 | 311 | 307053.5263 | 311 | 212022.1928 | 311 | 201258.5664 | 25073.2 | 33909200 | 67 | 345039.2189 | 67 | 287090.8157 | 67 | 281794.3634 | 32345.8 | 44285000 | 391.8905 | 85.94% | 38.1% | 11.57% | 29.15% | 2.493% | 32.75% | 99.61% | 44.67% | 89.74% | 36.15% | 100% | 69.05% | 100% | 65.55% | 100% | 83.21% | 100% | 81.67% | City Large | 1096.6927 | West South Central
73106 | 1 | OklahomaCity | 0 | OK | 2013 | 4805 | 1419927.3392 | 104195.8 | 138322900 | 4363 | 616215.342 | 4307 | 246086.6631 | 3521 | 189723.4327 | 30827 | 39805500 | 348 | 342832.2041 | 348 | 248511.9332 | 348 | 238187.29 | 29639.8 | 39868500 | 94 | 460879.7931 | 94 | 358398.3154 | 94 | 348881.9307 | 43729 | 58648900 | 295.5104 | 90.8% | 43.4% | 7.242% | 24.14% | 1.956% | 32.46% | 98.72% | 39.94% | 80.7% | 30.79% | 100% | 72.49% | 100% | 69.48% | 100% | 77.76% | 100% | 75.7% | City Large | 4421.9802 | West South Central
73107 | 1 | OklahomaCity | 0 | OK | 2007 | 11599 | 2510173.1392 | 177872 | 239062400 | 11109 | 1422632.9666 | 10930 | 484594.1255 | 8439 | 345202.423 | 64209.7 | 84354400 | 394 | 397778.1888 | 394 | 291558.8698 | 394 | 279735.826 | 35368.1 | 47761000 | 96 | 689761.9837 | 96 | 573613.206 | 96 | 561720.7792 | 78294.2 | 106947000 | 216.4129 | 95.78% | 56.67% | 3.397% | 15.85% | 0.8277% | 27.48% | 98.39% | 34.06% | 75.97% | 24.27% | 100% | 73.3% | 100% | 70.32% | 100% | 83.16% | 100% | 81.44% | City Large | 3390.9676 | West South Central
73108 | 1 | OklahomaCity | 0 | OK | 2013 | 5748 | 1740918.784 | 131681.1 | 192269600 | 5224 | 640848.5953 | 5088 | 247859.3085 | 3939 | 191744.8369 | 30124.9 | 42981900 | 389 | 388093.6385 | 389 | 275223.1948 | 389 | 263883.8494 | 33009.2 | 48281700 | 135 | 711976.5501 | 135 | 589903.4835 | 135 | 579734.3987 | 68547 | 101006000 | 302.8738 | 90.88% | 36.81% | 6.768% | 22.29% | 2.349% | 40.9% | 97.4% | 38.68% | 75.4% | 29.92% | 100% | 70.92% | 100% | 67.99% | 100% | 82.85% | 100% | 81.43% | City Large | 2088.4373 | West South Central
73109 | 1 | OklahomaCity | 0 | OK | 2013 | 7570 | 1592058.0705 | 102618 | 148399800 | 7162 | 1006739.4686 | 7074 | 413466.8021 | 6020 | 320768.2761 | 52304.4 | 74452700 | 355 | 330130.2744 | 355 | 234046.0565 | 354 | 223232.3514 | 27686.2 | 40514000 | 53 | 255188.3275 | 53 | 197707.0945 | 53 | 191528.5729 | 22627.4 | 33433100 | 210.3115 | 94.61% | 63.24% | 4.69% | 20.74% | 0.7001% | 16.03% | 98.77% | 41.07% | 84.05% | 31.86% | 100% | 70.9% | 99.72% | 67.62% | 100% | 77.47% | 100% | 75.05% | City Large | 4054.2701 | West South Central
73110 | 1 | OklahomaCity | 0 | OK | 2013 | 12759 | 3796663.5098 | 266624 | 366851400 | 12101 | 2036662.4587 | 12043 | 833862.2556 | 10796 | 640267.8711 | 106199 | 142505000 | 552 | 484184.2475 | 552 | 317522.3223 | 552 | 299914.0108 | 38531 | 53208400 | 106 | 1275816.8036 | 106 | 1077478.7159 | 106 | 1055985.041 | 121894 | 171138000 | 297.5675 | 94.84% | 53.64% | 4.326% | 12.75% | 0.8308% | 33.6% | 99.52% | 40.94% | 89.22% | 31.44% | 100% | 65.58% | 100% | 61.94% | 100% | 84.45% | 100% | 82.77% | Suburb Large | 2633.6288 | West South Central
73111 | 1 | OklahomaCity | 0 | OK | 2013 | 6188 | 1399376.7593 | 87783.2 | 119616500 | 5883 | 898688.5218 | 5837 | 359930.2571 | 5073 | 275387.3817 | 46278.6 | 62131700 | 254 | 241926.1375 | 254 | 158354.5964 | 254 | 148141.128 | 19592.9 | 26881500 | 51 | 258762.1 | 51 | 192190.1472 | 51 | 184423.1732 | 21911.7 | 30603300 | 226.1436 | 95.07% | 64.22% | 4.105% | 17.29% | 0.8242% | 18.49% | 99.22% | 40.05% | 86.23% | 30.64% | 100% | 65.46% | 100% | 61.23% | 100% | 74.27% | 100% | 71.27% | Rural Fringe | 1334.2911 | West South Central
73112 | 1 | OklahomaCity | 0 | OK | 2013 | 12042 | 3229403.7376 | 201291.6 | 268668700 | 11293 | 2111406.0981 | 11217 | 838679.3017 | 10102 | 663366.7182 | 111022 | 146392000 | 660 | 573443.8604 | 660 | 351797.5065 | 659 | 327384.2143 | 42867.1 | 57598300 | 89 | 544553.7791 | 89 | 417283.6083 | 89 | 403235.829 | 47402.5 | 64678400 | 268.1784 | 93.78% | 65.38% | 5.481% | 17.76% | 0.7391% | 16.86% | 99.33% | 39.72% | 89.45% | 31.42% | 100% | 61.35% | 99.85% | 57.09% | 100% | 76.63% | 100% | 74.05% | City Large | 3958.5926 | West South Central
73114 | 1 | OklahomaCity | 0 | OK | 2013 | 6916 | 1909909.4104 | 142691.1 | 190338400 | 6411 | 1068315.5399 | 6387 | 490711.4952 | 5972 | 400181.2628 | 65986 | 86009600 | 435 | 368073.7114 | 435 | 260689.0223 | 435 | 247783.3032 | 31630.1 | 42529900 | 70 | 473520.1591 | 70 | 399160.0552 | 70 | 391529.489 | 45075 | 61798900 | 276.1581 | 92.7% | 55.94% | 6.29% | 19.27% | 1.012% | 24.79% | 99.63% | 45.93% | 93.15% | 37.46% | 100% | 70.83% | 100% | 67.32% | 100% | 84.3% | 100% | 82.68% | City Large | 1971.0854 | West South Central
73115 | 1 | OklahomaCity | 0 | OK | 2013 | 9147 | 1816278.4215 | 110623.2 | 149988100 | 8839 | 1420792.494 | 8789 | 585261.0028 | 8035 | 458489.1814 | 76223.7 | 102496000 | 279 | 248647.501 | 279 | 175901.1806 | 279 | 166880.1907 | 21101.3 | 28982900 | 29 | 146838.4265 | 29 | 114110.95 | 29 | 110276.1331 | 13298.2 | 18509200 | 198.5655 | 96.63% | 78.23% | 3.05% | 13.69% | 0.317% | 8.085% | 99.43% | 41.19% | 90.9% | 32.27% | 100% | 70.74% | 100% | 67.12% | 100% | 77.71% | 100% | 75.1% | Suburb Large | 3113.0456 | West South Central
73116 | 1 | OklahomaCity | 0 | OK | 2013 | 4567 | 1539362.2655 | 97052.3 | 130067100 | 3934 | 879965.8964 | 3920 | 355620.8536 | 3668 | 277497.6348 | 46161.3 | 61302200 | 599 | 497030.5032 | 599 | 299687.4757 | 599 | 274230.2435 | 36380.6 | 48994800 | 34 | 162365.8659 | 34 | 125351.6437 | 34 | 121232.7652 | 14510.4 | 19770100 | 337.062 | 86.14% | 57.16% | 13.12% | 32.29% | 0.7445% | 10.55% | 99.64% | 40.41% | 93.24% | 31.54% | 100% | 60.3% | 100% | 55.17% | 100% | 77.2% | 100% | 74.67% | City Large | 1728.6653 | West South Central
73117 | 1 | OklahomaCity | 0 | OK | 2013 | 3120 | 882456.6874 | 64034.5 | 87829900 | 2906 | 380687.6835 | 2833 | 166220.8285 | 2401 | 132659.8523 | 22111.2 | 29499400 | 182 | 181722.8038 | 182 | 131517.2972 | 182 | 126393.7948 | 15930.1 | 21962800 | 32 | 320046.2001 | 32 | 231580.7385 | 31 | 223895.5085 | 25993.2 | 36367700 | 282.8387 | 93.14% | 43.14% | 5.833% | 20.59% | 1.026% | 36.27% | 97.49% | 43.66% | 82.62% | 34.85% | 100% | 72.37% | 100% | 69.55% | 100% | 72.36% | 96.88% | 69.96% | City Large | 1174.8671 | West South Central
73118 | 1 | OklahomaCity | 0 | OK | 2013 | 6667 | 1655576.4915 | 104032 | 139098600 | 6245 | 935208.1283 | 6178 | 342534.0355 | 4989 | 250039.8083 | 42483.4 | 55445000 | 355 | 302064.9489 | 355 | 190685.9241 | 355 | 176722.8255 | 23211.6 | 31150900 | 67 | 418303.4143 | 67 | 339689.1048 | 67 | 331594.42 | 38337 | 52502700 | 248.3241 | 93.67% | 56.49% | 5.325% | 18.25% | 1.005% | 25.27% | 98.93% | 36.63% | 79.89% | 26.74% | 100% | 63.13% | 100% | 58.5% | 100% | 81.21% | 100% | 79.27% | City Large | 2794.1142 | West South Central
73119 | 1 | OklahomaCity | 0 | OK | 2013 | 10829 | 1871295.8459 | 113431.6 | 163690500 | 10537 | 1414988.0782 | 10437 | 588513.2894 | 9066 | 443168.5319 | 72759.8 | 104264000 | 251 | 216441.2821 | 251 | 148983.418 | 251 | 142155.6304 | 18277.1 | 26655700 | 41 | 239866.4856 | 41 | 190701.6006 | 41 | 185160.1725 | 22394.7 | 32770800 | 172.8041 | 97.3% | 75.62% | 2.318% | 11.57% | 0.3786% | 12.82% | 99.05% | 41.59% | 86.04% | 31.32% | 100% | 68.83% | 100% | 65.68% | 100% | 79.5% | 100% | 77.19% | City Large | 3380.3576 | West South Central
73120 | 1 | OklahomaCity | 0 | OK | 2013 | 12886 | 3909351.1391 | 240352.2 | 318071100 | 11739 | 2752356.7449 | 11712 | 1114046.0932 | 11112 | 888807.8538 | 152808 | 201062000 | 1077 | 758903.7435 | 1077 | 395020.9366 | 1076 | 352337.3809 | 53811.3 | 71105500 | 70 | 398090.6507 | 70 | 288598.0034 | 70 | 276071.1908 | 33732.9 | 45903600 | 303.3797 | 91.1% | 70.4% | 8.358% | 19.41% | 0.5432% | 10.18% | 99.77% | 40.48% | 94.66% | 32.29% | 100% | 52.05% | 99.91% | 46.43% | 100% | 72.5% | 100% | 69.35% | City Large | 2839.342 | West South Central
73121 | 1 | OklahomaCity | 0 | OK | 2013 | 2059 | 578394.7646 | 37243.14 | 50339310 | 1848 | 370571.4358 | 1818 | 159317.8048 | 1598 | 125367.8964 | 20947.7 | 27928500 | 204 | 177471.926 | 204 | 97856.2283 | 204 | 90690.571 | 13495.4 | 18490700 | 7 | 30351.4028 | 7 | 24469.5427 | 7 | 23769.374 | 2800.04 | 3920110 | 280.9105 | 89.75% | 64.07% | 9.908% | 30.68% | 0.34% | 5.248% | 98.38% | 42.99% | 86.47% | 33.83% | 100% | 55.14% | 100% | 51.1% | 100% | 80.62% | 100% | 78.31% | Rural Fringe | 362.0036 | West South Central
73122 | 1 | OklahomaCity | 0 | OK | 2013 | 4908 | 1170017.2981 | 69491.7 | 92177800 | 4671 | 874874.0786 | 4636 | 345538.9797 | 4094 | 273219.3327 | 44773.6 | 58770300 | 214 | 173772.5674 | 214 | 115862.6897 | 213 | 109827.1854 | 14187.1 | 19101400 | 23 | 121370.6521 | 23 | 90416.9786 | 23 | 86986.6131 | 10531 | 14306100 | 238.3898 | 95.17% | 74.77% | 4.36% | 14.85% | 0.4686% | 10.37% | 99.25% | 39.5% | 87.65% | 31.23% | 100% | 66.67% | 99.53% | 63.2% | 100% | 74.5% | 100% | 71.67% | City Large | 4003.2683 | West South Central
73125 | 1 | OklahomaCity | 0 | OK | 2007 | 1 | 10294.6367 | 927.932 | 1380970 | 0 | 0 | 0 | 0 | 0 | 0 | 0 | 0 | 0 | 0 | 0 | 0 | 0 | 0 | 0 | 0 | 1 | 10294.6367 | 1 | 8363.4286 | 1 | 8211.2453 | 927.932 | 1380970 | 10294.6367 | 0% | 0% | 0% | 0% | 100% | 100% | #DIV/0! | #DIV/0! | #DIV/0! | #DIV/0! | #DIV/0! | #DIV/0! | #DIV/0! | #DIV/0! | 100% | 81.24% | 100% | 79.76% | City Large | 1258.1375 | West South Central
73127 | 0.90822 | OklahomaCity | 0 | OK | 2013 | 7904 | 2862352.6831 | 212148.2 | 285961400 | 7059 | 1245798.8355 | 6893 | 511633.9452 | 5593 | 414963.2178 | 63859.1 | 83935500 | 700 | 623508.9329 | 700 | 443822.9676 | 700 | 424315.3678 | 52215.9 | 70570900 | 145 | 993044.9147 | 145 | 844263.4897 | 145 | 831718.5218 | 96073.2 | 131455000 | 362.1398 | 89.31% | 43.52% | 8.856% | 21.78% | 1.835% | 34.69% | 97.65% | 41.07% | 79.23% | 33.31% | 100% | 71.18% | 100% | 68.05% | 100% | 85.02% | 100% | 83.75% | City Large | 2141.2487 | West South Central
73128 | 0.98923 | OklahomaCity | 0 | OK | 2013 | 1846 | 959244.9673 | 82802.4 | 121682500 | 1406 | 225047.5169 | 1361 | 108460.5251 | 1099 | 89464.8433 | 13977.6 | 19830100 | 386 | 351241.1964 | 386 | 269327.7527 | 386 | 260866.3651 | 30979.1 | 45648600 | 54 | 382956.254 | 54 | 334562.4401 | 54 | 330735.5678 | 37845.7 | 56203800 | 519.6343 | 76.16% | 23.46% | 20.91% | 36.62% | 2.925% | 39.92% | 96.8% | 48.19% | 78.17% | 39.75% | 100% | 76.68% | 100% | 74.27% | 100% | 87.36% | 100% | 86.36% | City Large | 476.1507 | West South Central
73129 | 1 | OklahomaCity | 0 | OK | 2013 | 9092 | 2240010.5817 | 167021.6 | 229583200 | 8394 | 1053292.5279 | 8253 | 452689.433 | 6545 | 351892.7822 | 54575.5 | 73255800 | 611 | 579928.8968 | 611 | 435224.2152 | 611 | 419720.0448 | 52293 | 72058700 | 87 | 606789.157 | 87 | 526186.5065 | 87 | 517616.449 | 60153.1 | 84268700 | 246.3716 | 92.32% | 47.02% | 6.72% | 25.89% | 0.9569% | 27.09% | 98.32% | 42.98% | 77.97% | 33.41% | 100% | 75.05% | 100% | 72.37% | 100% | 86.72% | 100% | 85.3% | City Large | 1648.0482 | West South Central
73130 | 0.57727 | OklahomaCity | 0 | OK | 2013 | 6485 | 1363102.2709 | 86311.14 | 115225200 | 6297 | 1135268.5043 | 6255 | 480613.9675 | 5685 | 385822.961 | 66736 | 88379400 | 166 | 130664.3229 | 166 | 83075.4484 | 166 | 77737.0832 | 10867.3 | 14767900 | 22 | 97169.4436 | 22 | 73327.6881 | 22 | 70667.4043 | 8707.84 | 12077900 | 210.1931 | 97.1% | 83.29% | 2.56% | 9.586% | 0.3392% | 7.129% | 99.33% | 42.33% | 90.28% | 33.99% | 100% | 63.58% | 100% | 59.49% | 100% | 75.46% | 100% | 72.73% | Suburb Large | 1624.3217 | West South Central
73131 | 1 | OklahomaCity | 0 | OK | 2013 | 1746 | 661828.9928 | 46667.2 | 62380100 | 1490 | 320437.5638 | 1483 | 131579.2889 | 1316 | 102588.5982 | 17705.3 | 23153000 | 235 | 179710.1338 | 235 | 100133.8436 | 235 | 89763.3796 | 13069.9 | 17413400 | 21 | 161681.2952 | 21 | 141966.2227 | 21 | 139994.2727 | 15892 | 21813700 | 379.0544 | 85.34% | 48.42% | 13.46% | 27.15% | 1.203% | 24.43% | 99.53% | 41.06% | 88.32% | 32.02% | 100% | 55.72% | 100% | 49.95% | 100% | 87.81% | 100% | 86.59% | City Large | 491.5362 | West South Central
73132 | 1 | OklahomaCity | 0 | OK | 2013 | 8086 | 2675579.5654 | 186622.8 | 246209400 | 7445 | 1845669.3685 | 7441 | 819331.8805 | 7292 | 685352.227 | 116718 | 151588000 | 578 | 447865.6744 | 578 | 281495.3765 | 578 | 262273.7463 | 34710.2 | 46605400 | 63 | 382044.5226 | 63 | 306676.6812 | 63 | 298466.5317 | 35194.6 | 48016000 | 330.8904 | 92.07% | 68.98% | 7.148% | 16.74% | 0.7791% | 14.28% | 99.95% | 44.39% | 97.94% | 37.13% | 100% | 62.85% | 100% | 58.56% | 100% | 80.27% | 100% | 78.12% | City Large | 2248.0631 | West South Central
73134 | 0.56983 | OklahomaCity | 0 | OK | 2013 | 562 | 597803.697 | 49547.14 | 66886290 | 302 | 72205.537 | 302 | 33652.2536 | 284 | 28744.0519 | 4894.34 | 6382890 | 223 | 189569.639 | 223 | 108129.011 | 223 | 97781.7181 | 13934.3 | 18427500 | 37 | 336028.521 | 37 | 274620.0983 | 37 | 266872.9307 | 30718.5 | 42075900 | 1063.7076 | 53.74% | 12.08% | 39.68% | 31.71% | 6.584% | 56.21% | 100% | 46.61% | 94.04% | 39.81% | 100% | 57.04% | 100% | 51.58% | 100% | 81.73% | 100% | 79.42% | Suburb Large | 1132.5826 | West South Central
73135 | 1 | OklahomaCity | 0 | OK | 2013 | 7866 | 2520908.4095 | 199202.7 | 270539300 | 7568 | 1498478.3889 | 7550 | 707829.6753 | 7070 | 592098.5766 | 102836 | 135900000 | 235 | 206732.1121 | 235 | 141234.9108 | 235 | 133273.7945 | 17314.8 | 23782300 | 63 | 815697.9085 | 63 | 697916.1683 | 63 | 686191.0213 | 79051.9 | 110857000 | 320.4816 | 96.21% | 59.44% | 2.988% | 8.201% | 0.8009% | 32.36% | 99.76% | 47.24% | 93.42% | 39.51% | 100% | 68.32% | 100% | 64.47% | 100% | 85.56% | 100% | 84.12% | Suburb Large | 1345.3785 | West South Central
73139 | 1 | OklahomaCity | 0 | OK | 2013 | 5745 | 1822718.6184 | 129873 | 185949600 | 5239 | 1184168.8961 | 5228 | 546926.3162 | 5059 | 453873.9558 | 75107.9 | 106379000 | 456 | 360295.224 | 456 | 224809.6263 | 456 | 210266.5591 | 28815.6 | 41483400 | 50 | 278254.4982 | 50 | 219565.1769 | 50 | 213784.8649 | 25949.5 | 38087200 | 317.2704 | 91.19% | 64.97% | 7.937% | 19.77% | 0.8703% | 15.27% | 99.79% | 46.19% | 96.56% | 38.33% | 100% | 62.4% | 100% | 58.36% | 100% | 78.91% | 100% | 76.83% | Suburb Large | 3425.4498 | West South Central
73141 | 0.97585 | OklahomaCity | 0 | OK | 2013 | 1870 | 367854.9216 | 24151.29 | 32472420 | 1773 | 260459.1668 | 1731 | 113729.4122 | 1398 | 90660.2675 | 14486.4 | 19224200 | 90 | 76992.4757 | 90 | 53004.9444 | 90 | 50326.5362 | 6550.34 | 8976160 | 7 | 30403.2792 | 7 | 25828.6027 | 7 | 25336.0861 | 3114.55 | 4272060 | 196.7139 | 94.81% | 70.8% | 4.813% | 20.93% | 0.3743% | 8.265% | 97.63% | 43.66% | 78.85% | 34.81% | 100% | 68.84% | 100% | 65.37% | 100% | 84.95% | 100% | 83.33% | City Large | 581.5628 | West South Central
73142 | 0.72053 | OklahomaCity | 0 | OK | 2013 | 3929 | 1424798.0717 | 101455 | 132479300 | 3281 | 864612.6457 | 3280 | 395796.4841 | 3218 | 331936.3381 | 62026.1 | 80145900 | 632 | 441754.0944 | 632 | 200499.3071 | 632 | 167330.4742 | 29355.3 | 38636300 | 16 | 118431.3316 | 16 | 84977.3239 | 16 | 81865.3993 | 10073.6 | 13697100 | 362.6363 | 83.51% | 60.68% | 16.09% | 31% | 0.4072% | 8.312% | 99.97% | 45.78% | 98.08% | 38.39% | 100% | 45.39% | 100% | 37.88% | 100% | 71.75% | 100% | 69.12% | Rural Fringe | 1692.5205 | West South Central
73145 | 1 | OklahomaCity | 0 | OK | 2013 | 555 | 282966.4002 | 21209.61 | 29111410 | 443 | 113125.4953 | 443 | 53917.4752 | 418 | 42329.7678 | 6802.36 | 9206650 | 95 | 76130.6944 | 95 | 46720.2683 | 95 | 41911.9649 | 5472.5 | 7526060 | 17 | 93710.2105 | 17 | 76373.4889 | 17 | 74314.9619 | 8934.75 | 12378700 | 509.8494 | 79.82% | 39.98% | 17.12% | 26.9% | 3.063% | 33.12% | 100% | 47.66% | 94.36% | 37.42% | 100% | 61.37% | 100% | 55.05% | 100% | 81.5% | 100% | 79.3% | Suburb Large | 475.1605 | West South Central
73149 | 1 | OklahomaCity | 0 | OK | 2013 | 2774 | 996196.1905 | 79650.6 | 110056300 | 2440 | 354164.9904 | 2427 | 163335.6745 | 2141 | 128824.237 | 20420.9 | 27155600 | 280 | 267098.9848 | 280 | 202918.022 | 280 | 196586.7253 | 23492.5 | 32767100 | 54 | 374932.2153 | 54 | 312724.2804 | 54 | 307095.7411 | 35737.2 | 50133600 | 359.119 | 87.96% | 35.55% | 10.09% | 26.81% | 1.947% | 37.64% | 99.47% | 46.12% | 87.75% | 36.37% | 100% | 75.97% | 100% | 73.6% | 100% | 83.41% | 100% | 81.91% | City Large | 1131.2755 | West South Central
73150 | 0.46466 | OklahomaCity | 0 | OK | 2013 | 1290 | 505331.0166 | 39221.08 | 53685530 | 1181 | 215108.3234 | 1170 | 99197.7462 | 937 | 80843.325 | 13782 | 18326100 | 85 | 61047.5142 | 85 | 40151.8962 | 85 | 37479.4083 | 5332.98 | 7172930 | 24 | 229175.1789 | 24 | 169535.0951 | 24 | 166081.951 | 20106.1 | 28186500 | 391.7295 | 91.55% | 42.57% | 6.589% | 12.08% | 1.86% | 45.35% | 99.07% | 46.12% | 79.34% | 37.58% | 100% | 65.77% | 100% | 61.39% | 100% | 73.98% | 100% | 72.47% | Suburb Large | 345.8077 | West South Central
73151 | 1 | OklahomaCity | 0 | OK | 2013 | 697 | 228923.9785 | 14101.51 | 18681330 | 591 | 169438.4983 | 589 | 68053.9993 | 534 | 53125.3713 | 10189.2 | 13495300 | 106 | 59485.4802 | 106 | 25207.2331 | 106 | 20439.9035 | 3912.31 | 5186030 | 0 | 0 | 0 | 0 | 0 | 0 | 0 | 0 | 328.4419 | 84.79% | 74.02% | 15.21% | 25.98% | 0% | 0% | 99.66% | 40.16% | 90.36% | 31.35% | 100% | 42.38% | 100% | 34.36% | #DIV/0! | #DIV/0! | #DIV/0! | #DIV/0! | City Large | 179.9593 | West South Central
73159 | 1 | OklahomaCity | 0 | OK | 2013 | 11046 | 2809446.6238 | 192509.7 | 274422700 | 10618 | 2123490.6617 | 10615 | 974361.0734 | 10408 | 792073.4022 | 134147 | 189184000 | 381 | 311627.9642 | 381 | 195777.4399 | 381 | 184804.8903 | 26042.1 | 37371900 | 47 | 374327.998 | 47 | 283902.1874 | 47 | 274575.0588 | 32320.6 | 47866800 | 254.3406 | 96.13% | 75.58% | 3.449% | 11.09% | 0.4255% | 13.32% | 99.97% | 45.88% | 98.02% | 37.3% | 100% | 62.82% | 100% | 59.3% | 100% | 75.84% | 100% | 73.35% | Suburb Large | 3374.7104 | West South Central
73160 | 0.93465 | OklahomaCity | 0 | OK | 2013 | 20818 | 5155691.276 | 381127.8 | 510146800 | 19936 | 4052593.6884 | 19907 | 1945450.5825 | 19384 | 1631841.7292 | 285213 | 377525000 | 806 | 640232.0679 | 806 | 416511.6937 | 806 | 390526.388 | 52570.1 | 72058100 | 76 | 462865.5198 | 76 | 380864.4398 | 76 | 371351.0158 | 43344.7 | 60563700 | 247.6555 | 95.76% | 78.6% | 3.872% | 12.42% | 0.3651% | 8.978% | 99.85% | 48.01% | 97.23% | 40.27% | 100% | 65.06% | 100% | 61% | 100% | 82.28% | 100% | 80.23% | Suburb Large | 2147.8844 | West South Central
73162 | 1 | OklahomaCity | 0 | OK | 2013 | 9664 | 2962510.2219 | 207658.2 | 270803600 | 9214 | 2482483.0081 | 9207 | 1138836.3286 | 9053 | 958974.0025 | 171627 | 222589000 | 417 | 292164.7557 | 417 | 148287.4729 | 415 | 130610.5014 | 19368 | 25738200 | 33 | 187862.4581 | 33 | 134596.0717 | 33 | 129794.7917 | 16663.2 | 22476400 | 306.5511 | 95.34% | 83.8% | 4.315% | 9.862% | 0.3415% | 6.341% | 99.92% | 45.87% | 98.25% | 38.63% | 100% | 50.75% | 99.52% | 44.7% | 100% | 71.65% | 100% | 69.09% | City Large | 3564.5849 | West South Central
73165 | 0.57682 | OklahomaCity | 0 | OK | 2013 | 1883 | 482638.047 | 36596.22 | 48615500 | 1752 | 389514.9994 | 1742 | 192132.3273 | 1597 | 161003.0997 | 28742.4 | 38063600 | 128 | 78846.6491 | 128 | 45494.094 | 128 | 41004.6725 | 6569.9 | 8748170 | 3 | 14276.3986 | 3 | 11685.0229 | 3 | 11282.7065 | 1283.92 | 1803730 | 256.3134 | 93.04% | 80.71% | 6.798% | 16.34% | 0.1593% | 2.958% | 99.43% | 49.33% | 91.15% | 41.33% | 100% | 57.7% | 100% | 52.01% | 100% | 81.85% | 100% | 79.03% | Suburb Large | 167.524 | West South Central
73169 | 1 | OklahomaCity | 0 | OK | 2013 | 1617 | 557898.2032 | 42909.59 | 62001590 | 1482 | 288969.478 | 1464 | 131029.3474 | 1274 | 108033.8323 | 18592.6 | 26332200 | 110 | 81074.4061 | 110 | 49734.136 | 110 | 45431.4845 | 6516.09 | 9353190 | 25 | 187854.3192 | 25 | 157908.8837 | 25 | 154505.5204 | 17800.9 | 26316200 | 345.0205 | 91.65% | 51.8% | 6.803% | 14.53% | 1.546% | 33.67% | 98.79% | 45.34% | 85.96% | 37.39% | 100% | 61.34% | 100% | 56.04% | 100% | 84.06% | 100% | 82.25% | Suburb Large | 140.5169 | West South Central
73170 | 0.89613 | OklahomaCity | 0 | OK | 2013 | 12689 | 3545608.6955 | 270849.4 | 380584500 | 12189 | 2990524.5321 | 12181 | 1442656.5865 | 11999 | 1215083.0308 | 224296 | 313631000 | 463 | 318659.2797 | 463 | 176246.4796 | 460 | 158458.5755 | 24784.6 | 35272800 | 37 | 236424.8837 | 37 | 177668.8265 | 37 | 171262.2012 | 21768.8 | 31680700 | 279.4238 | 96.06% | 84.34% | 3.649% | 8.987% | 0.2916% | 6.668% | 99.93% | 48.24% | 98.44% | 40.63% | 100% | 55.31% | 99.35% | 49.73% | 100% | 75.15% | 100% | 72.44% | Suburb Large | 1620.3476 | West South Central
73173 | 1 | OklahomaCity | 0 | OK | 2013 | 1205 | 379546.2438 | 30061.54 | 43030070 | 1083 | 246715.5465 | 1075 | 120758.4962 | 1032 | 102957.0581 | 18374.5 | 25849000 | 113 | 94650.3903 | 113 | 67328.269 | 113 | 63816.1673 | 8110.69 | 11912900 | 9 | 38180.3069 | 9 | 30856.5177 | 9 | 30232.3946 | 3576.35 | 5268170 | 314.9761 | 89.88% | 65% | 9.378% | 24.94% | 0.7469% | 10.06% | 99.26% | 48.95% | 95.29% | 41.73% | 100% | 71.13% | 100% | 67.42% | 100% | 80.82% | 100% | 79.18% | Suburb Large | 99.2686 | West South Central
73179 | 1 | OklahomaCity | 0 | OK | 2013 | 2824 | 2373553.7839 | 227499.2 | 333335800 | 2434 | 574017.3782 | 2390 | 297970.5096 | 2309 | 258090.3632 | 46901.1 | 65389900 | 304 | 284536.3652 | 304 | 210476.9319 | 304 | 202087.2627 | 25488.1 | 37216900 | 86 | 1515000.0406 | 86 | 1378174.7797 | 86 | 1366220.5649 | 155110 | 230729000 | 840.4935 | 86.19% | 24.18% | 10.76% | 11.99% | 3.045% | 63.83% | 98.19% | 51.91% | 94.86% | 44.96% | 100% | 73.97% | 100% | 71.02% | 100% | 90.97% | 100% | 90.18% | City Large | 428.5162 | West South Central
74008 | 0.59638 | Tulsa | 0 | OK | 2008 | 8131 | 2257543.924 | 161605.1 | 218236600 | 7681 | 1616344.2611 | 7625 | 697035.0017 | 7004 | 573075.4477 | 102646 | 136757000 | 417 | 324394.512 | 417 | 204791.6596 | 417 | 192227.0989 | 26682.6 | 36550600 | 33 | 316805.1509 | 33 | 270462.5028 | 33 | 267336.9889 | 32276.5 | 44929000 | 277.6465 | 94.47% | 71.6% | 5.129% | 14.37% | 0.4059% | 14.03% | 99.27% | 43.12% | 91.19% | 35.46% | 100% | 63.13% | 100% | 59.26% | 100% | 85.37% | 100% | 84.39% | Suburb Large | 315.578 | West South Central
74011 | 1 | Tulsa | 0 | OK | 2008 | 9794 | 2529295.2131 | 154040.5 | 206127300 | 9454 | 2145654.8058 | 9432 | 831737.3212 | 8901 | 674649.9237 | 122136 | 162368000 | 317 | 216441.4049 | 317 | 115113.1166 | 317 | 102697.5229 | 16174 | 21791200 | 23 | 167199.0024 | 23 | 134104.671 | 23 | 130685.6882 | 15730.5 | 21968100 | 258.2495 | 96.53% | 84.83% | 3.237% | 8.557% | 0.2348% | 6.61% | 99.77% | 38.76% | 94.15% | 31.44% | 100% | 53.18% | 100% | 47.45% | 100% | 80.21% | 100% | 78.16% | Suburb Large | 1030.4035 | West South Central
74012 | 1 | Tulsa | 0 | OK | 2008 | 20792 | 5904950.6403 | 413874.5 | 562561600 | 19748 | 4054922.6701 | 19719 | 1691937.6733 | 18833 | 1382461.4764 | 246540 | 328431000 | 880 | 787820.6912 | 880 | 563456.6102 | 879 | 542088.6398 | 67452.4 | 93916600 | 164 | 1062207.2791 | 164 | 860354.5856 | 164 | 844765.7329 | 99882.1 | 140214000 | 284.0011 | 94.98% | 68.67% | 4.232% | 13.34% | 0.7888% | 17.99% | 99.85% | 41.73% | 95.37% | 34.09% | 100% | 71.52% | 99.89% | 68.81% | 100% | 81% | 100% | 79.53% | Suburb Large | 2193.3382 | West South Central
74014 | 0.34359 | Tulsa | 0 | OK | 2008 | 9438 | 2107491.9562 | 145484.95 | 193974800 | 9194 | 1837013.0165 | 9172 | 823060.6138 | 8633 | 693956.3078 | 122218 | 161974000 | 221 | 167250.234 | 221 | 104872.9338 | 221 | 98983.5718 | 13709.6 | 18746000 | 23 | 103228.7057 | 23 | 78597.1413 | 23 | 76820.9739 | 9557.35 | 13254800 | 223.2986 | 97.41% | 87.17% | 2.342% | 7.936% | 0.2437% | 4.898% | 99.76% | 44.8% | 93.9% | 37.78% | 100% | 62.7% | 100% | 59.18% | 100% | 76.14% | 100% | 74.42% | Suburb Large | 320.6471 | West South Central
74015 | 0.48557 | Tulsa | 0 | OK | 2008 | 2526 | 1002036.1893 | 77545.5 | 107907700 | 2272 | 414611.8364 | 2258 | 162367.5192 | 1885 | 131146.8639 | 21097.5 | 28522300 | 193 | 169427.3848 | 193 | 119757.747 | 193 | 115089.7211 | 14660.6 | 20298500 | 61 | 417996.9681 | 61 | 365713.9541 | 61 | 361833.6406 | 41787.4 | 59086900 | 396.6889 | 89.94% | 41.38% | 7.641% | 16.91% | 2.415% | 41.71% | 99.38% | 39.16% | 82.97% | 31.63% | 100% | 70.68% | 100% | 67.93% | 100% | 87.49% | 100% | 86.56% | Suburb Large | 158.6832 | West South Central
74019 | 0.034537 | Tulsa | 0 | OK | 2008 | 93 | 61766.7359 | 5301.064 | 7460056 | 66 | 10633.9714 | 64 | 4513.8665 | 44 | 3873.6552 | 535.114 | 735536 | 23 | 20626.011 | 23 | 13996.5187 | 23 | 13750.8821 | 1644.69 | 2303150 | 4 | 30506.7534 | 4 | 27330.0383 | 4 | 27183.935 | 3121.26 | 4421370 | 664.1585 | 70.97% | 17.22% | 24.73% | 33.39% | 4.301% | 49.39% | 96.97% | 42.45% | 66.67% | 36.43% | 100% | 67.86% | 100% | 66.67% | 100% | 89.59% | 100% | 89.11% | Rural Fringe | 178.9425 | West South Central
74033 | 0.88116 | Tulsa | 0 | OK | 2008 | 3709 | 784581.5362 | 55551.66 | 74288830 | 3580 | 617227.8488 | 3576 | 280384.3664 | 3350 | 235081.0787 | 41006.9 | 54275600 | 117 | 103074.7404 | 117 | 67728.5168 | 117 | 64426.6584 | 8661.82 | 11891100 | 12 | 64278.9469 | 12 | 50329.8662 | 12 | 48767.8513 | 5882.94 | 8122130 | 211.5345 | 96.52% | 78.67% | 3.154% | 13.14% | 0.3235% | 8.193% | 99.89% | 45.43% | 93.58% | 38.09% | 100% | 65.71% | 100% | 62.5% | 100% | 78.3% | 100% | 75.87% | Town Fringe | 361.2236 | West South Central
74037 | 1 | Tulsa | 0 | OK | 2008 | 6417 | 1717678.5528 | 117947.5 | 159305800 | 6084 | 1264995.6808 | 6064 | 552499.8893 | 5608 | 454933.8889 | 80643.9 | 107453000 | 291 | 239237.2378 | 291 | 154402.1119 | 291 | 146082.8404 | 19201.7 | 26538300 | 42 | 213445.6342 | 42 | 155332.5741 | 42 | 149462.9929 | 18101.9 | 25314500 | 267.6763 | 94.81% | 73.65% | 4.535% | 13.93% | 0.6545% | 12.43% | 99.67% | 43.68% | 92.18% | 35.96% | 100% | 64.54% | 100% | 61.06% | 100% | 72.77% | 100% | 70.02% | Suburb Large | 850.8713 | West South Central
74041 | 0.9504 | Tulsa | 0 | OK | 2008 | 1041 | 233383.1949 | 15122.211 | 20184997 | 997 | 193887.5639 | 992 | 84097.2864 | 870 | 69597.9255 | 11856.2 | 15667200 | 43 | 36674.4391 | 43 | 22966.0642 | 43 | 22004.6419 | 2985.1 | 4119160 | 1 | 2821.1918 | 1 | 2526.6465 | 1 | 2478.5607 | 280.911 | 398637 | 224.1913 | 95.77% | 83.08% | 4.131% | 15.71% | 0.09606% | 1.209% | 99.5% | 43.37% | 87.26% | 35.9% | 100% | 62.62% | 100% | 60% | 100% | 89.56% | 100% | 87.86% | Town Fringe | 136.6097 | West South Central
74047 | 0.010025 | Tulsa | 0 | OK | 2008 | 30 | 6510.4774 | 371.6509 | 500260.9 | 28 | 5497.8161 | 28 | 2243.255 | 24 | 1870.6795 | 334.047 | 451103 | 2 | 1012.6613 | 2 | 267.7401 | 2 | 214.7401 | 37.6039 | 49157.9 | 0 | 0 | 0 | 0 | 0 | 0 | 0 | 0 | 217.0159 | 93.33% | 84.45% | 6.667% | 15.55% | 0% | 0% | 100% | 40.8% | 85.71% | 34.03% | 100% | 26.44% | 100% | 21.21% | #DIV/0! | #DIV/0! | #DIV/0! | #DIV/0! | Rural Distant | 103.4846 | West South Central
74055 | 0.20604 | Tulsa | 0 | OK | 2008 | 330 | 76572.9747 | 5030.72 | 6696230 | 313 | 63110.8197 | 313 | 27406.6547 | 280 | 22759.5359 | 3904.41 | 5155440 | 17 | 13462.1549 | 17 | 8450.6542 | 17 | 8069.2453 | 1126.31 | 1540790 | 0 | 0 | 0 | 0 | 0 | 0 | 0 | 0 | 232.0393 | 94.85% | 82.42% | 5.152% | 17.58% | 0% | 0% | 100% | 43.43% | 89.46% | 36.06% | 100% | 62.77% | 100% | 59.94% | #DIV/0! | #DIV/0! | #DIV/0! | #DIV/0! | Town Fringe | 682.7996 | West South Central
74063 | 0.26734 | Tulsa | 0 | OK | 2008 | 9140 | 2209604.4549 | 148833.1 | 202437900 | 8721 | 1442863.9298 | 8679 | 587010.4044 | 7650 | 468556.2413 | 79331.9 | 106099000 | 352 | 306564.7917 | 352 | 213201.0695 | 352 | 203694.4886 | 26811.4 | 36879300 | 67 | 460175.7334 | 67 | 352485.8272 | 67 | 345284.9415 | 42689.8 | 59459600 | 241.751 | 95.42% | 65.3% | 3.851% | 13.87% | 0.733% | 20.83% | 99.52% | 40.68% | 87.72% | 32.47% | 100% | 69.55% | 100% | 66.44% | 100% | 76.6% | 100% | 75.03% | Suburb Large | 204.2443 | West South Central
74066 | 0.46225 | Tulsa | 0 | OK | 2008 | 12636 | 2812613.755 | 184025.6 | 249257300 | 12105 | 2032606.9162 | 12025 | 841793.6 | 10542 | 678229.3889 | 114185 | 152608000 | 473 | 407364.732 | 473 | 274280.5796 | 472 | 261944.9174 | 34462 | 47551500 | 58 | 372642.1068 | 58 | 295325.6741 | 58 | 289497.269 | 35378.6 | 49097800 | 222.5874 | 95.8% | 72.27% | 3.743% | 14.48% | 0.459% | 13.25% | 99.34% | 41.41% | 87.09% | 33.37% | 100% | 67.33% | 99.79% | 64.3% | 100% | 79.25% | 100% | 77.69% | Suburb Large | 267.829 | West South Central
74073 | 0.00040328 | Tulsa | 0 | OK | 2008 | 1 | 1490.0109 | 137.136 | 189626 | 0 | 0 | 0 | 0 | 0 | 0 | 0 | 0 | 1 | 1490.0109 | 1 | 1144 | 1 | 1121 | 137.136 | 189626 | 0 | 0 | 0 | 0 | 0 | 0 | 0 | 0 | 1490.0109 | 0% | 0% | 100% | 100% | 0% | 0% | #DIV/0! | #DIV/0! | #DIV/0! | #DIV/0! | 100% | 76.78% | 100% | 75.23% | #DIV/0! | #DIV/0! | #DIV/0! | #DIV/0! | Suburb Large | 141.1211 | West South Central
74103 | 1 | Tulsa | Tulsa, OK | OK | 2008 | 156 | 382653.0027 | 29583.075 | 41771956 | 36 | 8631.9305 | 36 | 5254.6983 | 33 | 4687.6378 | 566.945 | 805826 | 73 | 92681.9003 | 73 | 59589.9339 | 71 | 56244.7918 | 6579.83 | 9273730 | 47 | 281339.1719 | 47 | 201280.6398 | 47 | 193071.7281 | 22436.3 | 31692400 | 2452.9039 | 23.08% | 2.256% | 46.79% | 24.22% | 30.13% | 73.52% | 100% | 60.88% | 91.67% | 54.31% | 100% | 64.3% | 97.26% | 60.69% | 100% | 71.54% | 100% | 68.63% | City Large | 2818.7955 | West South Central
74104 | 1 | Tulsa | Tulsa, OK | OK | 2008 | 5525 | 1155927.8678 | 73274 | 99973000 | 5222 | 694648.3648 | 5179 | 254761.6666 | 4324 | 193361.0484 | 32635.9 | 43851800 | 258 | 232012.8449 | 258 | 162692.0679 | 258 | 155623.0423 | 20453.8 | 28086500 | 45 | 229266.6581 | 45 | 169254.4668 | 45 | 164006.7703 | 20184.3 | 28034700 | 209.2177 | 94.52% | 60.09% | 4.67% | 20.07% | 0.8145% | 19.83% | 99.18% | 36.67% | 82.8% | 27.84% | 100% | 70.12% | 100% | 67.08% | 100% | 73.82% | 100% | 71.54% | City Large | 4571.3241 | West South Central
74105 | 1 | Tulsa | Tulsa, OK | OK | 2008 | 9782 | 2545291.5829 | 121659.8 | 165622400 | 9045 | 1802358.6063 | 8813 | 530470.6924 | 6816 | 401242.3742 | 67873.5 | 91471300 | 698 | 552373.9482 | 698 | 279921.2582 | 690 | 252295.5934 | 35832.4 | 49143900 | 39 | 190559.0284 | 39 | 152911.7646 | 39 | 149070.168 | 17953.9 | 25007200 | 260.2016 | 92.47% | 70.81% | 7.136% | 21.7% | 0.3987% | 7.487% | 97.44% | 29.43% | 75.36% | 22.26% | 100% | 50.68% | 98.85% | 45.67% | 100% | 80.24% | 100% | 78.23% | City Large | 3383.6223 | West South Central
74106 | 1 | Tulsa | Tulsa, OK | OK | 2008 | 7173 | 1373066.681 | 95489.7 | 129220600 | 6917 | 923475.981 | 6881 | 400101.8511 | 6210 | 325258.9236 | 54651.9 | 72745300 | 209 | 199488.7239 | 209 | 140574.1026 | 209 | 135258.52 | 17588.7 | 24244400 | 47 | 250101.9762 | 47 | 188947.2701 | 47 | 183864.4213 | 23249.1 | 32230900 | 191.4215 | 96.43% | 67.26% | 2.914% | 14.53% | 0.6552% | 18.21% | 99.48% | 43.33% | 89.78% | 35.22% | 100% | 70.47% | 100% | 67.8% | 100% | 75.55% | 100% | 73.52% | City Large | 2153.6271 | West South Central
74107 | 1 | Tulsa | 0 | OK | 2008 | 9420 | 2627532.077 | 194713 | 267617800 | 8656 | 1293327.9843 | 8600 | 529210.7126 | 7388 | 428328.2707 | 68630 | 92226200 | 647 | 632231.8729 | 646 | 453866.973 | 642 | 440375.4252 | 55260.6 | 76542800 | 117 | 701972.2197 | 117 | 600504.0727 | 117 | 593426.9331 | 70822.4 | 98848800 | 278.9312 | 91.89% | 49.22% | 6.868% | 24.06% | 1.242% | 26.72% | 99.35% | 40.92% | 85.35% | 33.12% | 99.85% | 71.79% | 99.23% | 69.65% | 100% | 85.55% | 100% | 84.54% | City Large | 745.4442 | West South Central
74108 | 1 | Tulsa | Tulsa, OK | OK | 2008 | 3050 | 776149.4029 | 51678.3 | 70308500 | 2874 | 505225.275 | 2851 | 201105.6683 | 2509 | 163506.2996 | 26745.5 | 35583200 | 164 | 137447.9811 | 164 | 93577.6301 | 164 | 89490.8534 | 12009.9 | 16443000 | 12 | 133476.1468 | 12 | 115667.3185 | 12 | 114391.6502 | 12922.9 | 18282300 | 254.4752 | 94.23% | 65.09% | 5.377% | 17.71% | 0.3934% | 17.2% | 99.2% | 39.81% | 87.3% | 32.36% | 100% | 68.08% | 100% | 65.11% | 100% | 86.66% | 100% | 85.7% | City Large | 600.4846 | West South Central
74110 | 1 | Tulsa | Tulsa, OK | OK | 2008 | 6524 | 1277392.5032 | 85346.7 | 116726300 | 6280 | 772224.1675 | 6225 | 306334.3343 | 5187 | 240610.5064 | 38919.2 | 52096600 | 197 | 184511.8581 | 197 | 130127.0981 | 197 | 125427.5239 | 16107.8 | 22269500 | 47 | 320656.4777 | 47 | 254749.5901 | 47 | 249669.59 | 30319.7 | 42360200 | 195.799 | 96.26% | 60.45% | 3.02% | 14.44% | 0.7204% | 25.1% | 99.12% | 39.67% | 82.6% | 31.16% | 100% | 70.53% | 100% | 67.98% | 100% | 79.45% | 100% | 77.86% | City Large | 2402.6244 | West South Central
74112 | 1 | Tulsa | Tulsa, OK | OK | 2008 | 9825 | 2450077.3606 | 160289.7 | 219368900 | 9328 | 1448141.5641 | 9272 | 542470.2491 | 7931 | 421041.0303 | 68777.1 | 91824100 | 408 | 397713.4872 | 408 | 297110.7789 | 408 | 287313.7034 | 35500.8 | 49249900 | 89 | 604222.3093 | 89 | 484541.5919 | 89 | 471494.1396 | 56011.8 | 78294900 | 249.3717 | 94.94% | 59.11% | 4.153% | 16.23% | 0.9059% | 24.66% | 99.4% | 37.46% | 85.02% | 29.07% | 100% | 74.7% | 100% | 72.24% | 100% | 80.19% | 100% | 78.03% | City Large | 2853.4054 | West South Central
74114 | 1 | Tulsa | Tulsa, OK | OK | 2008 | 7661 | 1610829.8608 | 81374.6 | 110494200 | 7407 | 1299115.2929 | 7334 | 446960.5503 | 6327 | 341898.1947 | 57489 | 77623200 | 227 | 191013.743 | 227 | 108184.6162 | 227 | 97917.2447 | 13564 | 18559600 | 27 | 120700.8249 | 27 | 85296.3138 | 27 | 81320.7409 | 10321.6 | 14311400 | 210.2637 | 96.68% | 80.65% | 2.963% | 11.86% | 0.3524% | 7.493% | 99.01% | 34.4% | 85.42% | 26.32% | 100% | 56.64% | 100% | 51.26% | 100% | 70.67% | 100% | 67.37% | City Large | 3316.7904 | West South Central
74115 | 1 | Tulsa | Tulsa, OK | OK | 2008 | 10220 | 2691586.9358 | 202898.4 | 280945100 | 9659 | 1200558.2413 | 9601 | 486028.3674 | 8146 | 388245.1553 | 61093.8 | 82345600 | 416 | 416689.6253 | 416 | 311254.0664 | 416 | 302427.008 | 37167.6 | 51718500 | 145 | 1074339.0692 | 145 | 905537.9273 | 145 | 890207.5139 | 104637 | 146881000 | 263.3647 | 94.51% | 44.6% | 4.07% | 15.48% | 1.419% | 39.91% | 99.4% | 40.48% | 84.34% | 32.34% | 100% | 74.7% | 100% | 72.58% | 100% | 84.29% | 100% | 82.86% | City Large | 1332.1899 | West South Central
74116 | 1 | Tulsa | Tulsa, OK | OK | 2008 | 2092 | 1559191.4069 | 140153.9 | 196903400 | 1631 | 290407.2434 | 1627 | 133512.8712 | 1439 | 114313.791 | 16630.4 | 22625700 | 353 | 344822.5377 | 353 | 274749.9037 | 353 | 268857.9177 | 31655.1 | 44441700 | 108 | 923961.6258 | 108 | 814178.567 | 108 | 807021.3902 | 91868.4 | 129836000 | 745.3114 | 77.96% | 18.63% | 16.87% | 22.12% | 5.163% | 59.26% | 99.75% | 45.97% | 88.23% | 39.36% | 100% | 79.68% | 100% | 77.97% | 100% | 88.12% | 100% | 87.34% | City Large | 152.6746 | West South Central
74117 | 0.77971 | Tulsa | 0 | OK | 2008 | 175 | 216022.6173 | 20816.21 | 29270650 | 118 | 18333.0094 | 116 | 9439.5881 | 100 | 8304.9345 | 1132.6 | 1542010 | 38 | 42530.5852 | 38 | 34193.7643 | 38 | 33200.1222 | 3872.61 | 5413340 | 19 | 155159.0226 | 19 | 139689.5216 | 19 | 138633.0841 | 15811 | 22315300 | 1234.415 | 67.43% | 8.487% | 21.71% | 19.69% | 10.86% | 71.83% | 98.31% | 51.49% | 84.75% | 45.3% | 100% | 80.4% | 100% | 78.06% | 100% | 90.03% | 100% | 89.35% | Town Fringe | 171.9305 | West South Central
74119 | 1 | Tulsa | Tulsa, OK | OK | 2008 | 725 | 311130.6906 | 20525.71 | 28596010 | 583 | 94885.4967 | 576 | 41063.2647 | 497 | 33220.1064 | 5042.5 | 6894000 | 118 | 120912.4563 | 118 | 76437.4232 | 117 | 71951.6582 | 8787.05 | 12291300 | 24 | 95332.7376 | 24 | 60733.0989 | 24 | 56584.413 | 6696.16 | 9410710 | 429.1458 | 80.41% | 30.5% | 16.28% | 38.86% | 3.31% | 30.64% | 98.8% | 43.28% | 85.25% | 35.01% | 100% | 63.22% | 99.15% | 59.51% | 100% | 63.71% | 100% | 59.35% | City Large | 3574.4127 | West South Central
74120 | 1 | Tulsa | Tulsa, OK | OK | 2008 | 2298 | 754020.061 | 55264.4 | 76578100 | 1998 | 293737.2883 | 1980 | 123001.5022 | 1659 | 99928.9878 | 15236.7 | 20750700 | 250 | 247402.6626 | 250 | 182919.2147 | 250 | 176123.0315 | 21205.8 | 29684600 | 50 | 212880.11 | 50 | 157308.2636 | 50 | 152205.2568 | 18821.9 | 26142800 | 328.1201 | 86.95% | 38.96% | 10.88% | 32.81% | 2.176% | 28.23% | 99.1% | 41.87% | 83.03% | 34.02% | 100% | 73.94% | 100% | 71.19% | 100% | 73.9% | 100% | 71.5% | City Large | 2932.5415 | West South Central
74126 | 0.76418 | Tulsa | 0 | OK | 2008 | 4914 | 753399.0045 | 45723.65 | 61949850 | 4822 | 617693.005 | 4805 | 257224.1029 | 4363 | 208195.808 | 33437.1 | 44891300 | 79 | 61671.8169 | 79 | 43355.8687 | 79 | 41695.8435 | 5629.2 | 7681110 | 13 | 74034.1826 | 13 | 58848.0834 | 13 | 57261.0303 | 6657.35 | 9377440 | 153.3169 | 98.13% | 81.99% | 1.608% | 8.186% | 0.2646% | 9.827% | 99.65% | 41.64% | 90.48% | 33.71% | 100% | 70.3% | 100% | 67.61% | 100% | 79.49% | 100% | 77.34% | City Large | 396.5606 | West South Central
74127 | 1 | Tulsa | Tulsa, OK | OK | 2008 | 7693 | 1552145.6822 | 95586.7 | 129442000 | 7435 | 1099538.5576 | 7359 | 422306.0034 | 6315 | 329279.2873 | 54800.7 | 73306100 | 213 | 191151.6062 | 213 | 130139.1679 | 213 | 124042.5191 | 16426.8 | 22545500 | 45 | 261455.5184 | 45 | 195210.6466 | 45 | 190237.316 | 24359.2 | 33590400 | 201.7608 | 96.65% | 70.84% | 2.769% | 12.32% | 0.5849% | 16.84% | 98.98% | 38.41% | 84.94% | 29.95% | 100% | 68.08% | 100% | 64.89% | 100% | 74.66% | 100% | 72.76% | City Large | 737.4721 | West South Central
74128 | 1 | Tulsa | Tulsa, OK | OK | 2008 | 4403 | 1191713.9979 | 72846.4 | 99194300 | 4122 | 804477.0207 | 4117 | 310836.6898 | 3775 | 244945.2189 | 39320.7 | 52601200 | 251 | 213352.9513 | 251 | 141808.7947 | 250 | 134628.1305 | 17467.2 | 24085300 | 30 | 173884.026 | 30 | 138801.6469 | 30 | 135766.7394 | 16058.5 | 22507800 | 270.6595 | 93.62% | 67.51% | 5.701% | 17.9% | 0.6814% | 14.59% | 99.88% | 38.64% | 91.58% | 30.45% | 100% | 66.47% | 99.6% | 63.1% | 100% | 79.82% | 100% | 78.08% | City Large | 3291.5443 | West South Central
74129 | 1 | Tulsa | Tulsa, OK | OK | 2008 | 5804 | 1483501.7019 | 95777.7 | 130630300 | 5572 | 1058119.0135 | 5552 | 419377.1008 | 5061 | 341142.0931 | 56665.6 | 75968400 | 191 | 167004.6958 | 191 | 116875.8162 | 191 | 111848.8016 | 14438.6 | 19915500 | 41 | 258377.9926 | 41 | 215485.6061 | 41 | 211185.4674 | 24673.5 | 34746400 | 255.5999 | 96% | 71.33% | 3.291% | 11.26% | 0.7064% | 17.42% | 99.64% | 39.63% | 90.83% | 32.24% | 100% | 69.98% | 100% | 66.97% | 100% | 83.4% | 100% | 81.74% | City Large | 4583.8953 | West South Central
74130 | 0.75117 | Tulsa | 0 | OK | 2008 | 1116 | 192238.0469 | 11656.67 | 15746920 | 1097 | 154286.7803 | 1095 | 64507.759 | 959 | 49986.5521 | 8153.31 | 10830000 | 16 | 15515.2922 | 16 | 12040.6225 | 16 | 11561.872 | 1408.94 | 1956130 | 3 | 22435.9744 | 3 | 18754.9984 | 3 | 18484.0015 | 2094.42 | 2960790 | 172.2563 | 98.3% | 80.26% | 1.434% | 8.071% | 0.2688% | 11.67% | 99.82% | 41.81% | 87.42% | 32.4% | 100% | 77.6% | 100% | 74.52% | 100% | 83.59% | 100% | 82.39% | City Large | 564.9069 | West South Central
74131 | 1 | Tulsa | 0 | OK | 2008 | 2129 | 683136.2482 | 50850.9 | 70329300 | 1943 | 329413.7075 | 1930 | 138311.6102 | 1589 | 110615.2468 | 17771.1 | 23943300 | 152 | 141508.107 | 152 | 105723.8526 | 152 | 102101.9707 | 12567.2 | 17516900 | 34 | 212214.4337 | 34 | 175903.8095 | 34 | 173479.3073 | 20512.6 | 28869100 | 320.8719 | 91.26% | 48.22% | 7.14% | 20.71% | 1.597% | 31.06% | 99.33% | 41.99% | 81.78% | 33.58% | 100% | 74.71% | 100% | 72.15% | 100% | 82.89% | 100% | 81.75% | Suburb Large | 416.9211 | West South Central
74132 | 1 | Tulsa | Tulsa, OK | OK | 2008 | 3380 | 921167.6705 | 58113.2 | 79136000 | 3143 | 621397.9791 | 3133 | 240629.4055 | 2825 | 193971.2308 | 33322.2 | 44714900 | 211 | 161153.1236 | 211 | 94135.496 | 211 | 86791.0006 | 12000.2 | 16438800 | 26 | 138616.5679 | 26 | 109867.9765 | 26 | 107410.5204 | 12790.8 | 17982300 | 272.5348 | 92.99% | 67.46% | 6.243% | 17.49% | 0.7692% | 15.05% | 99.68% | 38.72% | 89.88% | 31.22% | 100% | 58.41% | 100% | 53.86% | 100% | 79.26% | 100% | 77.49% | Suburb Large | 595.7733 | West South Central
74133 | 1 | Tulsa | Tulsa, OK | OK | 2008 | 12763 | 4258504.5963 | 295243.8 | 400723900 | 11740 | 2634648.3094 | 11715 | 1060007.4842 | 11160 | 861600.2869 | 156830 | 208795000 | 907 | 749610.5573 | 907 | 425497.7016 | 905 | 390766.8694 | 57257.4 | 77658900 | 116 | 874245.7296 | 116 | 712834.7108 | 116 | 696986.3295 | 81156.4 | 114270000 | 333.6602 | 91.98% | 61.87% | 7.106% | 17.6% | 0.9089% | 20.53% | 99.79% | 40.23% | 95.06% | 32.7% | 100% | 56.76% | 99.78% | 52.13% | 100% | 81.54% | 100% | 79.72% | City Large | 3267.2965 | West South Central
74134 | 1 | Tulsa | Tulsa, OK | OK | 2008 | 4487 | 1102736.4458 | 77843.01 | 104624800 | 4302 | 834002.265 | 4296 | 371170.5765 | 4143 | 306756.7553 | 54521.5 | 72290600 | 168 | 119784.7527 | 168 | 68759.8606 | 168 | 65218.5139 | 9893.11 | 13395600 | 17 | 148949.4281 | 17 | 118194.0129 | 17 | 114551.0354 | 13428.4 | 18938600 | 245.7625 | 95.88% | 75.63% | 3.744% | 10.86% | 0.3789% | 13.51% | 99.86% | 44.5% | 96.3% | 36.78% | 100% | 57.4% | 100% | 54.45% | 100% | 79.35% | 100% | 76.91% | Suburb Large | 1591.3625 | West South Central
74135 | 1 | Tulsa | Tulsa, OK | OK | 2008 | 7187 | 2256368.2815 | 139649.9 | 191176800 | 6687 | 1405919.5032 | 6611 | 494101.3448 | 5655 | 392059.5674 | 64465.3 | 86509800 | 428 | 388919.2275 | 428 | 257901.896 | 427 | 243762.5745 | 32048.3 | 44070700 | 72 | 461529.5508 | 72 | 374441.1416 | 72 | 365528.8743 | 43136.3 | 60596300 | 313.9513 | 93.04% | 62.31% | 5.955% | 17.24% | 1.002% | 20.45% | 98.86% | 35.14% | 84.57% | 27.89% | 100% | 66.31% | 99.77% | 62.68% | 100% | 81.13% | 100% | 79.2% | City Large | 3353.5615 | West South Central
74136 | 1 | Tulsa | Tulsa, OK | OK | 2008 | 6625 | 2529302.2585 | 153345.7 | 209014100 | 5573 | 1366492.5108 | 5547 | 484109.9812 | 4905 | 384139.7512 | 65517.6 | 87950400 | 983 | 711446.5144 | 983 | 381095.1998 | 977 | 346858.9968 | 50200.2 | 68298900 | 69 | 451363.2333 | 69 | 326236.5513 | 69 | 313448.6286 | 37627.9 | 52764800 | 381.7815 | 84.12% | 54.03% | 14.84% | 28.13% | 1.042% | 17.85% | 99.53% | 35.43% | 88.01% | 28.11% | 100% | 53.57% | 99.39% | 48.75% | 100% | 72.28% | 100% | 69.44% | City Large | 3501.6281 | West South Central
74137 | 1 | Tulsa | Tulsa, OK | OK | 2008 | 8283 | 2826344.799 | 151333.3 | 204141300 | 7242 | 1943686.3337 | 7211 | 650380.7089 | 6522 | 495909.0426 | 94175.4 | 126087000 | 1004 | 663013.633 | 1004 | 279721.1614 | 998 | 236987.1868 | 39579.8 | 53427800 | 37 | 219644.8322 | 37 | 148887.1814 | 37 | 142920.1946 | 17578.1 | 24626500 | 341.2224 | 87.43% | 68.77% | 12.12% | 23.46% | 0.4467% | 7.771% | 99.57% | 33.46% | 90.06% | 25.51% | 100% | 42.19% | 99.4% | 35.74% | 100% | 67.79% | 100% | 65.07% | Suburb Large | 2155.7597 | West South Central
74145 | 1 | Tulsa | Tulsa, OK | OK | 2008 | 6452 | 2648637.177 | 200602.8 | 278227400 | 5645 | 1210578.0401 | 5635 | 484826.107 | 5238 | 396053.5406 | 64439.6 | 86822300 | 644 | 638973.5265 | 644 | 484235.8676 | 644 | 470519.4739 | 57072.1 | 79773100 | 163 | 799085.6104 | 163 | 697132.2986 | 163 | 688866.3295 | 79091.1 | 111632000 | 410.5141 | 87.49% | 45.71% | 9.981% | 24.12% | 2.526% | 30.17% | 99.82% | 40.05% | 92.79% | 32.72% | 100% | 75.78% | 100% | 73.64% | 100% | 87.24% | 100% | 86.21% | City Large | 2907.9512 | West South Central
74146 | 1 | Tulsa | Tulsa, OK | OK | 2008 | 3988 | 1921421.066 | 161155.7 | 225056800 | 3298 | 589107.8895 | 3289 | 254776.8047 | 2952 | 212412.8166 | 33583.4 | 45244900 | 552 | 545058.2145 | 552 | 427803.2443 | 551 | 419672.8055 | 49879 | 69944900 | 138 | 787254.962 | 138 | 691662.1157 | 138 | 684064.4971 | 77693.3 | 109867000 | 481.8007 | 82.7% | 30.66% | 13.84% | 28.37% | 3.46% | 40.97% | 99.73% | 43.25% | 89.51% | 36.06% | 100% | 78.49% | 99.82% | 77% | 100% | 87.86% | 100% | 86.89% | City Large | 2934.6201 | West South Central
74172 | 1 | Tulsa | Tulsa, OK | OK | 2008 | 14 | 14006.8812 | 1174.1763 | 1663447 | 13 | 2007.9866 | 13 | 623.5095 | 9 | 470.2839 | 92.7663 | 130267 | 0 | 0 | 0 | 0 | 0 | 0 | 0 | 0 | 1 | 11998.8946 | 1 | 9860.8193 | 1 | 9645.4163 | 1081.41 | 1533180 | 1000.4915 | 92.86% | 14.34% | 0% | 0% | 7.143% | 85.66% | 100% | 31.05% | 69.23% | 23.42% | #DIV/0! | #DIV/0! | #DIV/0! | #DIV/0! | 100% | 82.18% | 100% | 80.39% | City Large | 3413.1596 | West South Central
74429 | 0.1046 | Tulsa | 0 | OK | 2008 | 584 | 119191.5911 | 8212.371 | 10904110 | 568 | 107554.4652 | 567 | 50074.144 | 519 | 42493.299 | 7307.92 | 9696390 | 16 | 11637.1259 | 16 | 6192.2314 | 16 | 5590.9915 | 904.451 | 1207720 | 0 | 0 | 0 | 0 | 0 | 0 | 0 | 0 | 204.0952 | 97.26% | 90.24% | 2.74% | 9.763% | 0% | 0% | 99.82% | 46.56% | 91.37% | 39.51% | 100% | 53.21% | 100% | 48.04% | #DIV/0! | #DIV/0! | #DIV/0! | #DIV/0! | Suburb Large | 128.0451 | West South Central
77002 | 1 | Houston | 0 | TX | 2010 | 640 | 1519786.2944 | 99015.61 | 125782650 | 252 | 50057.3487 | 251 | 25633.1193 | 225 | 21788.5045 | 2819.41 | 3554950 | 214 | 245726.7738 | 214 | 156885.6015 | 213 | 146288.3976 | 17556.3 | 22304700 | 174 | 1224002.1719 | 174 | 705969.6213 | 173 | 671552.9498 | 78639.9 | 99923000 | 2374.6661 | 39.38% | 3.294% | 33.44% | 16.17% | 27.19% | 80.54% | 99.6% | 51.21% | 89.29% | 43.53% | 100% | 63.85% | 99.53% | 59.53% | 100% | 57.68% | 99.43% | 54.87% | City Large | 6357.9884 | West South Central
77003 | 1 | Houston | 0 | TX | 2010 | 2820 | 1171204.2015 | 87731.3 | 110602500 | 2381 | 353107.423 | 2370 | 147481.9386 | 2086 | 113779.2075 | 18679.5 | 23035500 | 337 | 347240.8124 | 337 | 225303.9991 | 335 | 209763.2199 | 26821 | 33825300 | 102 | 470855.9661 | 102 | 371427.4374 | 102 | 358716.7499 | 42230.8 | 53741700 | 415.3206 | 84.43% | 30.15% | 11.95% | 29.65% | 3.617% | 40.2% | 99.54% | 41.77% | 87.61% | 32.22% | 100% | 64.88% | 99.41% | 60.41% | 100% | 78.88% | 100% | 76.18% | City Large | 4026.6679 | West South Central
77004 | 1 | Houston | 0 | TX | 2010 | 8633 | 2342439.9407 | 142223.3 | 177332200 | 8044 | 1140178.6199 | 8017 | 437776.0127 | 6688 | 317142.1753 | 54106.7 | 66223300 | 465 | 388444.016 | 465 | 222849.6159 | 461 | 199888.5835 | 26900.8 | 33662900 | 124 | 813817.3048 | 124 | 537042.4244 | 124 | 504712.8043 | 61215.8 | 77446000 | 271.3356 | 93.18% | 48.67% | 5.386% | 16.58% | 1.436% | 34.74% | 99.66% | 38.4% | 83.14% | 27.82% | 100% | 57.37% | 99.14% | 51.46% | 100% | 65.99% | 100% | 62.02% | City Large | 5669.6814 | West South Central
77005 | 1 | Houston | 0 | TX | 2010 | 8836 | 2166194.0314 | 140229.3 | 169572700 | 8490 | 1500843.2594 | 8459 | 619510.2872 | 7525 | 471788.825 | 85872.5 | 102052000 | 273 | 237980.7965 | 273 | 144772.745 | 272 | 131314.7664 | 18411.2 | 22683700 | 73 | 427369.9755 | 73 | 296365.2922 | 73 | 280555.025 | 35945.6 | 44837000 | 245.1555 | 96.08% | 69.28% | 3.09% | 10.99% | 0.8262% | 19.73% | 99.63% | 41.28% | 88.63% | 31.43% | 100% | 60.83% | 99.63% | 55.18% | 100% | 69.35% | 100% | 65.65% | City Large | 6424.4327 | West South Central
77006 | 1 | Houston | 0 | TX | 2010 | 5377 | 1427172.5099 | 92041.7 | 112658200 | 4870 | 842122.7541 | 4851 | 359532.1516 | 4318 | 284123.53 | 48054 | 57540700 | 460 | 392797.5042 | 460 | 241800.1123 | 460 | 220720.8697 | 28815.8 | 35977200 | 47 | 192252.2517 | 47 | 129767.3269 | 47 | 123008.9079 | 15171.9 | 19140300 | 265.4217 | 90.57% | 59.01% | 8.555% | 27.52% | 0.8741% | 13.47% | 99.61% | 42.69% | 88.67% | 33.74% | 100% | 61.56% | 100% | 56.19% | 100% | 67.5% | 100% | 63.98% | City Large | 8370.0185 | West South Central
77007 | 1 | Houston | 0 | TX | 2010 | 9756 | 2944512.1726 | 220273 | 270345100 | 8833 | 1361968.5681 | 8781 | 587541.1799 | 7664 | 473790.6138 | 82099 | 97641400 | 767 | 658786.0451 | 767 | 418328.0992 | 767 | 387588.5376 | 52237 | 64619700 | 156 | 923757.5593 | 156 | 721313.1931 | 156 | 702061.3582 | 85937 | 108084000 | 301.8155 | 90.54% | 46.25% | 7.862% | 22.37% | 1.599% | 31.37% | 99.41% | 43.14% | 86.77% | 34.79% | 100% | 63.5% | 100% | 58.83% | 100% | 78.08% | 100% | 76% | City Large | 3979.0224 | West South Central
77008 | 1 | Houston | 0 | TX | 2010 | 13792 | 3219337.2112 | 228746 | 281013900 | 13151 | 1918503.4547 | 13011 | 793585.4779 | 10979 | 631390.8297 | 108585 | 129875000 | 510 | 472230.8829 | 510 | 326735.6439 | 510 | 307762.951 | 39621.1 | 49380900 | 131 | 828602.8736 | 131 | 691925.3486 | 131 | 678421.4041 | 80539.9 | 101758000 | 233.4206 | 95.35% | 59.59% | 3.698% | 14.67% | 0.9498% | 25.74% | 98.94% | 41.36% | 83.48% | 32.91% | 100% | 69.19% | 100% | 65.17% | 100% | 83.51% | 100% | 81.88% | City Large | 4675.2633 | West South Central
77009 | 1 | Houston | 0 | TX | 2010 | 14506 | 2641994.134 | 177370.8 | 216256300 | 14027 | 1900637.1537 | 13924 | 821237.7622 | 11958 | 640655.5004 | 110162 | 131676000 | 420 | 373734.1654 | 420 | 259669.2192 | 420 | 244460.3747 | 31724.3 | 39575400 | 59 | 367622.8149 | 59 | 309944.9156 | 59 | 302823.3269 | 35484.5 | 45004900 | 182.1311 | 96.7% | 71.94% | 2.895% | 14.15% | 0.4067% | 13.91% | 99.27% | 43.21% | 85.25% | 33.71% | 100% | 69.48% | 100% | 65.41% | 100% | 84.31% | 100% | 82.37% | City Large | 5774.4276 | West South Central
77010 | 1 | Houston | 0 | TX | 2010 | 12 | 12571.2908 | 505.4344 | 632921.4 | 6 | 823.0924 | 6 | 277.1619 | 5 | 227.943 | 25.5304 | 32657.3 | 5 | 6484.378 | 5 | 3023.9526 | 5 | 2713.5487 | 405.192 | 505293 | 1 | 5263.8204 | 1 | 843.9853 | 1 | 630 | 74.712 | 94971.1 | 1047.6076 | 50% | 6.547% | 41.67% | 51.58% | 8.333% | 41.87% | 100% | 33.67% | 83.33% | 27.69% | 100% | 46.63% | 100% | 41.85% | 100% | 16.03% | 100% | 11.97% | City Large | 3123.6122 | West South Central
77011 | 1 | Houston | 0 | TX | 2010 | 5855 | 1564007.0975 | 113382.6 | 139962900 | 5430 | 754905.9801 | 5416 | 351975.1448 | 4669 | 252734.0804 | 42014.2 | 50304500 | 331 | 313666.5308 | 331 | 212132.5405 | 331 | 194163.8463 | 25234 | 31439900 | 94 | 495434.5866 | 94 | 395343.6608 | 94 | 380723.8481 | 46134.4 | 58218500 | 267.1233 | 92.74% | 48.27% | 5.653% | 20.06% | 1.605% | 31.68% | 99.74% | 46.63% | 85.99% | 33.48% | 100% | 67.63% | 100% | 61.9% | 100% | 79.8% | 100% | 76.85% | City Large | 5964.9554 | West South Central
77012 | 1 | Houston | 0 | TX | 2010 | 5502 | 1328869.119 | 98970.8 | 122565600 | 5108 | 680197.2739 | 5052 | 332157.5802 | 4319 | 257926.0662 | 41318 | 49644700 | 342 | 293940.8608 | 342 | 215358.2906 | 341 | 204715.3686 | 25122.4 | 31589400 | 52 | 354730.9842 | 52 | 285319.5383 | 52 | 276854.3321 | 32530.4 | 41331500 | 241.5247 | 92.84% | 51.19% | 6.216% | 22.12% | 0.9451% | 26.69% | 98.9% | 48.83% | 84.55% | 37.92% | 100% | 73.27% | 99.71% | 69.65% | 100% | 80.43% | 100% | 78.05% | City Large | 4477.0568 | West South Central
77013 | 1 | Houston | 0 | TX | 2010 | 4187 | 1508967.7803 | 121907.5 | 152419600 | 3784 | 651767.6912 | 3755 | 301423.8891 | 3351 | 248973.2444 | 40005 | 48571800 | 337 | 301380.9339 | 337 | 208835.759 | 337 | 197972.3147 | 25469.2 | 31851300 | 66 | 555819.1552 | 66 | 501165.8013 | 66 | 495491.4081 | 56433.3 | 71996500 | 360.3935 | 90.37% | 43.19% | 8.049% | 19.97% | 1.576% | 36.83% | 99.23% | 46.25% | 88.56% | 38.2% | 100% | 69.29% | 100% | 65.69% | 100% | 90.17% | 100% | 89.15% | City Large | 1904.99 | West South Central
77015 | 1 | Houston | 0 | TX | 2010 | 17437 | 5180208.9602 | 386878.8 | 480343800 | 16190 | 2535841.4396 | 15988 | 1149183.6141 | 13783 | 920539.2787 | 150408 | 182403000 | 1014 | 923284.0979 | 1014 | 650746.6491 | 1012 | 621910.1776 | 79088.8 | 98960800 | 233 | 1721083.4227 | 233 | 1315242.9841 | 233 | 1282799.5104 | 157382 | 198980000 | 297.0814 | 92.85% | 48.95% | 5.815% | 17.82% | 1.336% | 33.22% | 98.75% | 45.32% | 85.13% | 36.3% | 100% | 70.48% | 99.8% | 67.36% | 100% | 76.42% | 100% | 74.53% | Suburb Large | 2643.3321 | West South Central
77016 | 0.21925 | Houston | 0 | TX | 2010 | 3450 | 503768.2216 | 30883.6 | 38982010 | 3376 | 421148.3895 | 3320 | 178316.1402 | 2738 | 141814.3465 | 23714.2 | 29745500 | 68 | 54370.03 | 68 | 34106.9903 | 68 | 32351.78 | 4689.34 | 5960730 | 6 | 28249.8021 | 6 | 22212.3104 | 6 | 21246.0396 | 2480.06 | 3275780 | 146.0198 | 97.86% | 83.6% | 1.971% | 10.79% | 0.1739% | 5.608% | 98.34% | 42.34% | 81.1% | 33.67% | 100% | 62.73% | 100% | 59.5% | 100% | 78.63% | 100% | 75.21% | City Large | 2585.4523 | West South Central
77017 | 1 | Houston | 0 | TX | 2010 | 9829 | 2454495.3136 | 164681 | 205375600 | 9161 | 1405005.2076 | 8993 | 603732.7821 | 7744 | 471850.5168 | 75076.1 | 92120400 | 577 | 577508.7312 | 577 | 396384.9773 | 568 | 375727.778 | 46649 | 58698100 | 91 | 471981.3748 | 91 | 372673.6232 | 91 | 362547.4474 | 42955.9 | 54557100 | 249.7197 | 93.2% | 57.24% | 5.87% | 23.53% | 0.9258% | 19.23% | 98.17% | 42.97% | 84.53% | 33.58% | 100% | 68.64% | 98.44% | 65.06% | 100% | 78.96% | 100% | 76.81% | City Large | 3705.1212 | West South Central
77018 | 1 | Houston | 0 | TX | 2010 | 12519 | 2890421.1991 | 181308.4 | 233702100 | 11969 | 1842040.6127 | 11703 | 666295.9927 | 9033 | 508907.5661 | 85057.7 | 107417000 | 447 | 439908.0148 | 447 | 319412.8748 | 447 | 305724.1264 | 37968.4 | 49430900 | 103 | 608472.5717 | 103 | 512097.2932 | 103 | 501996.576 | 58282.3 | 76854200 | 230.8828 | 95.61% | 63.73% | 3.571% | 15.22% | 0.8227% | 21.05% | 97.78% | 36.17% | 75.47% | 27.63% | 100% | 72.61% | 100% | 69.5% | 100% | 84.16% | 100% | 82.5% | City Large | 3683.0167 | West South Central
77019 | 1 | Houston | 0 | TX | 2010 | 5358 | 1557881.5789 | 102138.3 | 124523000 | 4777 | 843472.7466 | 4759 | 347423.5455 | 4224 | 271293.6209 | 47216 | 56621000 | 533 | 412844.5735 | 533 | 225065.5856 | 530 | 198133.137 | 28901.2 | 35323000 | 48 | 301564.2588 | 48 | 216817.6005 | 48 | 207708.0555 | 26021.1 | 32579000 | 290.758 | 89.16% | 54.14% | 9.948% | 26.5% | 0.8959% | 19.36% | 99.62% | 41.19% | 88.42% | 32.16% | 100% | 54.52% | 99.44% | 47.99% | 100% | 71.9% | 100% | 68.88% | City Large | 5371.2778 | West South Central
77020 | 1 | Houston | 0 | TX | 2010 | 9198 | 2845732.8279 | 244535.7 | 301785600 | 8583 | 1067158.9537 | 8474 | 517726.6312 | 7484 | 419583.1054 | 69987.6 | 83712900 | 403 | 400711.4725 | 403 | 292276.399 | 403 | 280658.2616 | 36598.1 | 45460700 | 212 | 1377862.4017 | 212 | 1127031.7979 | 212 | 1106072.8085 | 137950 | 172612000 | 309.386 | 93.31% | 37.5% | 4.381% | 14.08% | 2.305% | 48.42% | 98.73% | 48.51% | 87.2% | 39.32% | 100% | 72.94% | 100% | 70.04% | 100% | 81.8% | 100% | 80.27% | City Large | 3956.2368 | West South Central
77021 | 1 | Houston | 0 | TX | 2010 | 9051 | 2251268.0785 | 151031.2 | 187729600 | 8537 | 1272679.6098 | 8506 | 556384.2298 | 7420 | 398283.3596 | 64936 | 79016100 | 441 | 371031.6913 | 441 | 252446.0755 | 441 | 230418.3626 | 29799.3 | 37205000 | 73 | 607556.7774 | 73 | 496542.742 | 73 | 479362.7421 | 56295.9 | 71508500 | 248.7314 | 94.32% | 56.53% | 4.872% | 16.48% | 0.8065% | 26.99% | 99.64% | 43.72% | 86.92% | 31.29% | 100% | 68.04% | 100% | 62.1% | 100% | 81.73% | 100% | 78.9% | City Large | 4086.1383 | West South Central
77022 | 0.96936 | Houston | 0 | TX | 2010 | 9394 | 2027369.3758 | 146906.7 | 188072200 | 8903 | 1218400.6236 | 8804 | 553527.8008 | 7546 | 444913.0908 | 73262.8 | 91775400 | 422 | 401133.2393 | 422 | 281191.2986 | 422 | 266914.0898 | 34486.7 | 44686800 | 69 | 407835.5129 | 69 | 341796.5086 | 69 | 334770.7523 | 39157.2 | 51610000 | 215.8153 | 94.77% | 60.1% | 4.492% | 19.79% | 0.7345% | 20.12% | 98.89% | 45.43% | 84.76% | 36.52% | 100% | 70.1% | 100% | 66.54% | 100% | 83.81% | 100% | 82.08% | City Large | 5228.234 | West South Central
77023 | 1 | Houston | 0 | TX | 2010 | 8289 | 2408049.1301 | 173824.1 | 217279300 | 7800 | 1127051.7955 | 7782 | 493438.3032 | 6727 | 356680.8052 | 58858.8 | 71353800 | 362 | 339868.1117 | 362 | 235721.7249 | 362 | 218936.3661 | 27175.4 | 34282500 | 127 | 941129.2228 | 127 | 783132.4472 | 127 | 754223.7115 | 87789.9 | 111643000 | 290.5114 | 94.1% | 46.8% | 4.367% | 14.11% | 1.532% | 39.08% | 99.77% | 43.78% | 86.24% | 31.65% | 100% | 69.36% | 100% | 64.42% | 100% | 83.21% | 100% | 80.14% | City Large | 4957.1903 | West South Central
77024 | 0.17566 | Houston | 0 | TX | 2010 | 384 | 478946.1994 | 40311.29 | 50593520 | 205 | 53610.9429 | 203 | 20201.8436 | 164 | 15968.4095 | 2585 | 3135020 | 132 | 129272.3337 | 132 | 79710.281 | 132 | 73308.2949 | 9837.99 | 12168200 | 47 | 296062.9228 | 47 | 242089.0376 | 47 | 235801.887 | 27888.3 | 35290300 | 1247.2557 | 53.39% | 11.19% | 34.38% | 26.99% | 12.24% | 61.82% | 99.02% | 37.68% | 80% | 29.79% | 100% | 61.66% | 100% | 56.71% | 100% | 81.77% | 100% | 79.65% | City Large | 2925.6871 | West South Central
77025 | 1 | Houston | 0 | TX | 2010 | 7338 | 2229409.5437 | 159125 | 195552200 | 6839 | 1324918.1956 | 6826 | 597937.4436 | 6087 | 474234.8449 | 80607.9 | 97118300 | 409 | 368991.2229 | 409 | 237822.5629 | 409 | 220678.6082 | 29495.6 | 36628100 | 90 | 535500.1251 | 90 | 419653.7055 | 90 | 404006.9357 | 49021.5 | 61805800 | 303.8171 | 93.2% | 59.43% | 5.574% | 16.55% | 1.226% | 24.02% | 99.81% | 45.13% | 89% | 35.79% | 100% | 64.45% | 100% | 59.81% | 100% | 78.37% | 100% | 75.44% | City Large | 5596.9324 | West South Central
77026 | 1 | Houston | 0 | TX | 2010 | 10012 | 1747252.2514 | 129292.1 | 157942000 | 9713 | 1181051.7042 | 9647 | 558831.2656 | 8558 | 451993.6799 | 76276.6 | 91432800 | 238 | 215651.8422 | 238 | 151180.2426 | 238 | 144181.7107 | 19296.3 | 23885700 | 61 | 350548.705 | 61 | 289964.2321 | 61 | 284143.7553 | 33719.2 | 42623500 | 174.5158 | 97.01% | 67.59% | 2.377% | 12.34% | 0.6093% | 20.06% | 99.32% | 47.32% | 88.11% | 38.27% | 100% | 70.1% | 100% | 66.86% | 100% | 82.72% | 100% | 81.06% | City Large | 3381.3127 | West South Central
77027 | 1 | Houston | 0 | TX | 2010 | 3254 | 1585699.3082 | 113168.8 | 140412200 | 2723 | 579205.9434 | 2704 | 245059.2161 | 2385 | 193819.5862 | 32681.2 | 39266300 | 421 | 421534.8073 | 421 | 260840.4449 | 421 | 239866.801 | 31717.1 | 39489200 | 110 | 584958.5575 | 110 | 425049.099 | 110 | 408959.4428 | 48770.5 | 61656700 | 487.3077 | 83.68% | 36.53% | 12.94% | 26.58% | 3.38% | 36.89% | 99.3% | 42.31% | 87.59% | 33.46% | 100% | 61.88% | 100% | 56.9% | 100% | 72.66% | 100% | 69.91% | City Large | 5648.4023 | West South Central
77028 | 0.95685 | Houston | 0 | TX | 2010 | 6996 | 1578523.0649 | 116956.4 | 145281100 | 6719 | 890815.7034 | 6577 | 381591.8847 | 5528 | 304109.4225 | 50371.9 | 60938100 | 210 | 190645.6021 | 210 | 135637.4041 | 210 | 130025.7552 | 16747.1 | 20935100 | 67 | 497061.7594 | 67 | 434974.2046 | 67 | 430035.8066 | 49837.4 | 63407900 | 225.6322 | 96.04% | 56.43% | 3.002% | 12.08% | 0.9577% | 31.49% | 97.89% | 42.84% | 82.27% | 34.14% | 100% | 71.15% | 100% | 68.2% | 100% | 87.51% | 100% | 86.52% | City Large | 2001.0936 | West South Central
77029 | 1 | Houston | 0 | TX | 2010 | 7298 | 3269128.2967 | 295315.5 | 369909300 | 6717 | 943627.0969 | 6686 | 494353.9047 | 6205 | 407261.2193 | 66073.8 | 79689200 | 382 | 387937.6347 | 382 | 292286.2762 | 382 | 281891.6225 | 34860.7 | 43896100 | 199 | 1937563.5651 | 199 | 1678233.9807 | 199 | 1655059.8388 | 194381 | 246324000 | 447.9485 | 92.04% | 28.86% | 5.234% | 11.87% | 2.727% | 59.27% | 99.54% | 52.39% | 92.38% | 43.16% | 100% | 75.34% | 100% | 72.66% | 100% | 86.62% | 100% | 85.42% | City Large | 1950.3075 | West South Central
77030 | 1 | Houston | 0 | TX | 2010 | 2547 | 1219174.1391 | 75632.4 | 94293800 | 2245 | 383522.2399 | 2234 | 158789.116 | 1918 | 120397.6653 | 20586.3 | 24898200 | 236 | 219857.15 | 236 | 127158.5575 | 235 | 114003.0299 | 15683 | 19462700 | 66 | 615794.7493 | 66 | 353295.5284 | 66 | 329501.5854 | 39363.1 | 49932900 | 478.6706 | 88.14% | 31.46% | 9.266% | 18.03% | 2.591% | 50.51% | 99.51% | 41.4% | 85.43% | 31.39% | 100% | 57.84% | 99.58% | 51.85% | 100% | 57.37% | 100% | 53.51% | City Large | 4419.3995 | West South Central
77032 | 0.99999 | Houston | 0 | TX | 2010 | 3803 | 3155241.3473 | 278099.8 | 365972800 | 3041 | 474748.2062 | 3004 | 226293.4089 | 2546 | 189132.5828 | 29208.3 | 37064900 | 504 | 529793.7747 | 504 | 390592.2339 | 504 | 372930.685 | 45807.5 | 59818900 | 258 | 2150699.3664 | 258 | 1809989.9526 | 258 | 1776331.7875 | 203084 | 269089000 | 829.6717 | 79.96% | 15.05% | 13.25% | 16.79% | 6.784% | 68.16% | 98.78% | 47.67% | 83.72% | 39.84% | 100% | 73.73% | 100% | 70.39% | 100% | 84.16% | 100% | 82.59% | Suburb Large | 883.4987 | West South Central
77033 | 1 | Houston | 0 | TX | 2010 | 9879 | 1940688.2375 | 135881.3 | 168163400 | 9666 | 1396153.4304 | 9619 | 645820.2294 | 8835 | 500099.342 | 82453.5 | 100578000 | 161 | 137609.2737 | 161 | 96244.8388 | 161 | 90576.7327 | 12159.3 | 15062100 | 52 | 406925.5334 | 52 | 364855.8013 | 52 | 358913.9725 | 41268.5 | 52523300 | 196.4458 | 97.84% | 71.94% | 1.63% | 7.091% | 0.5264% | 20.97% | 99.51% | 46.26% | 91.4% | 35.82% | 100% | 69.94% | 100% | 65.82% | 100% | 89.66% | 100% | 88.2% | City Large | 4859.4436 | West South Central
77034 | 1 | Houston | 0 | TX | 2010 | 8686 | 2588842.7922 | 204616.3 | 253516600 | 7929 | 1360230.88 | 7912 | 686243.7769 | 7524 | 572860.1506 | 94420.6 | 114418000 | 636 | 580283.5985 | 636 | 396612.2379 | 636 | 373889.1309 | 48523 | 60696100 | 121 | 648328.3137 | 121 | 544864.7479 | 121 | 531909.4638 | 61672.7 | 78402500 | 298.0478 | 91.28% | 52.54% | 7.322% | 22.41% | 1.393% | 25.04% | 99.79% | 50.45% | 94.89% | 42.11% | 100% | 68.35% | 100% | 64.43% | 100% | 84.04% | 100% | 82.04% | Suburb Large | 2735.1494 | West South Central
77035 | 0.22771 | Houston | 0 | TX | 2010 | 1958 | 460827.553 | 30788.57 | 37364140 | 1928 | 402591.7002 | 1924 | 186242.6603 | 1776 | 153354.8387 | 25988.4 | 31339900 | 24 | 23334.1072 | 24 | 13514.8238 | 24 | 12337.2718 | 1727.57 | 2151560 | 6 | 34901.7456 | 6 | 26892.3438 | 6 | 25489.5417 | 3072.6 | 3872680 | 235.3563 | 98.47% | 87.36% | 1.226% | 5.064% | 0.3064% | 7.574% | 99.79% | 46.26% | 92.12% | 38.09% | 100% | 57.92% | 100% | 52.87% | 100% | 77.05% | 100% | 73.03% | City Large | 5843.9003 | West South Central
77038 | 0.0003069 | Houston | 0 | TX | 2010 | 6 | 1151.5437 | 62.2725 | 76809.3 | 6 | 1151.5437 | 6 | 545.2102 | 6 | 390.3277 | 62.2725 | 76809.3 | 0 | 0 | 0 | 0 | 0 | 0 | 0 | 0 | 0 | 0 | 0 | 0 | 0 | 0 | 0 | 0 | 191.9239 | 100% | 100% | 0% | 0% | 0% | 0% | 100% | 47.35% | 100% | 33.9% | #DIV/0! | #DIV/0! | #DIV/0! | #DIV/0! | #DIV/0! | #DIV/0! | #DIV/0! | #DIV/0! | Suburb Large | 2852.2633 | West South Central
77039 | 0.46011 | Houston | 0 | TX | 2010 | 2257 | 674365.3953 | 50021.3 | 65121300 | 2041 | 315877.5704 | 1994 | 134058.2576 | 1635 | 108453.8091 | 16806.2 | 21350000 | 176 | 172542.6906 | 176 | 130896.9971 | 176 | 126156.9985 | 15132.4 | 19880200 | 40 | 185945.1342 | 40 | 159166.1119 | 40 | 156556.8255 | 18082.7 | 23891100 | 298.7884 | 90.43% | 46.84% | 7.798% | 25.59% | 1.772% | 27.57% | 97.7% | 42.44% | 80.11% | 34.33% | 100% | 75.86% | 100% | 73.12% | 100% | 85.6% | 100% | 84.2% | Suburb Large | 2813.8807 | West South Central
77043 | 0.12993 | Houston | 0 | TX | 2010 | 60 | 47793.1753 | 4147.205 | 5425813 | 40 | 6960.6072 | 39 | 4376.6571 | 34 | 3805.301 | 457.045 | 593603 | 19 | 21434.8908 | 19 | 15697.5292 | 19 | 15146.7181 | 1808.23 | 2357880 | 1 | 19397.6773 | 1 | 17290.8384 | 1 | 16674.2939 | 1881.93 | 2474330 | 796.5529 | 66.67% | 14.56% | 31.67% | 44.85% | 1.667% | 40.59% | 97.5% | 62.88% | 85% | 54.67% | 100% | 73.23% | 100% | 70.66% | 100% | 89.14% | 100% | 85.96% | City Large | 1778.6041 | West South Central
77044 | 0.060694 | Houston | 0 | TX | 2010 | 1598 | 311269.7475 | 20648.67 | 26315800 | 1530 | 223235.7383 | 1496 | 100723.2029 | 1199 | 82625.226 | 12873.9 | 16223500 | 54 | 44061.5141 | 54 | 31900.3794 | 54 | 30149.9424 | 3785.21 | 4923620 | 14 | 43972.4951 | 14 | 29926.6133 | 14 | 28932.3998 | 3989.56 | 5168680 | 194.7871 | 95.74% | 71.72% | 3.379% | 14.16% | 0.8761% | 14.13% | 97.78% | 45.12% | 78.37% | 37.01% | 100% | 72.4% | 100% | 68.43% | 100% | 68.06% | 100% | 65.8% | Suburb Large | 734.0344 | West South Central
77045 | 0.90152 | Houston | 0 | TX | 2010 | 8422 | 1943707.7863 | 154636.7 | 189220500 | 8144 | 1328672.0083 | 8130 | 691027.6474 | 7859 | 589136.7335 | 99810 | 120290000 | 222 | 201430.9159 | 222 | 138794.0577 | 222 | 130775.3682 | 17148.6 | 21367700 | 56 | 413604.8621 | 56 | 310468.1017 | 56 | 302569.5954 | 37678.1 | 47562800 | 230.7893 | 96.7% | 68.36% | 2.636% | 10.36% | 0.6649% | 21.28% | 99.83% | 52.01% | 96.5% | 44.34% | 100% | 68.9% | 100% | 64.92% | 100% | 75.06% | 100% | 73.15% | City Large | 2432.9921 | West South Central
77046 | 1 | Houston | 0 | TX | 2010 | 34 | 215724.0905 | 18054.9145 | 22999375.6 | 3 | 562.2242 | 3 | 364.1268 | 3 | 326.2743 | 38.0795 | 48625.6 | 11 | 11503.5867 | 11 | 7478.5674 | 11 | 7025.3975 | 803.435 | 1025250 | 20 | 203658.2796 | 20 | 155121.5919 | 20 | 149903.8978 | 17213.4 | 21925500 | 6344.8262 | 8.824% | 0.2606% | 32.35% | 5.333% | 58.82% | 94.41% | 100% | 64.77% | 100% | 58.03% | 100% | 65.01% | 100% | 61.07% | 100% | 76.17% | 100% | 73.61% | City Large | 6683.6881 | West South Central
77047 | 1 | Houston | 0 | TX | 2010 | 9230 | 1865230.9892 | 150771.6 | 183564100 | 8926 | 1303342.3833 | 8894 | 670187.7476 | 8052 | 561859.6983 | 97678 | 116809000 | 250 | 249088.5853 | 250 | 179074.4111 | 250 | 171626.3011 | 21859.7 | 27326200 | 54 | 312800.0206 | 54 | 262847.8308 | 54 | 258913.3128 | 31233.9 | 39428900 | 202.0835 | 96.71% | 69.88% | 2.709% | 13.35% | 0.585% | 16.77% | 99.64% | 51.42% | 90.21% | 43.11% | 100% | 71.89% | 100% | 68.9% | 100% | 84.03% | 100% | 82.77% | City Large | 1423.599 | West South Central
77048 | 1 | Houston | 0 | TX | 2010 | 5368 | 1142784.4058 | 93364.5 | 113722400 | 5109 | 833162.0006 | 5098 | 450205.252 | 4827 | 385999.4181 | 63924.2 | 77023300 | 240 | 199000.8844 | 240 | 148127.8458 | 240 | 142900.4077 | 18841.6 | 23282200 | 19 | 110621.5208 | 19 | 91975.2699 | 19 | 89857.955 | 10598.7 | 13416900 | 212.8883 | 95.18% | 72.91% | 4.471% | 17.41% | 0.3539% | 9.68% | 99.78% | 54.04% | 94.48% | 46.33% | 100% | 74.44% | 100% | 71.81% | 100% | 83.14% | 100% | 81.23% | City Large | 1528.6309 | West South Central
77049 | 0.7695 | Houston | 0 | TX | 2010 | 9485 | 2422122.328 | 181366.8 | 222244200 | 9017 | 1527233.6516 | 8757 | 745188.8454 | 7893 | 624423.6025 | 106511 | 127971000 | 393 | 391700.5989 | 393 | 265122.6123 | 391 | 250609.6144 | 31948.8 | 39952100 | 75 | 503188.0774 | 75 | 371145.96 | 75 | 358702.6146 | 42907 | 54321100 | 255.3635 | 95.07% | 63.05% | 4.143% | 16.17% | 0.7907% | 20.77% | 97.12% | 48.79% | 87.53% | 40.89% | 100% | 67.69% | 99.49% | 63.98% | 100% | 73.76% | 100% | 71.29% | Suburb Large | 1296.4405 | West South Central
77050 | 0.030733 | Houston | 0 | TX | 2010 | 1 | 774.6261 | 37.1278 | 47715.9 | 0 | 0 | 0 | 0 | 0 | 0 | 0 | 0 | 1 | 774.6261 | 1 | 379.096 | 1 | 262.8359 | 37.1278 | 47715.9 | 0 | 0 | 0 | 0 | 0 | 0 | 0 | 0 | 774.6261 | 0% | 0% | 100% | 100% | 0% | 0% | #DIV/0! | #DIV/0! | #DIV/0! | #DIV/0! | 100% | 48.94% | 100% | 33.93% | #DIV/0! | #DIV/0! | #DIV/0! | #DIV/0! | City Large | 816.5371 | West South Central
77051 | 1 | Houston | 0 | TX | 2010 | 5450 | 1156868.9035 | 91956.5 | 111910700 | 5167 | 711712.8298 | 5162 | 366299.8378 | 4854 | 299980.7643 | 50607.5 | 60629400 | 248 | 209571.1197 | 248 | 133062.365 | 248 | 122946.1118 | 17840 | 21829900 | 35 | 235584.954 | 35 | 196473.3794 | 35 | 192083.4667 | 23509 | 29451400 | 212.2695 | 94.81% | 61.52% | 4.55% | 18.12% | 0.6422% | 20.36% | 99.9% | 51.47% | 93.94% | 42.15% | 100% | 63.49% | 100% | 58.67% | 100% | 83.4% | 100% | 81.53% | City Large | 2361.6366 | West South Central
77053 | 0.36024 | Houston | 0 | TX | 2010 | 4318 | 774337.1945 | 56247.93 | 68497710 | 4229 | 655278.6056 | 4217 | 320055.6735 | 3961 | 267325.4679 | 45627.6 | 55134500 | 78 | 71203.9155 | 78 | 50457.4519 | 76 | 48037.8198 | 6071.16 | 7603440 | 11 | 47854.6734 | 11 | 39557.2342 | 11 | 38780.8721 | 4549.17 | 5759770 | 179.3277 | 97.94% | 84.62% | 1.806% | 9.195% | 0.2547% | 6.18% | 99.72% | 48.84% | 93.66% | 40.8% | 100% | 70.86% | 97.44% | 67.47% | 100% | 82.66% | 100% | 81.04% | Suburb Large | 2814.107 | West South Central
77054 | 1 | Houston | 0 | TX | 2010 | 2173 | 2134661.8416 | 181883.9 | 227821500 | 1221 | 217082.9148 | 1214 | 106631.3534 | 1137 | 89780.6488 | 13778.3 | 16848100 | 798 | 674475.0367 | 798 | 396428.4819 | 798 | 364738.3321 | 53498.6 | 65657400 | 154 | 1243103.8901 | 154 | 998244.7072 | 154 | 973128.84 | 114607 | 145316000 | 982.357 | 56.19% | 10.17% | 36.72% | 31.6% | 7.087% | 58.23% | 99.43% | 49.12% | 93.12% | 41.36% | 100% | 58.78% | 100% | 54.08% | 100% | 80.3% | 100% | 78.28% | City Large | 4103.9779 | West South Central
77055 | 0.087276 | Houston | 0 | TX | 2010 | 167 | 454424.102 | 44117.574 | 55955130 | 81 | 15049.6723 | 80 | 7422.5548 | 70 | 6391.399 | 899.084 | 1123720 | 32 | 34405.5057 | 32 | 25625.1548 | 32 | 24501.4549 | 3125.99 | 3881910 | 54 | 404968.924 | 54 | 346886.0124 | 54 | 343064.0818 | 40092.5 | 50949500 | 2721.1024 | 48.5% | 3.312% | 19.16% | 7.571% | 32.34% | 89.12% | 98.77% | 49.32% | 86.42% | 42.47% | 100% | 74.48% | 100% | 71.21% | 100% | 85.66% | 100% | 84.71% | City Large | 4959.7352 | West South Central
77056 | 0.15275 | Houston | 0 | TX | 2010 | 206 | 299363.7573 | 22096.77 | 27833100 | 134 | 27677.7228 | 132 | 11647.7521 | 128 | 9061.6273 | 1595.9 | 1885120 | 40 | 45474.4491 | 40 | 27293.4836 | 40 | 24557.5741 | 3197.67 | 4007880 | 32 | 226211.5855 | 32 | 155064.6857 | 32 | 147505.7469 | 17303.2 | 21940100 | 1453.2221 | 65.05% | 9.246% | 19.42% | 15.19% | 15.53% | 75.56% | 98.51% | 42.08% | 95.52% | 32.74% | 100% | 60.02% | 100% | 54% | 100% | 68.55% | 100% | 65.21% | City Large | 5748.5071 | West South Central
77058 | 0.99549 | Houston | 0 | TX | 2010 | 4100 | 1775065.6329 | 131702.4 | 169249400 | 3315 | 613227.3155 | 3297 | 272226.5894 | 2811 | 216214.8135 | 35461.5 | 44597800 | 686 | 602921.4987 | 686 | 357185.3752 | 686 | 323407.9905 | 45547 | 58123900 | 99 | 558916.8187 | 99 | 457291.0625 | 99 | 443586.5291 | 50693.9 | 66527700 | 432.9428 | 80.85% | 34.55% | 16.73% | 33.97% | 2.415% | 31.49% | 99.46% | 44.39% | 84.8% | 35.26% | 100% | 59.24% | 100% | 53.64% | 100% | 81.82% | 100% | 79.37% | Suburb Large | 1593.0328 | West South Central
77059 | 1 | Houston | 0 | TX | 2010 | 7878 | 1534873.5045 | 95321.19 | 118663740 | 7788 | 1422533.195 | 7764 | 598184.6514 | 6760 | 457890.584 | 86161.8 | 106963000 | 81 | 48047.0494 | 81 | 24067.605 | 81 | 20763.6087 | 3540.93 | 4422290 | 9 | 64293.2601 | 9 | 47068.9682 | 9 | 45255.3415 | 5618.46 | 7278450 | 194.8304 | 98.86% | 92.68% | 1.028% | 3.13% | 0.1142% | 4.189% | 99.69% | 42.05% | 86.8% | 32.19% | 100% | 50.09% | 100% | 43.22% | 100% | 73.21% | 100% | 70.39% | Suburb Large | 1868.1466 | West South Central
77060 | 0.4905 | Houston | 0 | TX | 2010 | 3351 | 1157713.8195 | 93486 | 120310800 | 2874 | 468740.3986 | 2860 | 234590.0892 | 2585 | 196840.9768 | 31997.9 | 40065800 | 412 | 354539.3004 | 412 | 231938.4593 | 412 | 218166.1556 | 29720.8 | 38200600 | 65 | 334434.1205 | 65 | 282643.3413 | 65 | 276717.8763 | 31767.3 | 42044400 | 345.4831 | 85.77% | 40.49% | 12.29% | 30.62% | 1.94% | 28.89% | 99.51% | 50.05% | 89.94% | 41.99% | 100% | 65.42% | 100% | 61.54% | 100% | 84.51% | 100% | 82.74% | Suburb Large | 4604.45 | West South Central
77061 | 1 | Houston | 0 | TX | 2010 | 5741 | 2263936.2733 | 174985.9 | 217886000 | 4989 | 987113.2907 | 4968 | 468668.9379 | 4362 | 386063.3693 | 61365.9 | 74875100 | 654 | 565410.1351 | 654 | 393328.3998 | 654 | 373671.9508 | 48566.6 | 60487800 | 98 | 711412.8475 | 98 | 563051.1038 | 98 | 547418.6044 | 65053.4 | 82523100 | 394.3453 | 86.9% | 43.6% | 11.39% | 24.97% | 1.707% | 31.42% | 99.58% | 47.48% | 87.43% | 39.11% | 100% | 69.57% | 100% | 66.09% | 100% | 79.15% | 100% | 76.95% | City Large | 3168.424 | West South Central
77062 | 1 | Houston | 0 | TX | 2010 | 9864 | 2196975.2728 | 132359.3 | 167392700 | 9604 | 1806001.5929 | 9586 | 732507.6209 | 8638 | 567013.0976 | 101060 | 126815000 | 222 | 178395.1819 | 222 | 107833.4598 | 221 | 96660.7631 | 12662.4 | 16366400 | 38 | 212578.498 | 38 | 159369.7294 | 38 | 152648.9787 | 18636.9 | 24211300 | 222.7266 | 97.36% | 82.2% | 2.251% | 8.12% | 0.3852% | 9.676% | 99.81% | 40.56% | 89.94% | 31.4% | 100% | 60.45% | 99.55% | 54.18% | 100% | 74.97% | 100% | 71.81% | Suburb Large | 3770.6984 | West South Central
77066 | 0.0019997 | Houston | 0 | TX | 2010 | 2 | 509.3645 | 43.1218 | 50541.6 | 2 | 509.3645 | 2 | 322.6591 | 2 | 272.7746 | 43.1218 | 50541.6 | 0 | 0 | 0 | 0 | 0 | 0 | 0 | 0 | 0 | 0 | 0 | 0 | 0 | 0 | 0 | 0 | 254.6823 | 100% | 100% | 0% | 0% | 0% | 0% | 100% | 63.35% | 100% | 53.55% | #DIV/0! | #DIV/0! | #DIV/0! | #DIV/0! | #DIV/0! | #DIV/0! | #DIV/0! | #DIV/0! | Suburb Large | 3517.6775 | West South Central
77073 | 0.54139 | Houston | 0 | TX | 2010 | 2454 | 1043091.8763 | 84452.9 | 110420300 | 2211 | 377290.6898 | 2154 | 158981.5058 | 1806 | 130651.9082 | 21849.6 | 27559600 | 178 | 187585.6346 | 178 | 143957.0598 | 178 | 138595.4404 | 16350.5 | 21553900 | 65 | 478215.5519 | 65 | 414588.0061 | 65 | 406390.4266 | 46252.8 | 61306800 | 425.0578 | 90.1% | 36.17% | 7.253% | 17.98% | 2.649% | 45.85% | 97.42% | 42.14% | 81.68% | 34.63% | 100% | 76.74% | 100% | 73.88% | 100% | 86.69% | 100% | 84.98% | Suburb Large | 2028.0011 | West South Central
77075 | 1 | Houston | 0 | TX | 2010 | 10053 | 2598137.0508 | 209273.9 | 256510700 | 9444 | 1595432.9929 | 9417 | 802839.6388 | 8812 | 683448.5372 | 116821 | 139820000 | 524 | 488080.3793 | 524 | 341494.0168 | 524 | 326027.2106 | 41967.1 | 52473800 | 85 | 514623.6786 | 85 | 444713.3679 | 85 | 437666.9784 | 50485.8 | 64216900 | 258.444 | 93.94% | 61.41% | 5.212% | 18.79% | 0.8455% | 19.81% | 99.71% | 50.32% | 93.31% | 42.84% | 100% | 69.97% | 100% | 66.8% | 100% | 86.42% | 100% | 85.05% | Suburb Large | 3283.4045 | West South Central
77078 | 0.44882 | Houston | 0 | TX | 2010 | 1639 | 607265.2183 | 50410.09 | 66269210 | 1577 | 218398.9464 | 1556 | 85069.6928 | 1293 | 66178.6211 | 10846.3 | 13800700 | 32 | 31575.3896 | 32 | 24934.0231 | 32 | 23996.483 | 2835.59 | 3725310 | 30 | 357290.8823 | 30 | 327619.5976 | 30 | 325278.3209 | 36728.2 | 48743200 | 370.5096 | 96.22% | 35.96% | 1.952% | 5.2% | 1.83% | 58.84% | 98.67% | 38.95% | 81.99% | 30.3% | 100% | 78.97% | 100% | 76% | 100% | 91.7% | 100% | 91.04% | City Large | 1330.401 | West South Central
77081 | 0.0616 | Houston | 0 | TX | 2010 | 57 | 94846.0185 | 8800.943 | 10783042 | 20 | 3401.2818 | 20 | 1699.3158 | 14 | 1384.9723 | 214.703 | 261682 | 30 | 35340.8964 | 30 | 19998.1425 | 30 | 17954.683 | 3164.9 | 3753260 | 7 | 56103.8403 | 7 | 43815.6607 | 7 | 42260.8861 | 5421.34 | 6768100 | 1663.9652 | 35.09% | 3.586% | 52.63% | 37.26% | 12.28% | 59.15% | 100% | 49.96% | 70% | 40.72% | 100% | 56.59% | 100% | 50.8% | 100% | 78.1% | 100% | 75.33% | City Large | 13865.3844 | West South Central
77087 | 1 | Houston | 0 | TX | 2010 | 10757 | 2590956.0766 | 184268.5 | 229240400 | 9995 | 1581918.9133 | 9975 | 752006.127 | 9055 | 591364.8336 | 93080.4 | 114097000 | 672 | 574745.0334 | 672 | 420533.369 | 672 | 398540.8173 | 49386.6 | 62072400 | 90 | 434292.1299 | 90 | 369315.2371 | 90 | 359287.9882 | 41801.5 | 53071000 | 240.8623 | 92.92% | 61.06% | 6.247% | 22.18% | 0.8367% | 16.76% | 99.8% | 47.54% | 90.6% | 37.38% | 100% | 73.17% | 100% | 69.34% | 100% | 85.04% | 100% | 82.73% | City Large | 5432.4699 | West South Central
77089 | 0.73189 | Houston | 0 | TX | 2010 | 11197 | 2560509.1407 | 171141.5 | 211262600 | 10808 | 1978100.8754 | 10801 | 864612.4586 | 10265 | 701707.9557 | 121441 | 148734000 | 355 | 300127.7464 | 355 | 177966.5465 | 355 | 163577.672 | 23123.9 | 28761700 | 34 | 282280.5188 | 34 | 232677.1307 | 34 | 225659.7859 | 26576.6 | 33766900 | 228.6781 | 96.53% | 77.25% | 3.17% | 11.72% | 0.3037% | 11.02% | 99.94% | 43.71% | 94.98% | 35.47% | 100% | 59.3% | 100% | 54.5% | 100% | 82.43% | 100% | 79.94% | Suburb Large | 3725.1886 | West South Central
77091 | 0.090152 | Houston | 0 | TX | 2010 | 683 | 173793.8587 | 12374.36 | 15909610 | 637 | 104098.0763 | 626 | 44868.8959 | 531 | 36580.2921 | 6030.47 | 7620190 | 37 | 32219.4676 | 37 | 23467.3483 | 37 | 22414.7691 | 2815.87 | 3645140 | 9 | 37476.3147 | 9 | 30956.6597 | 9 | 30254.8361 | 3528.02 | 4644280 | 254.4566 | 93.27% | 59.9% | 5.417% | 18.54% | 1.318% | 21.56% | 98.27% | 43.1% | 83.36% | 35.14% | 100% | 72.84% | 100% | 69.57% | 100% | 82.6% | 100% | 80.73% | City Large | 3273.1474 | West South Central
77092 | 0.27111 | Houston | 0 | TX | 2010 | 1960 | 950929.8168 | 71915.5 | 94069700 | 1493 | 273197.4054 | 1477 | 115601.1787 | 1259 | 93818.7176 | 14257.9 | 18150000 | 419 | 379796.1933 | 419 | 267877.6375 | 418 | 253197.2362 | 30767.3 | 40377800 | 48 | 297936.2181 | 48 | 236832.2242 | 48 | 230315.0498 | 26890.3 | 35541900 | 485.1683 | 76.17% | 28.73% | 21.38% | 39.94% | 2.449% | 31.33% | 98.93% | 42.31% | 84.33% | 34.34% | 100% | 70.53% | 99.76% | 66.67% | 100% | 79.49% | 100% | 77.3% | City Large | 4285.8101 | West South Central
77093 | 0.22359 | Houston | 0 | TX | 2010 | 3550 | 717559.9448 | 49581.9 | 63260700 | 3346 | 442739.406 | 3286 | 185286.6952 | 2638 | 147524.0697 | 24350.6 | 30430600 | 181 | 156899.2818 | 181 | 105686.5972 | 181 | 100776.4081 | 13741.2 | 17677700 | 23 | 117921.257 | 23 | 100205.4985 | 23 | 98184.3913 | 11490.1 | 15152400 | 202.1296 | 94.25% | 61.7% | 5.099% | 21.87% | 0.6479% | 16.43% | 98.21% | 41.85% | 78.84% | 33.32% | 100% | 67.36% | 100% | 64.23% | 100% | 84.98% | 100% | 83.26% | City Large | 3796.7107 | West South Central
77096 | 0.13762 | Houston | 0 | TX | 2010 | 546 | 274524.3501 | 20889.69 | 25928090 | 479 | 113687.0687 | 479 | 56693.4111 | 420 | 47036.3259 | 7594.73 | 9199090 | 55 | 54452.8983 | 55 | 30314.0037 | 54 | 27299.3564 | 4036.26 | 4964100 | 12 | 106384.3831 | 12 | 82663.5802 | 12 | 79375.8993 | 9258.7 | 11764900 | 502.7919 | 87.73% | 41.41% | 10.07% | 19.84% | 2.198% | 38.75% | 100% | 49.87% | 87.68% | 41.37% | 100% | 55.67% | 98.18% | 50.13% | 100% | 77.7% | 100% | 74.61% | City Large | 5933.7507 | West South Central
77098 | 1 | Houston | 0 | TX | 2010 | 3165 | 1122054.0624 | 82085.5 | 101109700 | 2763 | 458499.8357 | 2744 | 203582.805 | 2472 | 163025.2723 | 27330.6 | 32771400 | 340 | 324048.1657 | 340 | 215863.1497 | 340 | 201062.1972 | 26354.4 | 32742400 | 62 | 339506.0609 | 62 | 237512.0603 | 62 | 226683.5405 | 28400.5 | 35595900 | 354.5195 | 87.3% | 40.86% | 10.74% | 28.88% | 1.959% | 30.26% | 99.31% | 44.4% | 89.47% | 35.56% | 100% | 66.61% | 100% | 62.05% | 100% | 69.96% | 100% | 66.77% | City Large | 7021.4771 | West South Central
77338 | 0.69848 | Houston | 0 | TX | 2010 | 8698 | 2624758.0393 | 201921.1 | 258723600 | 8110 | 1430934.07 | 8034 | 649415.5997 | 7386 | 538182.3577 | 94033.9 | 117026000 | 500 | 431115.0216 | 500 | 283546.2115 | 500 | 262735.0291 | 34618.2 | 44794800 | 88 | 762708.9476 | 88 | 655017.4079 | 88 | 639588.8196 | 73269 | 96902800 | 301.7657 | 93.24% | 54.52% | 5.748% | 16.42% | 1.012% | 29.06% | 99.06% | 45.38% | 91.07% | 37.61% | 100% | 65.77% | 100% | 60.94% | 100% | 85.88% | 100% | 83.86% | Suburb Large | 1275.005 | West South Central
77339 | 0.033081 | Houston | 0 | TX | 2010 | 5 | 539.0884 | 23.0746 | 29894.9 | 5 | 539.0884 | 5 | 170.9241 | 2 | 125.6061 | 23.0746 | 29894.9 | 0 | 0 | 0 | 0 | 0 | 0 | 0 | 0 | 0 | 0 | 0 | 0 | 0 | 0 | 0 | 0 | 107.8177 | 100% | 100% | 0% | 0% | 0% | 0% | 100% | 31.71% | 40% | 23.3% | #DIV/0! | #DIV/0! | #DIV/0! | #DIV/0! | #DIV/0! | #DIV/0! | #DIV/0! | #DIV/0! | Suburb Large | 1800.8103 | West South Central
77373 | 0.028569 | Houston | 0 | TX | 2010 | 23 | 4867.2224 | 396.33 | 481868 | 23 | 4867.2224 | 23 | 2385.892 | 17 | 2026.6243 | 396.33 | 481868 | 0 | 0 | 0 | 0 | 0 | 0 | 0 | 0 | 0 | 0 | 0 | 0 | 0 | 0 | 0 | 0 | 211.6184 | 100% | 100% | 0% | 0% | 0% | 0% | 100% | 49.02% | 73.91% | 41.64% | #DIV/0! | #DIV/0! | #DIV/0! | #DIV/0! | #DIV/0! | #DIV/0! | #DIV/0! | #DIV/0! | Suburb Large | 2265.2203 | West South Central
77396 | 0.52483 | Houston | 0 | TX | 2010 | 6227 | 1513888.9855 | 103673.4 | 131780600 | 5818 | 1009730.8233 | 5701 | 430228.5298 | 4834 | 347880.7528 | 59495.3 | 74454200 | 376 | 330625.9937 | 376 | 216750.9472 | 376 | 201306.5028 | 27648.6 | 35545400 | 33 | 173532.1686 | 33 | 144956.4469 | 33 | 141362.6812 | 16529.5 | 21781000 | 243.1169 | 93.43% | 66.7% | 6.038% | 21.84% | 0.53% | 11.46% | 97.99% | 42.61% | 83.09% | 34.45% | 100% | 65.56% | 100% | 60.89% | 100% | 83.53% | 100% | 81.46% | Suburb Large | 1646.8231 | West South Central
77401 | 0.45883 | Houston | 0 | TX | 2010 | 3122 | 764095.8201 | 50692.02 | 60972860 | 3007 | 593102.3435 | 3003 | 253049.4197 | 2786 | 201501.7957 | 36664.1 | 43643900 | 97 | 74691.2163 | 97 | 42821.1961 | 97 | 38225.7528 | 5908.76 | 7118860 | 18 | 96302.2603 | 18 | 68904.4381 | 18 | 65475.0295 | 8119.16 | 10210100 | 244.7456 | 96.32% | 77.62% | 3.107% | 9.775% | 0.5766% | 12.6% | 99.87% | 42.67% | 92.65% | 33.97% | 100% | 57.33% | 100% | 51.18% | 100% | 71.55% | 100% | 67.99% | City Large | 4737.249 | West South Central
77489 | 0.038153 | Houston | 0 | TX | 2010 | 128 | 39227.2587 | 2998.182 | 3780998 | 109 | 9393.3119 | 97 | 4456.1664 | 48 | 3506.0072 | 475.41 | 584588 | 14 | 11905.1289 | 14 | 7566.4402 | 13 | 7000.7209 | 835.742 | 1066950 | 5 | 17928.8179 | 5 | 14728.942 | 5 | 14355.2895 | 1687.03 | 2129460 | 306.463 | 85.16% | 23.95% | 10.94% | 30.35% | 3.906% | 45.7% | 88.99% | 47.44% | 44.04% | 37.32% | 100% | 63.56% | 92.86% | 58.8% | 100% | 82.15% | 100% | 80.07% | Suburb Large | 2725.5563 | West South Central
77502 | 1 | Houston | 0 | TX | 2010 | 10835 | 2600531.9979 | 199144.9 | 243209200 | 10311 | 1816806.5142 | 10280 | 925350.3733 | 9453 | 774387.6759 | 127655 | 153415000 | 460 | 395108.7226 | 460 | 289584.5377 | 460 | 275188.9529 | 34745.5 | 43443100 | 64 | 388616.7611 | 64 | 313824.1911 | 64 | 303539.9769 | 36744.4 | 46351100 | 240.0122 | 95.16% | 69.86% | 4.246% | 15.19% | 0.5907% | 14.94% | 99.7% | 50.93% | 91.68% | 42.62% | 100% | 73.29% | 100% | 69.65% | 100% | 80.75% | 100% | 78.11% | Suburb Large | 6577.4881 | West South Central
77503 | 1 | Houston | 0 | TX | 2010 | 8203 | 2245921.0717 | 164060.3 | 203071900 | 7566 | 1207193.687 | 7505 | 613006.3378 | 6759 | 510714.6189 | 81406.7 | 98952600 | 560 | 506622.2342 | 560 | 336498.2211 | 551 | 318054.8063 | 40869.3 | 51138300 | 77 | 532105.1504 | 77 | 371819.7034 | 77 | 355850.4699 | 41784.3 | 52981000 | 273.7926 | 92.23% | 53.75% | 6.827% | 22.56% | 0.9387% | 23.69% | 99.19% | 50.78% | 89.33% | 42.31% | 100% | 66.42% | 98.39% | 62.78% | 100% | 69.88% | 100% | 66.88% | Suburb Large | 2815.4242 | West South Central
77504 | 1 | Houston | 0 | TX | 2010 | 5954 | 1816286.379 | 148299.7 | 181226100 | 5246 | 963463.998 | 5234 | 505798.06 | 4805 | 426807.0168 | 72437.7 | 86643200 | 661 | 539110.5473 | 661 | 362536.4195 | 661 | 340014.548 | 46204.3 | 57059500 | 47 | 313711.8337 | 47 | 257365.894 | 47 | 251107.6211 | 29657.7 | 37523400 | 305.0531 | 88.11% | 53.05% | 11.1% | 29.68% | 0.7894% | 17.27% | 99.77% | 52.5% | 91.59% | 44.3% | 100% | 67.25% | 100% | 63.07% | 100% | 82.04% | 100% | 80.04% | Suburb Large | 4632.2654 | West South Central
77505 | 1 | Houston | 0 | TX | 2010 | 8096 | 2212874.1026 | 182058.7 | 228351000 | 7577 | 1375724.2254 | 7560 | 714366.7518 | 7117 | 596750.9024 | 106623 | 130815000 | 463 | 397856.6421 | 463 | 270843.9538 | 462 | 253990.4655 | 33789.1 | 43128500 | 56 | 439293.235 | 56 | 367479.827 | 56 | 358273.4969 | 41646.6 | 54407500 | 273.3293 | 93.59% | 62.17% | 5.719% | 17.98% | 0.6917% | 19.85% | 99.78% | 51.93% | 93.93% | 43.38% | 100% | 68.08% | 99.78% | 63.84% | 100% | 83.65% | 100% | 81.56% | Suburb Large | 2253.6418 | West South Central
77506 | 1 | Houston | 0 | TX | 2010 | 9649 | 2585986.0554 | 189270.6 | 235302800 | 8861 | 1271216.5916 | 8824 | 623001.4463 | 7890 | 499983.6993 | 77593.8 | 94685400 | 679 | 698345.811 | 679 | 486993.0038 | 666 | 463081.9175 | 56430.8 | 71110600 | 109 | 616423.6527 | 109 | 469010.0446 | 109 | 454280.7932 | 55246 | 69506800 | 268.0056 | 91.83% | 49.16% | 7.037% | 27.01% | 1.13% | 23.84% | 99.58% | 49.01% | 89.04% | 39.33% | 100% | 69.74% | 98.09% | 66.31% | 100% | 76.09% | 100% | 73.7% | Suburb Large | 3225.6052 | West South Central
77507 | 1 | Houston | 0 | TX | 2010 | 2529 | 1440271.1091 | 113582.39 | 148587900 | 2129 | 199611.8107 | 1958 | 94575.6353 | 996 | 74876.7124 | 9461.09 | 12215100 | 298 | 292665.7893 | 298 | 190004.8591 | 289 | 178507.2329 | 21254.1 | 27720800 | 102 | 947993.5092 | 102 | 744117.5101 | 102 | 725666.4647 | 82867.2 | 108652000 | 569.5022 | 84.18% | 13.86% | 11.78% | 20.32% | 4.033% | 65.82% | 91.97% | 47.38% | 46.78% | 37.51% | 100% | 64.92% | 96.98% | 60.99% | 100% | 78.49% | 100% | 76.55% | Suburb Large | 340.3447 | West South Central
77520 | 0.53134 | Houston | 0 | TX | 2010 | 11495 | 2885523.2898 | 178820.1 | 229271000 | 10734 | 1605175.9639 | 10573 | 711693.3528 | 8799 | 547467.421 | 85861.9 | 108243000 | 669 | 644034.5447 | 669 | 417090.4374 | 642 | 390185.662 | 47480.8 | 61715400 | 92 | 636312.7812 | 92 | 408240.0171 | 91 | 383955.656 | 45477.4 | 59312600 | 251.0242 | 93.38% | 55.63% | 5.82% | 22.32% | 0.8003% | 22.05% | 98.5% | 44.34% | 81.97% | 34.11% | 100% | 64.76% | 95.96% | 60.58% | 100% | 64.16% | 98.91% | 60.34% | City Small | 961.3555 | West South Central
77521 | 0.54864 | Houston | 0 | TX | 2010 | 10665 | 2938133.6409 | 236279.2 | 298003000 | 9929 | 1801591.8027 | 9915 | 937799.2074 | 9402 | 791825.5282 | 134075 | 165980000 | 669 | 582347.3927 | 669 | 390756.5475 | 669 | 365696.2833 | 49224.5 | 62879800 | 67 | 554194.4454 | 67 | 464814.9743 | 67 | 451838.4313 | 52979.7 | 69143200 | 275.4931 | 93.1% | 61.32% | 6.273% | 19.82% | 0.6282% | 18.86% | 99.86% | 52.05% | 94.69% | 43.95% | 100% | 67.1% | 100% | 62.8% | 100% | 83.87% | 100% | 81.53% | City Small | 1143.8603 | West South Central
77523 | 0.0089268 | Houston | 0 | TX | 2010 | 20 | 4744.4717 | 315.271 | 393117 | 20 | 4744.4717 | 20 | 1959.5927 | 19 | 1571.0925 | 315.271 | 393117 | 0 | 0 | 0 | 0 | 0 | 0 | 0 | 0 | 0 | 0 | 0 | 0 | 0 | 0 | 0 | 0 | 237.2236 | 100% | 100% | 0% | 0% | 0% | 0% | 100% | 41.3% | 95% | 33.11% | #DIV/0! | #DIV/0! | #DIV/0! | #DIV/0! | #DIV/0! | #DIV/0! | #DIV/0! | #DIV/0! | Rural Fringe | 168.9502 | West South Central
77530 | 1 | Houston | 0 | TX | 2010 | 11904 | 2348229.284 | 161608.8 | 198021600 | 11491 | 1685997.6604 | 11336 | 774951.6954 | 9394 | 622052.6935 | 102924 | 124091000 | 356 | 322057.6022 | 356 | 230846.8325 | 352 | 219144.796 | 27542.8 | 34474900 | 57 | 340174.0214 | 57 | 270219.4248 | 57 | 261829.5697 | 31142 | 39455700 | 197.2639 | 96.53% | 71.8% | 2.991% | 13.71% | 0.4788% | 14.49% | 98.65% | 45.96% | 81.75% | 36.9% | 100% | 71.68% | 98.88% | 68.05% | 100% | 79.44% | 100% | 76.97% | Suburb Large | 1689.4776 | West South Central
77532 | 0.018785 | Houston | 0 | TX | 2010 | 366 | 58429.0576 | 4280.418 | 5377752 | 356 | 52872.0513 | 356 | 28495.9035 | 328 | 23549.3788 | 3754.52 | 4704520 | 10 | 5557.0062 | 10 | 4012.4947 | 10 | 3832.8164 | 525.898 | 673232 | 0 | 0 | 0 | 0 | 0 | 0 | 0 | 0 | 159.6422 | 97.27% | 90.49% | 2.732% | 9.511% | 0% | 0% | 100% | 53.9% | 92.13% | 44.54% | 100% | 72.21% | 100% | 68.97% | #DIV/0! | #DIV/0! | #DIV/0! | #DIV/0! | Rural Fringe | 309.9192 | West South Central
77536 | 1 | Houston | 0 | TX | 2010 | 13240 | 3456373.7602 | 278579.8 | 349375100 | 12526 | 2376065.0121 | 12426 | 1247972.4946 | 11618 | 1064484.014 | 182688 | 225283000 | 634 | 605371.1155 | 634 | 411429.7297 | 610 | 390640.6056 | 49386.6 | 63654700 | 80 | 474937.6326 | 80 | 400620.0736 | 80 | 392002.1109 | 46505.2 | 60437400 | 261.0554 | 94.61% | 68.74% | 4.789% | 17.51% | 0.6042% | 13.74% | 99.2% | 52.52% | 92.75% | 44.8% | 100% | 67.96% | 96.21% | 64.53% | 100% | 84.35% | 100% | 82.54% | Suburb Large | 2489.2583 | West South Central
77539 | 0.084835 | Houston | 0 | TX | 2010 | 158 | 40957.0868 | 2795.838 | 3687950 | 142 | 16690.9746 | 138 | 9095.7559 | 87 | 7548.5033 | 1066.14 | 1380420 | 13 | 10096.8605 | 13 | 6611.7526 | 12 | 6085.5386 | 772.795 | 1024940 | 3 | 14169.2517 | 3 | 8520.4023 | 3 | 7958.3887 | 956.903 | 1282590 | 259.2221 | 89.87% | 40.75% | 8.228% | 24.65% | 1.899% | 34.6% | 97.18% | 54.5% | 61.27% | 45.23% | 100% | 65.48% | 92.31% | 60.27% | 100% | 60.13% | 100% | 56.17% | Suburb Small | 742.1145 | West South Central
77546 | 0.28067 | Houston | 0 | TX | 2010 | 5965 | 1599521.6194 | 107546.3 | 137460700 | 5731 | 1136393.5715 | 5718 | 464624.1449 | 5415 | 377980.0378 | 67129.9 | 84905900 | 212 | 177851.6549 | 212 | 106490.2816 | 212 | 96598.6499 | 13248.1 | 17049100 | 22 | 285276.3931 | 22 | 240603.5895 | 22 | 233594.933 | 27168.3 | 35505700 | 268.1512 | 96.08% | 71.05% | 3.554% | 11.12% | 0.3688% | 17.84% | 99.77% | 40.89% | 94.49% | 33.26% | 100% | 59.88% | 100% | 54.31% | 100% | 84.34% | 100% | 81.88% | Suburb Large | 1742.7369 | West South Central
77547 | 1 | Houston | 0 | TX | 2010 | 3643 | 929434.8818 | 75702.4 | 93042400 | 3445 | 493885.4844 | 3396 | 257437.3637 | 3080 | 213925.4995 | 33929.7 | 41021300 | 164 | 162177.0107 | 164 | 125143.5919 | 163 | 121328.5942 | 14746.7 | 18550300 | 34 | 273372.3867 | 34 | 202909.3405 | 34 | 198079.3877 | 27026 | 33470800 | 255.129 | 94.56% | 53.14% | 4.502% | 17.45% | 0.9333% | 29.41% | 98.58% | 52.12% | 89.4% | 43.31% | 100% | 77.16% | 99.39% | 74.81% | 100% | 74.22% | 100% | 72.46% | Suburb Large | 1716.7515 | West South Central
77562 | 0.9147 | Houston | 0 | TX | 2010 | 5581 | 1064061.5101 | 73785.89 | 92378600 | 5418 | 855653.0872 | 5367 | 404644.5887 | 4588 | 332002.4313 | 54395 | 67507900 | 153 | 116469.1372 | 153 | 79173.3152 | 153 | 74340.7415 | 10100 | 12859200 | 10 | 91939.2856 | 10 | 77857.4436 | 10 | 76566.752 | 9290.89 | 12011500 | 190.6579 | 97.08% | 80.41% | 2.741% | 10.95% | 0.1792% | 8.64% | 99.06% | 47.29% | 84.68% | 38.8% | 100% | 67.98% | 100% | 63.83% | 100% | 84.68% | 100% | 83.28% | City Small | 632.663 | West South Central
77563 | 0.23377 | Houston | 0 | TX | 2010 | 1920 | 287807.4593 | 16703.786 | 21485421 | 1910 | 277440.3174 | 1905 | 117570.7452 | 1794 | 93257.9316 | 15771 | 20283100 | 9 | 7224.0832 | 9 | 4813.0754 | 9 | 4512.9996 | 626.493 | 816266 | 1 | 3143.0587 | 1 | 1972.7257 | 1 | 1874.6633 | 306.293 | 386055 | 149.8997 | 99.48% | 96.4% | 0.4688% | 2.51% | 0.05208% | 1.092% | 99.74% | 42.38% | 93.93% | 33.61% | 100% | 66.63% | 100% | 62.47% | 100% | 62.76% | 100% | 59.64% | Suburb Small | 197.4175 | West South Central
77565 | 0.12272 | Houston | 0 | TX | 2010 | 684 | 161003.7188 | 11637.034 | 14425064 | 657 | 134475.2333 | 655 | 63455.5343 | 622 | 52747.5233 | 9561.25 | 11785500 | 25 | 20481.9032 | 25 | 11254.4665 | 25 | 9882.1783 | 1523.17 | 1912330 | 2 | 6046.5824 | 2 | 4998.5481 | 2 | 4867.6806 | 552.614 | 727234 | 235.3856 | 96.05% | 83.52% | 3.655% | 12.72% | 0.2924% | 3.756% | 99.7% | 47.19% | 94.67% | 39.22% | 100% | 54.95% | 100% | 48.25% | 100% | 82.67% | 100% | 80.5% | Suburb Large | 2218.6336 | West South Central
77568 | 0.72959 | Houston | 0 | TX | 2010 | 6775 | 1394278.3453 | 93002.3 | 120314400 | 6525 | 1019636.5408 | 6428 | 462647.7917 | 5650 | 376898.9341 | 60504 | 77152700 | 219 | 200269.9213 | 219 | 143293.993 | 217 | 136350.3253 | 16754.3 | 22205800 | 31 | 174371.8832 | 31 | 136504.5525 | 31 | 132258.0579 | 15744 | 20955900 | 205.7975 | 96.31% | 73.13% | 3.232% | 14.36% | 0.4576% | 12.51% | 98.51% | 45.37% | 86.59% | 36.96% | 100% | 71.55% | 99.09% | 68.08% | 100% | 78.28% | 100% | 75.85% | Suburb Small | 707.4382 | West South Central
77571 | 1 | Houston | 0 | TX | 2010 | 18110 | 5599830.9548 | 444966.3 | 567989000 | 16804 | 2852102.7797 | 16413 | 1444020.2156 | 14755 | 1209749.0371 | 199969 | 249234000 | 1100 | 1019323.4347 | 1100 | 721213.0168 | 1081 | 686669.5239 | 85335.3 | 110143000 | 206 | 1728404.7403 | 206 | 1405125.4921 | 206 | 1374817.2349 | 159662 | 208612000 | 309.2121 | 92.79% | 50.93% | 6.074% | 18.2% | 1.137% | 30.87% | 97.67% | 50.63% | 87.81% | 42.42% | 100% | 70.75% | 98.27% | 67.37% | 100% | 81.3% | 100% | 79.54% | Suburb Large | 920.3382 | West South Central
77573 | 0.062882 | Houston | 0 | TX | 2010 | 2004 | 528923.5453 | 37188.33 | 46398800 | 1846 | 355564.5624 | 1846 | 160116.4403 | 1662 | 127422.4418 | 23866.7 | 29541800 | 149 | 123660.2414 | 149 | 64868.4265 | 149 | 56220.7673 | 8847.87 | 11087000 | 9 | 49698.7416 | 9 | 36987.5377 | 9 | 35543.6625 | 4473.76 | 5770000 | 263.9339 | 92.12% | 67.22% | 7.435% | 23.38% | 0.4491% | 9.396% | 100% | 45.03% | 90.03% | 35.84% | 100% | 52.46% | 100% | 45.46% | 100% | 74.42% | 100% | 71.52% | Suburb Large | 2022.251 | West South Central
77581 | 0.22308 | Houston | 0 | TX | 2010 | 2128 | 511130.625 | 40302.94 | 49353380 | 2026 | 359294.6405 | 2016 | 183301.8637 | 1862 | 153653.6295 | 25729.1 | 30950600 | 92 | 75367.5204 | 92 | 57062.287 | 92 | 54911.8763 | 6808.95 | 8560290 | 10 | 76468.4642 | 10 | 67220.3945 | 10 | 66090.1486 | 7764.89 | 9842490 | 240.193 | 95.21% | 70.29% | 4.323% | 14.75% | 0.4699% | 14.96% | 99.51% | 51.02% | 91.91% | 42.77% | 100% | 75.71% | 100% | 72.86% | 100% | 87.91% | 100% | 86.43% | Suburb Large | 1591.4131 | West South Central
77584 | 0.047564 | Houston | 0 | TX | 2010 | 689 | 214709.9146 | 16938.67 | 20463730 | 660 | 169945.297 | 660 | 84688.3773 | 652 | 71320.3088 | 13188.6 | 15750200 | 26 | 30120.8105 | 26 | 19554.0156 | 26 | 17931.8412 | 2374.22 | 2955470 | 3 | 14643.8071 | 3 | 12553.5151 | 3 | 12186.9112 | 1375.85 | 1758060 | 311.6254 | 95.79% | 79.15% | 3.774% | 14.03% | 0.4354% | 6.82% | 100% | 49.83% | 98.79% | 41.97% | 100% | 64.92% | 100% | 59.53% | 100% | 85.73% | 100% | 83.22% | Suburb Large | 1747.2606 | West South Central
77586 | 0.65825 | Houston | 0 | TX | 2010 | 4420 | 1024125.4384 | 68130.9 | 86060600 | 4174 | 731974.2601 | 4130 | 314437.6523 | 3527 | 249695.0694 | 43420.6 | 53976000 | 226 | 187086.1774 | 226 | 124886.3359 | 223 | 117495.5904 | 14670.5 | 19003000 | 20 | 105065.0009 | 20 | 86770.5812 | 20 | 84558.849 | 10039.8 | 13081600 | 231.7026 | 94.43% | 71.47% | 5.113% | 18.27% | 0.4525% | 10.26% | 98.95% | 42.96% | 84.5% | 34.11% | 100% | 66.75% | 98.67% | 62.8% | 100% | 82.59% | 100% | 80.48% | Suburb Large | 1200.9301 | West South Central
77587 | 1 | Houston | 0 | TX | 2010 | 5460 | 1163446.0945 | 83219.6 | 103119700 | 5140 | 792014.4788 | 5119 | 402790.644 | 4544 | 332347.6861 | 51405.6 | 62823000 | 300 | 254240.3007 | 300 | 178708.2023 | 299 | 167713.0717 | 20728.4 | 26199200 | 20 | 117191.315 | 20 | 98762.7603 | 20 | 95795.6875 | 11085.6 | 14097500 | 213.0854 | 94.14% | 68.07% | 5.495% | 21.85% | 0.3663% | 10.07% | 99.59% | 50.86% | 88.4% | 41.96% | 100% | 70.29% | 99.67% | 65.97% | 100% | 84.27% | 100% | 81.74% | Suburb Large | 5490.4953 | West South Central
77590 | 0.9697 | Houston | 0 | TX | 2010 | 13937 | 3584180.3173 | 269004.3 | 349246500 | 12855 | 2068422.4612 | 12532 | 1066217.3678 | 11487 | 892677.9549 | 144628 | 184390000 | 968 | 906501.6832 | 968 | 610168.6126 | 948 | 577850.1723 | 72011.6 | 95163700 | 114 | 609256.1728 | 114 | 453445.8553 | 114 | 438123.1902 | 52364.7 | 69692800 | 257.1701 | 92.24% | 57.71% | 6.946% | 25.29% | 0.818% | 17% | 97.49% | 51.55% | 89.36% | 43.16% | 100% | 67.31% | 97.93% | 63.75% | 100% | 74.43% | 100% | 71.91% | Suburb Small | 1351.7083 | West South Central
77591 | 0.47174 | Houston | 0 | TX | 2010 | 2461 | 497037.3125 | 36863.06 | 46247320 | 2346 | 378414.0793 | 2340 | 193807.219 | 2230 | 162971.1544 | 27393 | 34056000 | 109 | 82785.1943 | 109 | 49492.5482 | 108 | 45604.2185 | 6423.92 | 8221740 | 6 | 35838.0389 | 6 | 26536.3081 | 6 | 25185.2716 | 3046.14 | 3969580 | 201.9656 | 95.33% | 76.13% | 4.429% | 16.66% | 0.2438% | 7.21% | 99.74% | 51.22% | 95.06% | 43.07% | 100% | 59.78% | 99.08% | 55.09% | 100% | 74.05% | 100% | 70.28% | Suburb Small | 945.5848 | West South Central
77598 | 0.55887 | Houston | 0 | TX | 2010 | 3442 | 1595040.5135 | 119151.5 | 153608000 | 2653 | 495662.5936 | 2647 | 223784.1105 | 2542 | 183779.2898 | 30217.4 | 38203500 | 720 | 631173.012 | 720 | 371325.4814 | 720 | 340644.1152 | 47165 | 60692200 | 69 | 468204.9079 | 69 | 369761.6456 | 69 | 357207.9146 | 41769.1 | 54712300 | 463.4051 | 77.08% | 31.08% | 20.92% | 39.57% | 2.005% | 29.35% | 99.77% | 45.15% | 95.82% | 37.08% | 100% | 58.83% | 100% | 53.97% | 100% | 78.97% | 100% | 76.29% | Suburb Large | 2004.9917 | West South Central
78002 | 0.1295 | SanAntonio | 0 | TX | 2013 | 634 | 100764.642 | 6351.104 | 8750261 | 622 | 92833.5019 | 617 | 46567.5453 | 546 | 37055.3959 | 5757.01 | 7905090 | 12 | 7931.1402 | 12 | 5173.1706 | 12 | 4700.2242 | 594.094 | 845171 | 0 | 0 | 0 | 0 | 0 | 0 | 0 | 0 | 158.9348 | 98.11% | 92.13% | 1.893% | 7.871% | 0% | 0% | 99.2% | 50.16% | 87.78% | 39.92% | 100% | 65.23% | 100% | 59.26% | #DIV/0! | #DIV/0! | #DIV/0! | #DIV/0! | Rural Fringe | 188.4867 | West South Central
78006 | 0.0044664 | SanAntonio | 0 | TX | 2008 | 266 | 50606.8121 | 2938.7 | 4084379 | 264 | 48843.9859 | 263 | 21661.9462 | 240 | 16935.1225 | 2805.55 | 3889970 | 2 | 1762.8262 | 2 | 1300.1527 | 2 | 1182.1659 | 133.15 | 194409 | 0 | 0 | 0 | 0 | 0 | 0 | 0 | 0 | 190.2512 | 99.25% | 96.52% | 0.7519% | 3.483% | 0% | 0% | 99.62% | 44.35% | 90.91% | 34.67% | 100% | 73.75% | 100% | 67.06% | #DIV/0! | #DIV/0! | #DIV/0! | #DIV/0! | Town Distant | 80.7972 | West South Central
78015 | 0.62989 | SanAntonio | 0 | TX | 2013 | 3527 | 1117325.3187 | 77055.43 | 105697240 | 3112 | 829967.4477 | 3107 | 375102.2308 | 3007 | 301672.3824 | 54436 | 74453200 | 405 | 246891.8011 | 405 | 128574.3504 | 405 | 110668.4562 | 17740.2 | 24656200 | 10 | 40466.0699 | 10 | 31591.7384 | 10 | 31132.6716 | 4879.23 | 6587840 | 316.792 | 88.23% | 74.28% | 11.48% | 22.1% | 0.2835% | 3.622% | 99.84% | 45.19% | 96.63% | 36.35% | 100% | 52.08% | 100% | 44.82% | 100% | 78.07% | 100% | 76.94% | Town Distant | 234.8513 | West South Central
78023 | 0.16095 | SanAntonio | 0 | TX | 2013 | 7889 | 2079515.3245 | 144189.6 | 199388300 | 7600 | 1727991.855 | 7583 | 784454.6176 | 7282 | 635504.9394 | 115058 | 157920000 | 269 | 200735.4542 | 269 | 120116.1024 | 269 | 108134.3578 | 15446.7 | 21780600 | 20 | 150788.0153 | 20 | 116715.1169 | 20 | 111490.7401 | 13684.9 | 19687700 | 263.5968 | 96.34% | 83.1% | 3.41% | 9.653% | 0.2535% | 7.251% | 99.78% | 45.4% | 95.82% | 36.78% | 100% | 59.84% | 100% | 53.87% | 100% | 77.4% | 100% | 73.94% | City Large | 237.9717 | West South Central
78070 | 0.0029185 | SanAntonio | 0 | TX | 2008 | 2 | 461.2864 | 31.9668 | 46776.7 | 2 | 461.2864 | 2 | 209.8287 | 2 | 181.3901 | 31.9668 | 46776.7 | 0 | 0 | 0 | 0 | 0 | 0 | 0 | 0 | 0 | 0 | 0 | 0 | 0 | 0 | 0 | 0 | 230.6432 | 100% | 100% | 0% | 0% | 0% | 0% | 100% | 45.49% | 100% | 39.32% | #DIV/0! | #DIV/0! | #DIV/0! | #DIV/0! | #DIV/0! | #DIV/0! | #DIV/0! | #DIV/0! | Rural Fringe | 102.2563 | West South Central
78073 | 0.18135 | SanAntonio | 0 | TX | 2013 | 671 | 185210.7938 | 14191.11 | 20077350 | 631 | 91195.0909 | 624 | 46243.5137 | 532 | 36593.2323 | 5408.23 | 7508760 | 31 | 22174.8574 | 31 | 15490.8815 | 31 | 14375.2439 | 1786.57 | 2538190 | 9 | 71840.8455 | 9 | 61187.7832 | 9 | 59949.6166 | 6996.31 | 10030400 | 276.022 | 94.04% | 49.24% | 4.62% | 11.97% | 1.341% | 38.79% | 98.89% | 50.71% | 84.31% | 40.13% | 100% | 69.86% | 100% | 64.83% | 100% | 85.17% | 100% | 83.45% | Rural Distant | 174.3242 | West South Central
78108 | 0.14871 | SanAntonio | 0 | TX | 2008 | 2635 | 648269.1779 | 43626.9 | 58852380 | 2579 | 530876.6887 | 2579 | 227120.0602 | 2519 | 186610.1805 | 32997.6 | 44250000 | 45 | 40313.0053 | 45 | 30838.7788 | 45 | 29192.4045 | 3528.41 | 4878520 | 11 | 77079.4839 | 11 | 56706.7094 | 11 | 54856.0124 | 7100.89 | 9723860 | 246.0225 | 97.87% | 81.89% | 1.708% | 6.219% | 0.4175% | 11.89% | 100% | 42.78% | 97.67% | 35.15% | 100% | 76.5% | 100% | 72.41% | 100% | 73.57% | 100% | 71.17% | Suburb Large | 773.1227 | West South Central
78109 | 0.42452 | SanAntonio | San Antonio, TX | TX | 2013 | 12173 | 2381024.1467 | 159990.2 | 213389400 | 11939 | 2056154.4553 | 11934 | 924557.1154 | 11580 | 755024.7724 | 132452 | 175419000 | 217 | 188064.1553 | 217 | 123096.1313 | 217 | 114518.4151 | 15074 | 20707300 | 17 | 136805.5362 | 17 | 105193.6421 | 17 | 101917.3122 | 12464.2 | 17263100 | 195.5988 | 98.08% | 86.36% | 1.783% | 7.898% | 0.1397% | 5.746% | 99.96% | 44.97% | 96.99% | 36.72% | 100% | 65.45% | 100% | 60.89% | 100% | 76.89% | 100% | 74.5% | Rural Fringe | 1159.2968 | West South Central
78112 | 0.015919 | SanAntonio | 0 | TX | 2013 | 66 | 35852.1694 | 2769.064 | 3698317 | 56 | 9441.3919 | 56 | 4939.3858 | 50 | 3901.2517 | 534.534 | 724837 | 8 | 8016.4037 | 8 | 5446.8128 | 8 | 5084.0708 | 627.34 | 854640 | 2 | 18394.3738 | 2 | 10540.0763 | 2 | 9919.4162 | 1607.19 | 2118840 | 543.2147 | 84.85% | 26.33% | 12.12% | 22.36% | 3.03% | 51.31% | 100% | 52.32% | 89.29% | 41.32% | 100% | 67.95% | 100% | 63.42% | 100% | 57.3% | 100% | 53.93% | Rural Fringe | 155.7749 | West South Central
78148 | 1 | SanAntonio | 0 | TX | 2013 | 6719 | 1939345.6665 | 122868.4 | 167526500 | 6291 | 1249282.3372 | 6285 | 525742.8588 | 5958 | 407839.9745 | 66262 | 89379500 | 359 | 332274.6036 | 359 | 206045.7297 | 358 | 190313.1449 | 25219 | 34702300 | 69 | 357788.7258 | 69 | 260438.1811 | 69 | 251046.5749 | 31387.4 | 43444700 | 288.6361 | 93.63% | 64.42% | 5.343% | 17.13% | 1.027% | 18.45% | 99.9% | 42.08% | 94.71% | 32.65% | 100% | 62.01% | 99.72% | 57.28% | 100% | 72.79% | 100% | 70.17% | Suburb Large | 2270.1595 | West South Central
78150 | 1 | SanAntonio | 0 | TX | 2013 | 88 | 61368.6263 | 4577.423 | 6302476 | 58 | 8777.6176 | 58 | 4470.2879 | 47 | 3643.2779 | 490.223 | 674826 | 22 | 22274.3596 | 22 | 13312.7559 | 22 | 12353.2718 | 1619.13 | 2221540 | 8 | 30316.6491 | 8 | 19825.0694 | 8 | 18920.449 | 2468.07 | 3406110 | 697.3708 | 65.91% | 14.3% | 25% | 36.3% | 9.091% | 49.4% | 100% | 50.93% | 81.03% | 41.51% | 100% | 59.77% | 100% | 55.46% | 100% | 65.39% | 100% | 62.41% | Suburb Large | 276.7133 | West South Central
78154 | 0.52868 | SanAntonio | 0 | TX | 2013 | 11071 | 2679897.0191 | 170524.1 | 230875500 | 10626 | 2011596.0814 | 10616 | 829202.0904 | 10091 | 658087.4034 | 115136 | 154564000 | 407 | 397246.0869 | 407 | 238654.7393 | 407 | 220539.3093 | 30072.2 | 41204200 | 38 | 271054.8508 | 38 | 215145.2335 | 38 | 208713.6161 | 25315.9 | 35107300 | 242.0646 | 95.98% | 75.06% | 3.676% | 14.82% | 0.3432% | 10.11% | 99.91% | 41.22% | 94.97% | 32.71% | 100% | 60.08% | 100% | 55.52% | 100% | 79.37% | 100% | 77% | Suburb Large | 950.3206 | West South Central
78163 | 0.33602 | SanAntonio | 0 | TX | 2008 | 1004 | 199587.938 | 13714.718 | 18866142 | 964 | 172360.1407 | 960 | 85258.9994 | 870 | 69314.6128 | 11462.9 | 15707900 | 39 | 23968.7968 | 39 | 14990.6881 | 39 | 13650.7029 | 2003.13 | 2795680 | 1 | 3259.0005 | 1 | 2437.0299 | 1 | 2330.5281 | 248.688 | 362562 | 198.7928 | 96.02% | 86.36% | 3.884% | 12.01% | 0.0996% | 1.633% | 99.59% | 49.47% | 90.25% | 40.21% | 100% | 62.54% | 100% | 56.95% | 100% | 74.78% | 100% | 71.51% | Rural Fringe | 134.242 | West South Central
78201 | 1 | SanAntonio | San Antonio, TX | TX | 2008 | 14774 | 2883769.369 | 185720.7 | 260995400 | 14223 | 2045586.6525 | 14150 | 925631.4403 | 12526 | 706468.1074 | 111724 | 154763000 | 484 | 442849.032 | 484 | 313782.4524 | 484 | 294309.7692 | 37464.2 | 53580500 | 67 | 395333.6846 | 67 | 314247.6482 | 67 | 303078.6569 | 36532.5 | 52651900 | 195.1922 | 96.27% | 70.93% | 3.276% | 15.36% | 0.4535% | 13.71% | 99.49% | 45.25% | 88.07% | 34.54% | 100% | 70.86% | 100% | 66.46% | 100% | 79.49% | 100% | 76.66% | City Large | 6175.3724 | West South Central
78202 | 1 | SanAntonio | San Antonio, TX | TX | 2008 | 4445 | 941353.1706 | 71202.7 | 93796300 | 4280 | 541532.6511 | 4259 | 243423.4539 | 3649 | 185357.5808 | 31878 | 40827000 | 125 | 132051.6378 | 125 | 94326.4071 | 125 | 89639.6034 | 11321.5 | 15213500 | 40 | 267768.8817 | 40 | 225134.3756 | 40 | 220543.2078 | 28003.2 | 37755800 | 211.778 | 96.29% | 57.53% | 2.812% | 14.03% | 0.8999% | 28.45% | 99.51% | 44.95% | 85.26% | 34.23% | 100% | 71.43% | 100% | 67.88% | 100% | 84.08% | 100% | 82.36% | City Large | 4399.6758 | West South Central
78203 | 1 | SanAntonio | San Antonio, TX | TX | 2008 | 2314 | 466153.1537 | 35077.65 | 45862450 | 2220 | 289364.0027 | 2202 | 131849.9059 | 1939 | 101643.5704 | 17654.5 | 22578100 | 77 | 72049.6957 | 77 | 48609.5028 | 77 | 45423.9339 | 5428.75 | 7248050 | 17 | 104739.4553 | 17 | 79925.1824 | 17 | 77767.3513 | 11994.4 | 16036300 | 201.4491 | 95.94% | 62.07% | 3.328% | 15.46% | 0.7347% | 22.47% | 99.19% | 45.57% | 87.34% | 35.13% | 100% | 67.47% | 100% | 63.05% | 100% | 76.31% | 100% | 74.25% | City Large | 4896.7112 | West South Central
78204 | 1 | SanAntonio | San Antonio, TX | TX | 2013 | 4228 | 1090714.3603 | 76394.9 | 107075700 | 3956 | 500748.1571 | 3927 | 226271.405 | 3339 | 170102.5676 | 27501.9 | 37232600 | 202 | 213970.6855 | 202 | 145815.4191 | 202 | 135845.6015 | 17133.9 | 24312700 | 70 | 375995.5177 | 70 | 279396.5507 | 70 | 267124.3289 | 31759.1 | 45530400 | 257.9741 | 93.57% | 45.91% | 4.778% | 19.62% | 1.656% | 34.47% | 99.27% | 45.19% | 84.4% | 33.97% | 100% | 68.15% | 100% | 63.49% | 100% | 74.31% | 100% | 71.04% | City Large | 4188.1958 | West South Central
78205 | 1 | SanAntonio | San Antonio, TX | TX | 2013 | 383 | 682292.7049 | 46218.55 | 63015750 | 163 | 31824.8159 | 162 | 15075.5017 | 143 | 12473.4033 | 1765.55 | 2353750 | 149 | 175830.5541 | 149 | 102889.8106 | 149 | 93991.8124 | 11456.2 | 15547000 | 71 | 474637.3349 | 71 | 294777.3559 | 71 | 278317.9654 | 32996.8 | 45115000 | 1781.4431 | 42.56% | 4.664% | 38.9% | 25.77% | 18.54% | 69.57% | 99.39% | 47.37% | 87.73% | 39.19% | 100% | 58.52% | 100% | 53.46% | 100% | 62.11% | 100% | 58.64% | City Large | 2617.6025 | West South Central
78206 | 1 | SanAntonio | San Antonio, TX | TX | 2008 | 14 | 17236.5691 | 1490.9735 | 2047201 | 9 | 1312.5386 | 9 | 636.3522 | 9 | 511.9155 | 84.1345 | 110490 | 2 | 2717.2986 | 2 | 1943.8432 | 2 | 1821.7578 | 207.329 | 285411 | 3 | 13206.7319 | 3 | 10754.1026 | 3 | 10612.9333 | 1199.51 | 1651300 | 1231.1835 | 64.29% | 7.615% | 14.29% | 15.76% | 21.43% | 76.62% | 100% | 48.48% | 100% | 39% | 100% | 71.54% | 100% | 67.04% | 100% | 81.43% | 100% | 80.36% | City Large | 3021.6148 | West South Central
78207 | 1 | SanAntonio | San Antonio, TX | TX | 2013 | 14364 | 2782237.4496 | 199372.9 | 275157400 | 13760 | 1717525.312 | 13709 | 832269.4283 | 12083 | 651267.0083 | 105366 | 141876000 | 480 | 425842.864 | 480 | 294352.6758 | 480 | 276491.0326 | 36166.9 | 50719300 | 124 | 638869.2735 | 124 | 500448.6706 | 124 | 484294.3294 | 57840 | 82562100 | 193.6952 | 95.8% | 61.73% | 3.342% | 15.31% | 0.8633% | 22.96% | 99.63% | 48.46% | 87.81% | 37.92% | 100% | 69.12% | 100% | 64.93% | 100% | 78.33% | 100% | 75.8% | City Large | 7250.2338 | West South Central
78208 | 1 | SanAntonio | San Antonio, TX | TX | 2008 | 1525 | 390320.2058 | 29022.16 | 40685800 | 1421 | 199341.2765 | 1419 | 89507.2825 | 1217 | 69583.0118 | 11520.7 | 15807100 | 86 | 94166.4508 | 86 | 62484.5843 | 86 | 59123.3751 | 8135.11 | 11446200 | 18 | 96812.4785 | 18 | 77646.5394 | 18 | 75618.4961 | 9366.35 | 13432500 | 255.9477 | 93.18% | 51.07% | 5.639% | 24.13% | 1.18% | 24.8% | 99.86% | 44.9% | 85.64% | 34.91% | 100% | 66.36% | 100% | 62.79% | 100% | 80.2% | 100% | 78.11% | City Large | 2915.4162 | West South Central
78209 | 1 | SanAntonio | San Antonio, TX | TX | 2008 | 13845 | 3710985.951 | 230858.4 | 324894600 | 12814 | 2464827.5324 | 12768 | 1086448.8568 | 11302 | 829930.1131 | 131113 | 183481000 | 947 | 759192.5894 | 947 | 459838.4978 | 947 | 416071.7057 | 56628.8 | 79560700 | 84 | 486965.8292 | 84 | 352573.3193 | 84 | 334140.3614 | 43116.6 | 61852900 | 268.038 | 92.55% | 66.42% | 6.84% | 20.46% | 0.6067% | 13.12% | 99.64% | 44.08% | 88.2% | 33.67% | 100% | 60.57% | 100% | 54.8% | 100% | 72.4% | 100% | 68.62% | City Large | 3463.1982 | West South Central
78210 | 1 | SanAntonio | San Antonio, TX | TX | 2008 | 13296 | 2241997.8675 | 141906.6 | 185022500 | 12993 | 1775141.2393 | 12920 | 792921.7637 | 11309 | 606559.6028 | 101476 | 130470000 | 263 | 246110.5974 | 263 | 169933.6801 | 263 | 158988.9897 | 20626.7 | 27638800 | 40 | 220746.0308 | 40 | 172489.4594 | 40 | 165242.2189 | 19803.9 | 26913700 | 168.622 | 97.72% | 79.18% | 1.978% | 10.98% | 0.3008% | 9.846% | 99.44% | 44.67% | 87.04% | 34.17% | 100% | 69.05% | 100% | 64.6% | 100% | 78.14% | 100% | 74.86% | City Large | 5060.7821 | West South Central
78211 | 1 | SanAntonio | San Antonio, TX | TX | 2013 | 10396 | 1839946.218 | 129977 | 179224000 | 10052 | 1303129.2795 | 10013 | 657643.7372 | 8970 | 525789.6997 | 82782.9 | 112343000 | 300 | 260064.9623 | 300 | 179286.8914 | 300 | 166668.4078 | 21538.5 | 30398400 | 44 | 276751.9763 | 44 | 214434.1135 | 44 | 208619.5864 | 25655.6 | 36482600 | 176.986 | 96.69% | 70.82% | 2.886% | 14.13% | 0.4232% | 15.04% | 99.61% | 50.47% | 89.24% | 40.35% | 100% | 68.94% | 100% | 64.09% | 100% | 77.48% | 100% | 75.38% | City Large | 2534.4713 | West South Central
78212 | 1 | SanAntonio | San Antonio, TX | TX | 2008 | 10207 | 2297585.6544 | 147819.2 | 208306800 | 9603 | 1458008.3615 | 9556 | 626206.8299 | 8346 | 475248.6688 | 78488 | 108887000 | 528 | 476807.6479 | 528 | 323393.8697 | 528 | 300132.981 | 38119.8 | 54472000 | 76 | 362769.645 | 76 | 267286.6008 | 76 | 255908.5107 | 31211.4 | 44947800 | 225.099 | 94.08% | 63.46% | 5.173% | 20.75% | 0.7446% | 15.79% | 99.51% | 42.95% | 86.91% | 32.6% | 100% | 67.82% | 100% | 62.95% | 100% | 73.68% | 100% | 70.54% | City Large | 4532.7482 | West South Central
78213 | 1 | SanAntonio | 0 | TX | 2013 | 11868 | 2827429.2369 | 178307.3 | 253867100 | 11222 | 2027564.212 | 11210 | 964581.6279 | 10493 | 762799.1846 | 113906 | 161538000 | 585 | 449302.8295 | 585 | 260237.7229 | 585 | 234693.3349 | 32899.9 | 46702500 | 61 | 350562.1954 | 61 | 276775.7162 | 61 | 266135.4629 | 31501.4 | 45626600 | 238.2397 | 94.56% | 71.71% | 4.929% | 15.89% | 0.514% | 12.4% | 99.89% | 47.57% | 93.5% | 37.62% | 100% | 57.92% | 100% | 52.24% | 100% | 78.95% | 100% | 75.92% | City Large | 5141.2833 | West South Central
78214 | 1 | SanAntonio | San Antonio, TX | TX | 2013 | 8362 | 1500431.4855 | 103158.4 | 136241300 | 8031 | 1038815.4805 | 7987 | 503527.7986 | 7049 | 397859.0201 | 62225.6 | 80790300 | 299 | 255385.0024 | 299 | 175030.6233 | 299 | 164444.6357 | 21454.2 | 28857100 | 32 | 206231.0026 | 32 | 168522.7829 | 32 | 163863.5234 | 19478.6 | 26593900 | 179.4345 | 96.04% | 69.23% | 3.576% | 17.02% | 0.3827% | 13.74% | 99.45% | 48.47% | 87.77% | 38.3% | 100% | 68.54% | 100% | 64.39% | 100% | 81.72% | 100% | 79.46% | City Large | 2237.6061 | West South Central
78215 | 1 | SanAntonio | San Antonio, TX | TX | 2008 | 629 | 356598.1783 | 27771.65 | 39928000 | 455 | 78265.949 | 453 | 34223.9459 | 399 | 27402.2547 | 3949.75 | 5551500 | 142 | 143707.8931 | 142 | 101306.5915 | 142 | 95655.4547 | 12207.6 | 17603900 | 32 | 134624.3362 | 32 | 99130.9341 | 32 | 94440.0322 | 11614.3 | 16772600 | 566.9287 | 72.34% | 21.95% | 22.58% | 40.3% | 5.087% | 37.75% | 99.56% | 43.73% | 87.69% | 35.01% | 100% | 70.49% | 100% | 66.56% | 100% | 73.64% | 100% | 70.15% | City Large | 2208.1308 | West South Central
78216 | 1 | SanAntonio | San Antonio, TX | TX | 2013 | 10790 | 4564291.2584 | 341810 | 488463000 | 9207 | 1980948.315 | 9199 | 931964.5536 | 8703 | 741597.3959 | 113966 | 160792000 | 1357 | 1234242.6399 | 1357 | 827540.8559 | 1356 | 771934.8508 | 99344 | 142174000 | 226 | 1349100.3035 | 226 | 1115971.8833 | 226 | 1087009.908 | 128500 | 185497000 | 423.0112 | 85.33% | 43.4% | 12.58% | 27.04% | 2.095% | 29.56% | 99.91% | 47.05% | 94.53% | 37.44% | 100% | 67.05% | 99.93% | 62.54% | 100% | 82.72% | 100% | 80.57% | City Large | 2604.3179 | West South Central
78217 | 1 | SanAntonio | San Antonio, TX | TX | 2013 | 9626 | 3364847.1687 | 235963.4 | 336848200 | 8527 | 1712034.0097 | 8522 | 754807.3658 | 8120 | 586746.7365 | 94295.5 | 132450000 | 946 | 855267.0847 | 946 | 571049.7691 | 945 | 533472.6895 | 68415.9 | 98051200 | 153 | 797546.0743 | 153 | 642964.1494 | 153 | 624227.9628 | 73252 | 106347000 | 349.5582 | 88.58% | 50.88% | 9.828% | 25.42% | 1.589% | 23.7% | 99.94% | 44.09% | 95.23% | 34.27% | 100% | 66.77% | 99.89% | 62.37% | 100% | 80.62% | 100% | 78.27% | City Large | 3094.9409 | West South Central
78218 | 1 | SanAntonio | San Antonio, TX | TX | 2013 | 10235 | 3875338.7379 | 318326.2 | 455890300 | 9490 | 1695832.3283 | 9478 | 857189.7934 | 9013 | 696266.1053 | 108269 | 152106000 | 583 | 497019.7779 | 583 | 326594.0839 | 583 | 304606.2523 | 41104.2 | 58207300 | 162 | 1682486.6318 | 162 | 1493979.6516 | 162 | 1472910.6222 | 168953 | 245577000 | 378.6359 | 92.72% | 43.76% | 5.696% | 12.83% | 1.583% | 43.42% | 99.87% | 50.55% | 94.97% | 41.06% | 100% | 65.71% | 100% | 61.29% | 100% | 88.8% | 100% | 87.54% | City Large | 2874.0172 | West South Central
78219 | 0.95481 | SanAntonio | San Antonio, TX | TX | 2008 | 5734 | 2561621.4887 | 220975.6 | 316741500 | 5112 | 836885.2065 | 5107 | 418089.1952 | 4750 | 339047.5346 | 51690.5 | 72253900 | 457 | 463375.1602 | 457 | 335646.6873 | 456 | 321128.9566 | 41071.1 | 58597600 | 165 | 1261361.122 | 165 | 1098875.1042 | 165 | 1084651.4714 | 128214 | 185890000 | 446.7425 | 89.15% | 32.67% | 7.97% | 18.09% | 2.878% | 49.24% | 99.9% | 49.96% | 92.92% | 40.51% | 100% | 72.44% | 99.78% | 69.3% | 100% | 87.12% | 100% | 85.99% | City Large | 1683.8554 | West South Central
78220 | 0.75367 | SanAntonio | San Antonio, TX | TX | 2008 | 6266 | 1195692.7332 | 81693.17 | 108655300 | 6120 | 886264.3149 | 6103 | 434548.3716 | 5609 | 343953.5896 | 52508.8 | 69141800 | 109 | 100208.9865 | 109 | 71384.8077 | 109 | 68025.4621 | 8952.57 | 11967800 | 37 | 209219.4318 | 37 | 175676.2711 | 37 | 170953.2373 | 20231.8 | 27545700 | 190.8223 | 97.67% | 74.12% | 1.74% | 8.381% | 0.5905% | 17.5% | 99.72% | 49.03% | 91.65% | 38.81% | 100% | 71.24% | 100% | 67.88% | 100% | 83.97% | 100% | 81.71% | City Large | 1423.4387 | West South Central
78221 | 0.45741 | SanAntonio | 0 | TX | 2013 | 10974 | 1955303.8891 | 139493.4 | 183987200 | 10684 | 1511262.1209 | 10654 | 789232.0216 | 9887 | 642001.7767 | 99490.3 | 130098000 | 249 | 212478.0428 | 249 | 147180.1038 | 249 | 138817.9393 | 17984.5 | 24130200 | 41 | 231563.7254 | 41 | 182986.9006 | 41 | 176835.2761 | 22018.6 | 29759000 | 178.176 | 97.36% | 77.29% | 2.269% | 10.87% | 0.3736% | 11.84% | 99.72% | 52.22% | 92.54% | 42.48% | 100% | 69.27% | 100% | 65.33% | 100% | 79.02% | 100% | 76.37% | Rural Fringe | 1042.9828 | West South Central
78222 | 0.84699 | SanAntonio | San Antonio, TX | TX | 2008 | 6479 | 1319395.9017 | 96362.2 | 126124400 | 6240 | 1027532.021 | 6229 | 524180.7432 | 5848 | 432358.3355 | 70211.3 | 90847900 | 221 | 177126.6251 | 221 | 126154.4711 | 221 | 119378.0626 | 15441.3 | 20676700 | 18 | 114737.2555 | 18 | 93983.0175 | 18 | 90873.8686 | 10709.6 | 14599800 | 203.6419 | 96.31% | 77.88% | 3.411% | 13.42% | 0.2778% | 8.696% | 99.82% | 51.01% | 93.72% | 42.08% | 100% | 71.22% | 100% | 67.4% | 100% | 81.91% | 100% | 79.2% | Rural Fringe | 1032.1377 | West South Central
78223 | 0.52953 | SanAntonio | 0 | TX | 2013 | 15764 | 3068990.9061 | 211415.4 | 281229500 | 15316 | 2226630.2686 | 15277 | 1078830.8114 | 14148 | 862275.2282 | 136519 | 179454000 | 380 | 327425.896 | 380 | 218754.6278 | 380 | 203663.2096 | 26729.7 | 35969200 | 68 | 514934.7415 | 68 | 421492.669 | 68 | 407817.5676 | 48166.7 | 65806300 | 194.6835 | 97.16% | 72.55% | 2.411% | 10.67% | 0.4314% | 16.78% | 99.75% | 48.45% | 92.37% | 38.73% | 100% | 66.81% | 100% | 62.2% | 100% | 81.85% | 100% | 79.2% | Rural Fringe | 1040.2209 | West South Central
78224 | 0.8735 | SanAntonio | 0 | TX | 2013 | 5507 | 1371800.2988 | 105529.1 | 147454300 | 5262 | 782293.7938 | 5255 | 399845.7939 | 4885 | 321795.9048 | 51218 | 70255000 | 195 | 185296.6864 | 195 | 128312.6595 | 195 | 120983.6611 | 15993 | 22396000 | 50 | 404209.8186 | 50 | 331014.0146 | 50 | 322441.0708 | 38318.1 | 54803300 | 249.1012 | 95.55% | 57.03% | 3.541% | 13.51% | 0.9079% | 29.47% | 99.87% | 51.11% | 92.84% | 41.13% | 100% | 69.25% | 100% | 65.29% | 100% | 81.89% | 100% | 79.77% | Rural Fringe | 1124.7718 | West South Central
78225 | 1 | SanAntonio | San Antonio, TX | TX | 2013 | 4782 | 740836.7071 | 46938.55 | 64340980 | 4698 | 592622.8536 | 4660 | 268139.0304 | 4124 | 204596.4275 | 33410.6 | 45260500 | 71 | 65741.5 | 71 | 48236.7653 | 71 | 45435.2459 | 5863.1 | 8229080 | 13 | 82472.3534 | 13 | 61119.0592 | 13 | 59296.2363 | 7664.85 | 10851400 | 154.9219 | 98.24% | 79.99% | 1.485% | 8.874% | 0.2719% | 11.13% | 99.19% | 45.25% | 87.78% | 34.52% | 100% | 73.37% | 100% | 69.11% | 100% | 74.11% | 100% | 71.9% | City Large | 6668.2172 | West South Central
78226 | 1 | SanAntonio | San Antonio, TX | TX | 2013 | 2202 | 1391109.4354 | 126590.7 | 180509000 | 1969 | 295208.3186 | 1964 | 153880.5187 | 1798 | 124665.8422 | 17951.2 | 24874000 | 159 | 153009.1762 | 159 | 95876.191 | 159 | 90145.015 | 12562.7 | 17455000 | 74 | 942891.9405 | 74 | 828054.1437 | 74 | 816951.5571 | 96076.8 | 138180000 | 631.7482 | 89.42% | 21.22% | 7.221% | 11% | 3.361% | 67.78% | 99.75% | 52.13% | 91.32% | 42.23% | 100% | 62.66% | 100% | 58.91% | 100% | 87.82% | 100% | 86.64% | City Large | 1584.4339 | West South Central
78227 | 1 | SanAntonio | San Antonio, TX | TX | 2013 | 14128 | 3157594.0963 | 217620.2 | 304837700 | 13540 | 2141179.5089 | 13526 | 1072498.9346 | 12798 | 861233.5843 | 130123 | 180388000 | 498 | 427673.1599 | 498 | 276337.3033 | 498 | 256405.4609 | 34062.7 | 47892600 | 90 | 588741.4276 | 90 | 469531.7325 | 90 | 451860.3465 | 53434.5 | 76557100 | 223.499 | 95.84% | 67.81% | 3.525% | 13.54% | 0.637% | 18.65% | 99.9% | 50.09% | 94.52% | 40.22% | 100% | 64.61% | 100% | 59.95% | 100% | 79.75% | 100% | 76.75% | City Large | 2505.2914 | West South Central
78228 | 1 | SanAntonio | San Antonio, TX | TX | 2013 | 18748 | 3683457.1865 | 236671.8 | 329042500 | 18146 | 2901073.5175 | 18121 | 1410846.7154 | 17001 | 1102320.317 | 170275 | 234842000 | 532 | 453212.5686 | 532 | 305098.3225 | 532 | 283739.155 | 36829.5 | 51895800 | 70 | 329171.1004 | 70 | 257223.7036 | 70 | 247750.7797 | 29567.3 | 42304700 | 196.472 | 96.79% | 78.76% | 2.838% | 12.3% | 0.3734% | 8.936% | 99.86% | 48.63% | 93.69% | 38% | 100% | 67.32% | 100% | 62.61% | 100% | 78.14% | 100% | 75.27% | City Large | 5307.8182 | West South Central
78229 | 1 | SanAntonio | San Antonio, TX | TX | 2013 | 4445 | 2265274.0005 | 155116.7 | 222037600 | 3395 | 754277.7215 | 3385 | 349750.8398 | 3210 | 282046.2743 | 42643.5 | 60448800 | 956 | 811185.4859 | 956 | 449723.752 | 956 | 402529.0967 | 56500.9 | 80292000 | 94 | 699810.7931 | 94 | 498943.3762 | 94 | 477433.6793 | 55972.3 | 81296800 | 509.6229 | 76.38% | 33.3% | 21.51% | 35.81% | 2.115% | 30.89% | 99.71% | 46.37% | 94.55% | 37.39% | 100% | 55.44% | 100% | 49.62% | 100% | 71.3% | 100% | 68.22% | City Large | 5040.7395 | West South Central
78230 | 1 | SanAntonio | San Antonio, TX | TX | 2013 | 11690 | 3394362.441 | 197243.2 | 278200800 | 10643 | 2270657.244 | 10627 | 901623.875 | 9625 | 668592.0222 | 113307 | 158458000 | 973 | 729086.8914 | 973 | 372936.5016 | 973 | 322396.1623 | 48686 | 68525500 | 74 | 394618.3057 | 74 | 311452.1486 | 74 | 301256.1569 | 35250.2 | 51217300 | 290.3646 | 91.04% | 66.89% | 8.323% | 21.48% | 0.633% | 11.63% | 99.85% | 39.71% | 90.44% | 29.44% | 100% | 51.15% | 100% | 44.22% | 100% | 78.92% | 100% | 76.34% | City Large | 3810.0013 | West South Central
78231 | 1 | SanAntonio | 0 | TX | 2013 | 3188 | 865808.7188 | 46943.58 | 65501800 | 2960 | 661138.9543 | 2958 | 253504.4828 | 2701 | 184325.5159 | 32611.6 | 45358800 | 220 | 152814.6204 | 220 | 74443.8975 | 220 | 62152.3373 | 9957.14 | 13883300 | 8 | 51855.1441 | 8 | 35557.5619 | 8 | 33514.5877 | 4374.84 | 6259700 | 271.5837 | 92.85% | 76.36% | 6.901% | 17.65% | 0.2509% | 5.989% | 99.93% | 38.34% | 91.25% | 27.88% | 100% | 48.72% | 100% | 40.67% | 100% | 68.57% | 100% | 64.63% | City Large | 2083.1276 | West South Central
78232 | 1 | SanAntonio | 0 | TX | 2013 | 12142 | 3393962.6403 | 204238.8 | 287140900 | 11325 | 2374614.9892 | 11314 | 939051.5653 | 10361 | 695524.9104 | 121435 | 168719000 | 742 | 593831.3273 | 742 | 332042.2625 | 742 | 295032.327 | 42623.6 | 60179800 | 75 | 425516.3238 | 75 | 354868.839 | 75 | 343970.6001 | 40180.2 | 58242100 | 279.5225 | 93.27% | 69.97% | 6.111% | 17.5% | 0.6177% | 12.54% | 99.9% | 39.55% | 91.49% | 29.29% | 100% | 55.92% | 100% | 49.68% | 100% | 83.4% | 100% | 80.84% | City Large | 2949.9268 | West South Central
78233 | 1 | SanAntonio | San Antonio, TX | TX | 2013 | 15708 | 3679732.428 | 231842.4 | 314425700 | 15166 | 2811714.7439 | 15151 | 1185596.3767 | 14448 | 923096.0474 | 155923 | 209077000 | 467 | 424316.0125 | 467 | 278114.2842 | 467 | 259197.3054 | 33439.1 | 46071200 | 75 | 443701.6716 | 75 | 376851.7054 | 75 | 368378.168 | 42480.3 | 59277500 | 234.2585 | 96.55% | 76.41% | 2.973% | 11.53% | 0.4775% | 12.06% | 99.9% | 42.17% | 95.27% | 32.83% | 100% | 65.54% | 100% | 61.09% | 100% | 84.93% | 100% | 83.02% | City Large | 3269.3531 | West South Central
78234 | 1 | SanAntonio | San Antonio, TX | TX | 2013 | 1197 | 663851.8646 | 55881.6 | 78889900 | 1002 | 173087.1592 | 1002 | 83601.3075 | 968 | 66744.9097 | 11575.4 | 15649100 | 136 | 136194.6723 | 136 | 87638.5978 | 136 | 83030.0799 | 11696.1 | 16459600 | 59 | 354570.0331 | 59 | 272146.9405 | 59 | 263162.8585 | 32610.1 | 46781200 | 554.5964 | 83.71% | 26.07% | 11.36% | 20.52% | 4.929% | 53.41% | 100% | 48.3% | 96.61% | 38.56% | 100% | 64.35% | 100% | 60.96% | 100% | 76.75% | 100% | 74.22% | City Large | 1411.9852 | West South Central
78235 | 1 | SanAntonio | San Antonio, TX | TX | 2013 | 417 | 216787.3352 | 18192.97 | 24622610 | 354 | 67512.9168 | 354 | 34491.8425 | 342 | 28977.7168 | 4531.94 | 5939840 | 44 | 41798.5876 | 44 | 31348.2227 | 44 | 30205.2208 | 3634.33 | 4948770 | 19 | 107475.8308 | 19 | 87545.3776 | 19 | 85470.8532 | 10026.7 | 13734000 | 519.8737 | 84.89% | 31.14% | 10.55% | 19.28% | 4.556% | 49.58% | 100% | 51.09% | 96.61% | 42.92% | 100% | 75% | 100% | 72.26% | 100% | 81.46% | 100% | 79.53% | City Large | 382.6233 | West South Central
78236 | 1 | SanAntonio | 0 | TX | 2013 | 1055 | 777581.2538 | 59336.42 | 83882600 | 787 | 139841.9626 | 784 | 65560.3298 | 628 | 50926.7993 | 8357.12 | 11470800 | 196 | 193431.6711 | 196 | 112923.1068 | 196 | 103459.3579 | 14682.5 | 20534200 | 72 | 444307.62 | 72 | 310576.4576 | 72 | 297512.6903 | 36296.8 | 51877600 | 737.0438 | 74.6% | 17.98% | 18.58% | 24.88% | 6.825% | 57.14% | 99.62% | 46.88% | 79.8% | 36.42% | 100% | 58.38% | 100% | 53.49% | 100% | 69.9% | 100% | 66.96% | Rural Fringe | 1995.6694 | West South Central
78237 | 1 | SanAntonio | San Antonio, TX | TX | 2013 | 11426 | 1926787.0768 | 131706 | 182157600 | 11129 | 1442424.105 | 11082 | 714527.612 | 10056 | 565268.5254 | 87744.6 | 119829000 | 257 | 218006.8472 | 257 | 154354.0916 | 257 | 145509.3716 | 18884.1 | 26545800 | 40 | 266356.1246 | 40 | 212154.751 | 40 | 206330.1704 | 25077.3 | 35782800 | 168.6318 | 97.4% | 74.86% | 2.249% | 11.31% | 0.3501% | 13.82% | 99.58% | 49.54% | 90.36% | 39.19% | 100% | 70.8% | 100% | 66.75% | 100% | 79.65% | 100% | 77.46% | City Large | 5069.8174 | West South Central
78238 | 1 | SanAntonio | San Antonio, TX | TX | 2013 | 7339 | 2418537.921 | 172114 | 243403400 | 6641 | 1201465.5717 | 6633 | 532530.2948 | 6205 | 404802.0376 | 65462.8 | 90508400 | 593 | 553531.0527 | 593 | 376309.4622 | 593 | 349918.051 | 44066.6 | 62704500 | 105 | 663541.2966 | 105 | 560683.4616 | 105 | 545514.1334 | 62584.6 | 90190500 | 329.546 | 90.49% | 49.68% | 8.08% | 22.89% | 1.431% | 27.44% | 99.88% | 44.32% | 93.43% | 33.69% | 100% | 67.98% | 100% | 63.22% | 100% | 84.5% | 100% | 82.21% | City Large | 3251.788 | West South Central
78239 | 1 | SanAntonio | 0 | TX | 2013 | 10052 | 2470084.4904 | 162553.4 | 216305100 | 9648 | 1986005.4076 | 9640 | 925272.9849 | 9202 | 744372.009 | 124574 | 164763000 | 368 | 314491.213 | 368 | 185799.5631 | 368 | 163902.0797 | 23333 | 31509100 | 36 | 169587.8698 | 36 | 121224.4153 | 36 | 114613.154 | 14646.4 | 20033000 | 245.7306 | 95.98% | 80.4% | 3.661% | 12.73% | 0.3581% | 6.866% | 99.92% | 46.59% | 95.38% | 37.48% | 100% | 59.08% | 100% | 52.12% | 100% | 71.48% | 100% | 67.58% | City Large | 4441.9531 | West South Central
78240 | 1 | SanAntonio | San Antonio, TX | TX | 2013 | 12969 | 3584981.091 | 234276.9 | 329051700 | 11958 | 2330291.9031 | 11942 | 1001164.7985 | 11273 | 777811.1587 | 133997 | 186169000 | 946 | 722014.1974 | 946 | 387324.7587 | 946 | 345024.813 | 52453.6 | 73675200 | 65 | 532674.9905 | 65 | 411492.6683 | 65 | 396617.3451 | 47826.3 | 69207500 | 276.4269 | 92.2% | 65% | 7.294% | 20.14% | 0.5012% | 14.86% | 99.87% | 42.96% | 94.27% | 33.38% | 100% | 53.65% | 100% | 47.79% | 100% | 77.25% | 100% | 74.46% | City Large | 4467.8194 | West South Central
78242 | 1 | SanAntonio | San Antonio, TX | TX | 2013 | 8754 | 1593220.4273 | 107734.7 | 149300100 | 8581 | 1283991.857 | 8577 | 656523.5321 | 8165 | 527120.5993 | 82301.5 | 113247000 | 146 | 122563.3844 | 146 | 72128.2368 | 146 | 66024.0916 | 9108.8 | 12824300 | 27 | 186665.1859 | 27 | 140842.359 | 27 | 134175.2856 | 16324.4 | 23228800 | 181.9991 | 98.02% | 80.59% | 1.668% | 7.693% | 0.3084% | 11.72% | 99.95% | 51.13% | 95.15% | 41.05% | 100% | 58.85% | 100% | 53.87% | 100% | 75.45% | 100% | 71.88% | Rural Fringe | 3260.9052 | West South Central
78244 | 0.85425 | SanAntonio | 0 | TX | 2013 | 10393 | 1992920.2802 | 141529.45 | 187695110 | 10282 | 1751558.7243 | 10281 | 821875.188 | 10080 | 678313.9986 | 119448 | 157136000 | 89 | 71809.4248 | 89 | 48753.4538 | 89 | 45185.3876 | 5970.45 | 8144410 | 22 | 169552.131 | 22 | 139720.4654 | 22 | 136267.8495 | 16111 | 22414700 | 191.756 | 98.93% | 87.89% | 0.8563% | 3.603% | 0.2117% | 8.508% | 99.99% | 46.92% | 98.04% | 38.73% | 100% | 67.89% | 100% | 62.92% | 100% | 82.41% | 100% | 80.37% | Suburb Large | 2904.5994 | West South Central
78245 | 0.36037 | SanAntonio | 0 | TX | 2013 | 15238 | 2942969.9121 | 208932.6 | 284169500 | 14995 | 2474907.6534 | 14990 | 1175574.9627 | 14612 | 967348.0298 | 168122 | 226137000 | 204 | 162321.9981 | 204 | 100675.7115 | 204 | 92553.8709 | 12729.1 | 17767500 | 39 | 305740.2606 | 39 | 246962.3094 | 39 | 238962.1444 | 28081.5 | 40265000 | 193.1336 | 98.41% | 84.1% | 1.339% | 5.516% | 0.2559% | 10.39% | 99.97% | 47.5% | 97.45% | 39.09% | 100% | 62.02% | 100% | 57.02% | 100% | 80.78% | 100% | 78.16% | City Large | 1697.7775 | West South Central
78247 | 0.93587 | SanAntonio | San Antonio, TX | TX | 2013 | 17672 | 3880282.497 | 240135.6 | 338594400 | 17369 | 3219455.7587 | 17356 | 1302602.473 | 16738 | 1020721.3555 | 180128 | 251583000 | 242 | 234578.3378 | 242 | 159113.5305 | 242 | 149846.8463 | 19181.2 | 27561700 | 61 | 426248.4006 | 61 | 361895.3552 | 61 | 354703.8631 | 40826.4 | 59449700 | 219.5723 | 98.29% | 82.97% | 1.369% | 6.045% | 0.3452% | 10.98% | 99.93% | 40.46% | 96.37% | 31.7% | 100% | 67.83% | 100% | 63.88% | 100% | 84.9% | 100% | 83.22% | City Large | 3070.3336 | West South Central
78248 | 1 | SanAntonio | San Antonio, TX | TX | 2013 | 4915 | 1356691.428 | 80387.16 | 110990300 | 4700 | 1171584.3772 | 4698 | 474467.5514 | 4523 | 360476.7748 | 66837.9 | 91910600 | 206 | 145228.8172 | 206 | 74764.242 | 206 | 64711.14 | 10070.2 | 14034600 | 9 | 39878.2336 | 9 | 30697.4384 | 9 | 29405.8921 | 3479.06 | 5045100 | 276.0308 | 95.63% | 86.36% | 4.191% | 10.7% | 0.1831% | 2.939% | 99.96% | 40.5% | 96.23% | 30.77% | 100% | 51.48% | 100% | 44.56% | 100% | 76.98% | 100% | 73.74% | City Large | 3572.3368 | West South Central
78249 | 1 | SanAntonio | San Antonio, TX | TX | 2013 | 15319 | 4258387.4981 | 311621.7 | 434541000 | 14362 | 2693740.5888 | 14351 | 1245313.8842 | 13851 | 1011931.7897 | 179547 | 245683000 | 842 | 765627.0432 | 842 | 450848.6319 | 837 | 410744.6865 | 58528.7 | 82495000 | 115 | 799019.866 | 115 | 638195.0848 | 115 | 620241.9553 | 73546 | 106363000 | 277.9808 | 93.75% | 63.26% | 5.496% | 17.98% | 0.7507% | 18.76% | 99.92% | 46.23% | 96.44% | 37.57% | 100% | 58.89% | 99.41% | 53.65% | 100% | 79.87% | 100% | 77.63% | City Large | 3196.9371 | West South Central
78250 | 1 | SanAntonio | San Antonio, TX | TX | 2013 | 18480 | 3470773.8674 | 218329 | 298193600 | 18289 | 3109011.9015 | 18278 | 1343325.7736 | 17398 | 1038876.6624 | 184939 | 250619000 | 161 | 152223.6305 | 161 | 108584.1453 | 161 | 102308.8352 | 13128.3 | 18536000 | 30 | 209538.3353 | 30 | 177113.0896 | 30 | 172258.0284 | 20261.7 | 29038600 | 187.8124 | 98.97% | 89.58% | 0.8712% | 4.386% | 0.1623% | 6.037% | 99.94% | 43.21% | 95.13% | 33.42% | 100% | 71.33% | 100% | 67.21% | 100% | 84.53% | 100% | 82.21% | City Large | 5651.6421 | West South Central
78251 | 0.86041 | SanAntonio | San Antonio, TX | TX | 2013 | 13992 | 3492766.8123 | 234172.2 | 322800000 | 13388 | 2527252.1685 | 13373 | 1108837.443 | 12858 | 886427.1726 | 157143 | 213816000 | 539 | 445726.4375 | 539 | 241345.4875 | 537 | 211870.2542 | 31148.8 | 43385400 | 65 | 519788.2062 | 65 | 395337.4006 | 65 | 379466.2897 | 45880.4 | 65598600 | 249.626 | 95.68% | 72.36% | 3.852% | 12.76% | 0.4646% | 14.88% | 99.89% | 43.88% | 96.04% | 35.07% | 100% | 54.15% | 99.63% | 47.53% | 100% | 76.06% | 100% | 73% | City Large | 3235.0823 | West South Central
78252 | 0.54851 | SanAntonio | 0 | TX | 2013 | 1104 | 370571.8118 | 29648.55 | 41546830 | 1015 | 159115.5987 | 1011 | 81129.2566 | 929 | 68929.402 | 11169 | 15208800 | 70 | 61100.457 | 70 | 44239.123 | 70 | 41443.6633 | 5315.75 | 7512630 | 19 | 150355.756 | 19 | 115335.9328 | 19 | 110475.505 | 13163.8 | 18825400 | 335.6629 | 91.94% | 42.94% | 6.341% | 16.49% | 1.721% | 40.57% | 99.61% | 50.99% | 91.53% | 43.32% | 100% | 72.4% | 100% | 67.83% | 100% | 76.71% | 100% | 73.48% | Rural Fringe | 282.7625 | West South Central
78254 | 0.22597 | SanAntonio | 0 | TX | 2013 | 9045 | 1866303.2516 | 112809.38 | 154994590 | 8928 | 1647445.1216 | 8922 | 674341.5843 | 8380 | 517850.3614 | 93586.2 | 127553000 | 97 | 89672.3998 | 97 | 58992.4034 | 97 | 53707.0332 | 7063.18 | 9974990 | 20 | 129185.7302 | 20 | 107886.8612 | 20 | 104600.1261 | 12160 | 17466600 | 206.3354 | 98.71% | 88.27% | 1.072% | 4.805% | 0.2211% | 6.922% | 99.93% | 40.93% | 93.86% | 31.43% | 100% | 65.79% | 100% | 59.89% | 100% | 83.51% | 100% | 80.97% | City Large | 1686.9904 | West South Central
78255 | 0.46843 | SanAntonio | 0 | TX | 2013 | 3040 | 839703.4869 | 57018.63 | 78330330 | 2901 | 689478.8055 | 2899 | 307019.1695 | 2823 | 250338.5973 | 45690.6 | 62392400 | 131 | 97451.4841 | 131 | 51145.4304 | 131 | 44871.2774 | 7066.63 | 9854620 | 8 | 52773.1973 | 8 | 33232.3809 | 8 | 31208.9081 | 4261.4 | 6083310 | 276.2183 | 95.43% | 82.11% | 4.309% | 11.61% | 0.2632% | 6.285% | 99.93% | 44.53% | 97.31% | 36.31% | 100% | 52.48% | 100% | 46.04% | 100% | 62.97% | 100% | 59.14% | City Large | 606.0519 | West South Central
78256 | 0.99903 | SanAntonio | San Antonio, TX | TX | 2013 | 2039 | 742201.5446 | 52626 | 73063100 | 1845 | 460115.474 | 1845 | 208282.6103 | 1793 | 165643.2457 | 30377.9 | 41375900 | 175 | 151274.9996 | 175 | 81154.778 | 174 | 71994.4623 | 10751.2 | 15117300 | 19 | 130811.071 | 19 | 98919.3953 | 19 | 94861.2747 | 11496.9 | 16569900 | 364.0027 | 90.49% | 61.99% | 8.583% | 20.38% | 0.9318% | 17.62% | 100% | 45.27% | 97.18% | 36% | 100% | 53.65% | 99.43% | 47.59% | 100% | 75.62% | 100% | 72.52% | City Large | 752.9009 | West South Central
78257 | 1 | SanAntonio | 0 | TX | 2013 | 2684 | 1075344.0176 | 73365.1 | 102941200 | 2047 | 428238.8271 | 2042 | 182464.4618 | 1793 | 139570.8848 | 24397 | 33666700 | 608 | 427620.0853 | 608 | 210766.8979 | 608 | 177136.6843 | 28743.8 | 39877100 | 29 | 219485.1052 | 29 | 179840.4313 | 29 | 173815.5987 | 20224.3 | 29397400 | 400.6498 | 76.27% | 39.82% | 22.65% | 39.77% | 1.08% | 20.41% | 99.76% | 42.61% | 87.59% | 32.59% | 100% | 49.29% | 100% | 41.42% | 100% | 81.94% | 100% | 79.19% | City Large | 173.5212 | West South Central
78258 | 0.88982 | SanAntonio | San Antonio, TX | TX | 2013 | 12442 | 3929355.2648 | 273547.5 | 377360500 | 11428 | 2792944.3335 | 11428 | 1227606.6972 | 11133 | 992417.0683 | 184690 | 252071000 | 953 | 748938.4913 | 953 | 395323.9639 | 953 | 348420.5188 | 55010.1 | 76607200 | 61 | 387472.44 | 61 | 286323.7356 | 61 | 274735.6519 | 33847.4 | 48682300 | 315.8138 | 91.85% | 71.08% | 7.66% | 19.06% | 0.4903% | 9.861% | 100% | 43.95% | 97.42% | 35.53% | 100% | 52.78% | 100% | 46.52% | 100% | 73.9% | 100% | 70.9% | City Large | 2133.8051 | West South Central
78259 | 0.35187 | SanAntonio | 0 | TX | 2013 | 2434 | 704579.3842 | 49017.57 | 67483240 | 2297 | 521109.6356 | 2297 | 234236.8462 | 2239 | 190493.9896 | 34742.5 | 47320900 | 125 | 106891.4979 | 125 | 58503.4785 | 125 | 51681.939 | 7982.91 | 11117500 | 12 | 76578.2507 | 12 | 53896.0991 | 12 | 51174.3303 | 6292.16 | 9044840 | 289.4739 | 94.37% | 73.96% | 5.136% | 15.17% | 0.493% | 10.87% | 100% | 44.95% | 97.47% | 36.56% | 100% | 54.73% | 100% | 48.35% | 100% | 70.38% | 100% | 66.83% | City Large | 1336.8831 | West South Central
78260 | 0.84759 | SanAntonio | 0 | TX | 2013 | 7977 | 2068924.2141 | 133863.64 | 183328890 | 7713 | 1903481.7476 | 7709 | 832574.0549 | 7504 | 665917.761 | 121945 | 166868000 | 262 | 157451.0686 | 262 | 76739.6161 | 262 | 64923.0562 | 11089.4 | 15313800 | 2 | 7991.398 | 2 | 5966.1194 | 2 | 5706.499 | 829.24 | 1147090 | 259.3612 | 96.69% | 92% | 3.284% | 7.61% | 0.02507% | 0.3863% | 99.95% | 43.74% | 97.29% | 34.98% | 100% | 48.74% | 100% | 41.23% | 100% | 74.66% | 100% | 71.41% | Town Distant | 610.3178 | West South Central
78266 | 0.062113 | SanAntonio | 0 | TX | 2013 | 431 | 154354.7211 | 11738.017 | 16133315 | 423 | 86199.0037 | 423 | 35643.5438 | 418 | 30471.471 | 5392.18 | 7314160 | 5 | 4687.6987 | 5 | 3171.0007 | 5 | 2919.9875 | 356.037 | 494715 | 3 | 63468.0188 | 3 | 51585.9143 | 3 | 50283.2608 | 5989.8 | 8324440 | 358.1316 | 98.14% | 55.84% | 1.16% | 3.037% | 0.6961% | 41.12% | 100% | 41.35% | 98.82% | 35.35% | 100% | 67.65% | 100% | 62.29% | 100% | 81.28% | 100% | 79.23% | Rural Fringe | 254.9993 | West South Central
78401 | 0.99284 | CorpusChristi | 0 | TX | 12 | 1501 | 751930.0839 | 59434.8 | 78289100 | 1209 | 163867.5599 | 1200 | 86150.931 | 1021 | 70211.3722 | 10296.2 | 13208500 | 227 | 238768.917 | 227 | 171047.8828 | 227 | 162632.9874 | 20032 | 26440900 | 65 | 349293.6071 | 65 | 255135.0342 | 65 | 245510.1962 | 29106.6 | 38639700 | 500.9528 | 80.55% | 21.79% | 15.12% | 31.75% | 4.33% | 46.45% | 99.26% | 52.57% | 84.45% | 42.85% | 100% | 71.64% | 100% | 68.11% | 100% | 73.04% | 100% | 70.29% | City Large | 2208.8479 | West South Central
78402 | 0.4148 | CorpusChristi | 0 | TX | 12 | 128 | 63352.8188 | 4798.773 | 6373690 | 98 | 13379.9399 | 94 | 6444.1224 | 75 | 5402.4845 | 773.723 | 1016660 | 26 | 21260.9963 | 26 | 13177.0526 | 26 | 12440.9372 | 1594.76 | 2114230 | 4 | 28711.8827 | 4 | 21838.9135 | 4 | 21000.2447 | 2430.29 | 3242800 | 494.9439 | 76.56% | 21.12% | 20.31% | 33.56% | 3.125% | 45.32% | 95.92% | 48.16% | 76.53% | 40.38% | 100% | 61.98% | 100% | 58.52% | 100% | 76.06% | 100% | 73.14% | City Large | 51.9547 | West South Central
78404 | 0.81936 | CorpusChristi | 0 | TX | 12 | 5420 | 1037193.9051 | 60350.9 | 78831200 | 5220 | 728293.2577 | 5213 | 304717.4219 | 4637 | 221712.97 | 35495.9 | 45839900 | 169 | 149032.7855 | 169 | 104296.3815 | 169 | 96866.1248 | 11819.4 | 15650600 | 31 | 159867.8619 | 31 | 115636.533 | 31 | 110186.7606 | 13035.6 | 17340700 | 191.3642 | 96.31% | 70.22% | 3.118% | 14.37% | 0.572% | 15.41% | 99.87% | 41.84% | 88.83% | 30.44% | 100% | 69.98% | 100% | 65% | 100% | 72.33% | 100% | 68.92% | City Large | 5509.516 | West South Central
78405 | 0.87883 | CorpusChristi | 0 | TX | 12 | 5808 | 1237550.3206 | 92255.4 | 120736400 | 5426 | 654554.6001 | 5400 | 324345.7948 | 4757 | 252820.0124 | 39006.9 | 50099100 | 325 | 297459.7373 | 325 | 221467.6562 | 324 | 211052.0494 | 25977.1 | 34278000 | 57 | 285535.9832 | 57 | 241766.1517 | 57 | 236403.4106 | 27271.4 | 36359300 | 213.0768 | 93.42% | 52.89% | 5.596% | 24.04% | 0.9814% | 23.07% | 99.52% | 49.55% | 87.67% | 38.62% | 100% | 74.45% | 99.69% | 70.95% | 100% | 84.67% | 100% | 82.79% | City Large | 1879.8693 | West South Central
78406 | 0.30016 | CorpusChristi | 0 | TX | 12 | 196 | 154673.8815 | 13863.46 | 18469990 | 132 | 19221.7331 | 127 | 11431.8236 | 111 | 9845.6805 | 1299.18 | 1702970 | 47 | 53057.2933 | 47 | 39157.3809 | 47 | 37523.8862 | 4578.13 | 6096620 | 17 | 82394.8551 | 17 | 69352.2082 | 17 | 68055.752 | 7986.15 | 10670400 | 789.1525 | 67.35% | 12.43% | 23.98% | 34.3% | 8.673% | 53.27% | 96.21% | 59.47% | 84.09% | 51.22% | 100% | 73.8% | 100% | 70.72% | 100% | 84.17% | 100% | 82.6% | City Large | 146.9403 | West South Central
78407 | 0.98088 | CorpusChristi | 0 | TX | 12 | 3118 | 963179.9459 | 64142.6 | 85144700 | 2744 | 312787.5283 | 2346 | 140196.2337 | 1690 | 110932.0015 | 15717.9 | 20532300 | 299 | 288830.215 | 299 | 206398.2537 | 294 | 198369.6693 | 23094 | 30920900 | 75 | 361562.2026 | 75 | 223648.8063 | 73 | 210382.6103 | 25330.7 | 33691500 | 308.9095 | 88.01% | 32.47% | 9.589% | 29.99% | 2.405% | 37.54% | 85.5% | 44.82% | 61.59% | 35.47% | 100% | 71.46% | 98.33% | 68.68% | 100% | 61.86% | 97.33% | 58.19% | City Large | 965.0276 | West South Central
78408 | 1 | CorpusChristi | 0 | TX | 12 | 4506 | 1472627.5111 | 117120 | 154525300 | 3982 | 574802.9258 | 3974 | 289038.2133 | 3564 | 226418.6257 | 33591.4 | 43602900 | 452 | 433112.626 | 452 | 318954.3217 | 452 | 304294.8855 | 37425 | 49709600 | 72 | 464711.9593 | 72 | 389902.8395 | 72 | 382125.3591 | 46103.6 | 61212800 | 326.8148 | 88.37% | 39.03% | 10.03% | 29.41% | 1.598% | 31.56% | 99.8% | 50.28% | 89.5% | 39.39% | 100% | 73.64% | 100% | 70.26% | 100% | 83.9% | 100% | 82.23% | City Large | 1937.2285 | West South Central
78409 | 0.18727 | CorpusChristi | 0 | TX | 12 | 338 | 146879.7056 | 11839.22 | 15740830 | 253 | 36841.101 | 251 | 20297.3936 | 224 | 16104.4362 | 2228.4 | 2904830 | 71 | 63600.9131 | 71 | 48094.1331 | 71 | 45842.8039 | 5361.52 | 7176720 | 14 | 46437.6915 | 14 | 34994.574 | 14 | 33976.1569 | 4249.3 | 5659280 | 434.5553 | 74.85% | 25.08% | 21.01% | 43.3% | 4.142% | 31.62% | 99.21% | 55.09% | 88.54% | 43.71% | 100% | 75.62% | 100% | 72.08% | 100% | 75.36% | 100% | 73.17% | City Large | 182.9186 | West South Central
78411 | 0.028975 | CorpusChristi | 0 | TX | 12 | 272 | 71709.4832 | 4429.877 | 5829300 | 265 | 57973.6025 | 265 | 27109.491 | 250 | 21099.0299 | 3202.01 | 4186830 | 5 | 6225.867 | 5 | 4973.689 | 5 | 4691.5182 | 541.108 | 723450 | 2 | 7510.0138 | 2 | 6320.0266 | 2 | 6008.1058 | 686.759 | 919020 | 263.6378 | 97.43% | 80.85% | 1.838% | 8.682% | 0.7353% | 10.47% | 100% | 46.76% | 94.34% | 36.39% | 100% | 79.89% | 100% | 75.36% | 100% | 84.15% | 100% | 80% | City Large | 4682.2549 | West South Central
78412 | 0.45048 | CorpusChristi | 0 | TX | 12 | 897 | 280023.2803 | 19000.95 | 24907910 | 796 | 122693.3406 | 794 | 54290.7353 | 660 | 41244.9689 | 6622.27 | 8570780 | 85 | 78369.9964 | 85 | 44805.2374 | 85 | 40903.0607 | 5878.74 | 7654100 | 16 | 78959.9433 | 16 | 59016.6537 | 16 | 56722.7394 | 6499.94 | 8683030 | 312.1776 | 88.74% | 43.82% | 9.476% | 27.99% | 1.784% | 28.2% | 99.75% | 44.25% | 82.91% | 33.62% | 100% | 57.17% | 100% | 52.19% | 100% | 74.74% | 100% | 71.84% | City Large | 2720.5804 | West South Central
78415 | 0.011374 | CorpusChristi | 0 | TX | 12 | 1969 | 399414.7708 | 23754.45 | 31130130 | 1906 | 291528.0017 | 1901 | 128361.6736 | 1727 | 93454.5404 | 14099.1 | 18280100 | 51 | 47556.0435 | 51 | 35028.9817 | 51 | 32927.139 | 4030.17 | 5338900 | 12 | 60330.7255 | 12 | 50665.7865 | 12 | 48594.3366 | 5625.18 | 7511130 | 202.8516 | 96.8% | 72.99% | 2.59% | 11.91% | 0.6094% | 15.1% | 99.74% | 44.03% | 90.61% | 32.06% | 100% | 73.66% | 100% | 69.24% | 100% | 83.98% | 100% | 80.55% | Rural Fringe | 470.3351 | West South Central
78416 | 0.36074 | CorpusChristi | 0 | TX | 12 | 2956 | 461069.2282 | 29122.48 | 37848310 | 2912 | 355716.0595 | 2908 | 164969.9036 | 2613 | 122172.8204 | 19672.4 | 25259500 | 29 | 24492.1582 | 29 | 16713.2632 | 29 | 15418.4021 | 1946.12 | 2574210 | 15 | 80861.0105 | 15 | 67932.5679 | 15 | 65352.6251 | 7503.96 | 10014600 | 155.9774 | 98.51% | 77.15% | 0.9811% | 5.312% | 0.5074% | 17.54% | 99.86% | 46.38% | 89.73% | 34.35% | 100% | 68.24% | 100% | 62.95% | 100% | 84.01% | 100% | 80.82% | City Large | 3257.2703 | West South Central
78418 | 0.26086 | CorpusChristi | 0 | TX | 12 | 6588 | 1717443.0105 | 120602.6 | 158155000 | 6221 | 996189.7748 | 6214 | 462324.0329 | 5567 | 356581.6949 | 57151.7 | 73858200 | 308 | 252497.6168 | 308 | 171593.6922 | 308 | 159410.559 | 20445.7 | 26926900 | 59 | 468755.6189 | 59 | 386047.7319 | 59 | 373271.1712 | 43005.2 | 57369900 | 260.6926 | 94.43% | 58% | 4.675% | 14.7% | 0.8956% | 27.29% | 99.89% | 46.41% | 89.49% | 35.79% | 100% | 67.96% | 100% | 63.13% | 100% | 82.36% | 100% | 79.63% | City Large | 262.8041 | West South Central
78501 | 1 | McAllen | 0 | TX | 2008 | 18628 | 5145631.252 | 403857 | 536662000 | 17264 | 3111495.3457 | 17259 | 1630395.9677 | 16452 | 1345360.4436 | 212385 | 277534000 | 1175 | 1057720.1239 | 1175 | 789702.3965 | 1172 | 752824.2511 | 96116 | 129078000 | 189 | 976415.7824 | 189 | 833274.5321 | 189 | 815294.7711 | 95356 | 130050000 | 276.231 | 92.68% | 60.47% | 6.308% | 20.56% | 1.015% | 18.98% | 99.97% | 52.4% | 95.3% | 43.24% | 100% | 74.66% | 99.74% | 71.17% | 100% | 85.34% | 100% | 83.5% | City Midsize | 3847.051 | West South Central
78503 | 0.43741 | McAllen | 0 | TX | 2008 | 5244 | 1841098.6043 | 157798.6 | 210387600 | 4699 | 780532.4648 | 4698 | 424758.0064 | 4575 | 356260.4539 | 57868.1 | 75005800 | 462 | 399430.5076 | 462 | 268720.8449 | 462 | 250764.9243 | 34005.2 | 45299200 | 83 | 661135.6319 | 83 | 582347.2622 | 83 | 571880.136 | 65925.3 | 90082600 | 351.0867 | 89.61% | 42.39% | 8.81% | 21.7% | 1.583% | 35.91% | 99.98% | 54.42% | 97.36% | 45.64% | 100% | 67.28% | 100% | 62.78% | 100% | 88.08% | 100% | 86.5% | City Midsize | 1070.9571 | West South Central
78504 | 1 | McAllen | 0 | TX | 2008 | 15100 | 4105065.2078 | 332178.8 | 435073700 | 14140 | 2770379.0117 | 14137 | 1438645.3209 | 13844 | 1216082.089 | 210376 | 270931000 | 857 | 670804.5549 | 857 | 445571.0879 | 857 | 413896.8436 | 57637.8 | 76502600 | 103 | 663881.6412 | 103 | 566498.8731 | 103 | 553775.4366 | 64165 | 87640100 | 271.8586 | 93.64% | 67.49% | 5.675% | 16.34% | 0.6821% | 16.17% | 99.98% | 51.93% | 97.91% | 43.9% | 100% | 66.42% | 100% | 61.7% | 100% | 85.33% | 100% | 83.41% | City Midsize | 2678.1583 | West South Central
78539 | 0.84036 | McAllen | 0 | TX | 2008 | 7934 | 1966536.4287 | 164050.2 | 215587000 | 7501 | 1391751.3796 | 7498 | 775923.076 | 7314 | 666101.4821 | 109555 | 142015000 | 382 | 311968.8279 | 382 | 228386.8486 | 382 | 217277.4789 | 28665.8 | 38304100 | 51 | 262816.2212 | 51 | 228285.6695 | 51 | 223389.9913 | 25829.4 | 35267900 | 247.8619 | 94.54% | 70.77% | 4.815% | 15.86% | 0.6428% | 13.36% | 99.96% | 55.75% | 97.51% | 47.86% | 100% | 73.21% | 100% | 69.65% | 100% | 86.86% | 100% | 85% | City Small | 2372.7736 | West South Central
78541 | 0.011867 | McAllen | 0 | TX | 2008 | 3461 | 792175.9636 | 69284.7 | 91177800 | 3288 | 533538.2635 | 3288 | 310400.9048 | 3189 | 275327.5367 | 44645.1 | 57784300 | 143 | 120138.323 | 143 | 90263.2638 | 143 | 86586.5108 | 11353.4 | 15180800 | 30 | 138499.3771 | 30 | 118922.1836 | 30 | 116795.3441 | 13286.2 | 18212700 | 228.8864 | 95% | 67.35% | 4.132% | 15.17% | 0.8668% | 17.48% | 100% | 58.18% | 96.99% | 51.6% | 100% | 75.13% | 100% | 72.07% | 100% | 85.86% | 100% | 84.33% | City Small | 111.0214 | West South Central
78542 | 0.0011787 | McAllen | 0 | TX | 2008 | 175 | 32857.6185 | 2635.585 | 3462878 | 170 | 24810.1232 | 170 | 13766.7322 | 157 | 11483.4147 | 1867.41 | 2413720 | 3 | 1647.2597 | 3 | 1193.7179 | 3 | 1153.5861 | 140.289 | 189463 | 2 | 6400.2356 | 2 | 5542.741 | 2 | 5500.352 | 627.886 | 859695 | 187.7578 | 97.14% | 75.51% | 1.714% | 5.013% | 1.143% | 19.48% | 100% | 55.49% | 92.35% | 46.29% | 100% | 72.47% | 100% | 70.03% | 100% | 86.6% | 100% | 85.94% | City Small | 258.5886 | West South Central
78572 | 0.35571 | McAllen | 0 | TX | 2008 | 14755 | 3402782.7182 | 271274.3 | 357035300 | 14021 | 2342586.0627 | 14016 | 1248540.6601 | 13396 | 1041581.4145 | 171938 | 222769000 | 632 | 524081.3263 | 632 | 363033.8856 | 630 | 342478.7866 | 45818 | 61258900 | 102 | 536115.3292 | 102 | 469298.1163 | 102 | 458307.2875 | 53518.3 | 73007400 | 230.619 | 95.03% | 68.84% | 4.283% | 15.4% | 0.6913% | 15.76% | 99.96% | 53.3% | 95.54% | 44.46% | 100% | 69.27% | 99.68% | 65.35% | 100% | 87.54% | 100% | 85.49% | Suburb Large | 1318.1054 | West South Central
78573 | 0.70115 | McAllen | 0 | TX | 2008 | 9756 | 1902874.9543 | 148264.5 | 193884800 | 9303 | 1467775.6571 | 9301 | 807131.8295 | 8806 | 672577.5024 | 109198 | 141634000 | 430 | 315867.4029 | 430 | 213121.5943 | 430 | 197250.2144 | 27448.8 | 36379500 | 23 | 119231.8943 | 23 | 103479.659 | 23 | 100944.2841 | 11617.7 | 15871300 | 195.0466 | 95.36% | 77.13% | 4.408% | 16.6% | 0.2358% | 6.266% | 99.98% | 54.99% | 94.66% | 45.82% | 100% | 67.47% | 100% | 62.45% | 100% | 86.79% | 100% | 84.66% | City Small | 989.862 | West South Central
78574 | 0.10945 | McAllen | 0 | TX | 2008 | 5473 | 962460.646 | 76996.48 | 99800020 | 5366 | 853675.7034 | 5366 | 471173.2185 | 5178 | 395961.5849 | 66659 | 86015600 | 101 | 75658.2912 | 101 | 54315.002 | 101 | 51082.4103 | 6842.56 | 9130080 | 6 | 33126.6514 | 6 | 26557.1522 | 6 | 26081.6848 | 3494.92 | 4654340 | 175.8561 | 98.04% | 88.7% | 1.845% | 7.861% | 0.1096% | 3.442% | 100% | 55.19% | 96.5% | 46.38% | 100% | 71.79% | 100% | 67.52% | 100% | 80.17% | 100% | 78.73% | Suburb Large | 896.7166 | West South Central
78577 | 0.37139 | McAllen | 0 | TX | 2008 | 14010 | 3215994.3159 | 261371.9 | 346052000 | 13192 | 2054770.96 | 13177 | 1146900.5067 | 12466 | 950499.9849 | 149681 | 194881000 | 715 | 626190.0346 | 715 | 474962.5492 | 715 | 455905.1686 | 58561.4 | 78660700 | 103 | 535033.3213 | 103 | 462229.7361 | 103 | 454310.4944 | 53129.5 | 72510300 | 229.5499 | 94.16% | 63.89% | 5.103% | 19.47% | 0.7352% | 16.64% | 99.89% | 55.82% | 94.5% | 46.26% | 100% | 75.85% | 100% | 72.81% | 100% | 86.39% | 100% | 84.91% | City Small | 1740.2162 | West South Central
78589 | 0.20049 | McAllen | 0 | TX | 2008 | 3427 | 638716.287 | 48046.88 | 62864130 | 3318 | 525740.1837 | 3318 | 281782.0194 | 3194 | 231537.2193 | 37866 | 49103400 | 103 | 84737.0546 | 103 | 61672.4666 | 103 | 58522.0945 | 7448.46 | 10022600 | 6 | 28239.0486 | 6 | 24179.3679 | 6 | 23651.2634 | 2732.42 | 3738130 | 186.3777 | 96.82% | 82.31% | 3.006% | 13.27% | 0.1751% | 4.421% | 100% | 53.6% | 96.26% | 44.04% | 100% | 72.78% | 100% | 69.06% | 100% | 85.62% | 100% | 83.75% | City Small | 2449.7845 | West South Central
78617 | 0.21233 | Austin | 0 | TX | 2006 | 2214 | 493179.4093 | 30090.7 | 39520640 | 2075 | 300618.5193 | 2070 | 126113.6023 | 1863 | 96111.4306 | 15540.7 | 20235700 | 130 | 103538.7131 | 130 | 63670.2706 | 130 | 56464.0793 | 7310.19 | 9652200 | 9 | 89022.1769 | 9 | 59272.7567 | 9 | 55667.5638 | 7239.81 | 9632740 | 222.7549 | 93.72% | 60.96% | 5.872% | 20.99% | 0.4065% | 18.05% | 99.76% | 41.95% | 89.78% | 31.97% | 100% | 61.49% | 100% | 54.53% | 100% | 66.58% | 100% | 62.53% | Rural Fringe | 268.3235 | West South Central
78653 | 0.008131 | Austin | 0 | TX | 2006 | 93 | 19144.4869 | 1072.9732 | 1408163 | 91 | 17537.1891 | 90 | 8026.0944 | 83 | 6301.2871 | 990.136 | 1299580 | 2 | 1607.2978 | 2 | 611.2368 | 2 | 492.4643 | 82.8372 | 108583 | 0 | 0 | 0 | 0 | 0 | 0 | 0 | 0 | 205.8547 | 97.85% | 91.6% | 2.151% | 8.396% | 0% | 0% | 98.9% | 45.77% | 91.21% | 35.93% | 100% | 38.03% | 100% | 30.64% | #DIV/0! | #DIV/0! | #DIV/0! | #DIV/0! | Rural Fringe | 175.5673 | West South Central
78701 | 1 | Austin | 0 | TX | 2012 | 926 | 1031993.1209 | 69999.6 | 93060430 | 554 | 113231.8806 | 553 | 46805.8807 | 460 | 35606.8476 | 5206.7 | 6717230 | 234 | 260059.4542 | 234 | 163215.6008 | 234 | 149462.0275 | 18405.5 | 24385700 | 138 | 658701.7862 | 138 | 419691.8836 | 138 | 393463.3474 | 46387.4 | 61957500 | 1114.4634 | 59.83% | 10.97% | 25.27% | 25.2% | 14.9% | 63.83% | 99.82% | 41.34% | 83.03% | 31.45% | 100% | 62.76% | 100% | 57.47% | 100% | 63.72% | 100% | 59.73% | City Large | 4441.4524 | West South Central
78702 | 1 | Austin | 0 | TX | 2012 | 6657 | 1484200.4472 | 84554.1 | 110805400 | 6269 | 852276.3825 | 6189 | 306129.8813 | 4405 | 204382.6841 | 32785.2 | 41893400 | 325 | 315100.2866 | 325 | 210590.5831 | 325 | 192844.5313 | 24094.7 | 31908200 | 63 | 316823.7781 | 63 | 247101.0535 | 63 | 235780.6255 | 27674.2 | 37003800 | 222.9533 | 94.17% | 57.42% | 4.882% | 21.23% | 0.9464% | 21.35% | 98.72% | 35.92% | 70.27% | 23.98% | 100% | 66.83% | 100% | 61.2% | 100% | 77.99% | 100% | 74.42% | City Large | 4146.616 | West South Central
78703 | 1 | Austin | 0 | TX | 2012 | 5884 | 1538131.8072 | 72625.9 | 92507700 | 5484 | 1009130.3212 | 5463 | 329740.8655 | 4248 | 214115.3101 | 35150.9 | 44272800 | 356 | 283794.6706 | 356 | 155281.6969 | 356 | 135150.858 | 18380.4 | 23421900 | 44 | 245206.8153 | 44 | 174538.8235 | 44 | 162235.5509 | 19094.6 | 24813000 | 261.4092 | 93.2% | 65.61% | 6.05% | 18.45% | 0.7478% | 15.94% | 99.62% | 32.68% | 77.46% | 21.22% | 100% | 54.72% | 100% | 47.62% | 100% | 71.18% | 100% | 66.16% | City Large | 3648.4186 | West South Central
78704 | 1 | Austin | 0 | TX | 2012 | 10462 | 2955071.6246 | 166947.3 | 220242600 | 9566 | 1612277.3376 | 9520 | 568739.3789 | 7323 | 391885.5485 | 61916.9 | 80479400 | 782 | 689695.4578 | 782 | 406765.9407 | 782 | 367128.8551 | 48325.2 | 63861000 | 114 | 653098.8292 | 114 | 500899.1114 | 114 | 481475.521 | 56705.2 | 75902200 | 282.4576 | 91.44% | 54.56% | 7.475% | 23.34% | 1.09% | 22.1% | 99.52% | 35.28% | 76.55% | 24.31% | 100% | 58.98% | 100% | 53.23% | 100% | 76.7% | 100% | 73.72% | City Large | 4702.6191 | West South Central
78705 | 1 | Austin | 0 | TX | 2006 | 2252 | 840079.4393 | 59102.4 | 77788600 | 1872 | 304338.5726 | 1859 | 107690.24 | 1453 | 77750.1556 | 11902.4 | 15488500 | 331 | 309579.3621 | 331 | 170880.8083 | 331 | 154757.3829 | 22896.1 | 30043900 | 49 | 226161.5046 | 49 | 147580.1235 | 49 | 139111.1651 | 24303.9 | 32256200 | 373.0371 | 83.13% | 36.23% | 14.7% | 36.85% | 2.176% | 26.92% | 99.31% | 35.39% | 77.62% | 25.55% | 100% | 55.2% | 100% | 49.99% | 100% | 65.25% | 100% | 61.51% | City Large | 12984.7171 | West South Central
78712 | 1 | Austin | 0 | TX | 2012 | 122 | 342567.9202 | 29080.361 | 37768316 | 28 | 4433.4688 | 27 | 1914.1505 | 20 | 1588.4026 | 196.801 | 261716 | 49 | 62603.4897 | 49 | 34748.3155 | 49 | 32535.8794 | 4354.26 | 5696100 | 45 | 275530.9616 | 45 | 185487.4277 | 45 | 178070.2714 | 24529.3 | 31810500 | 2807.9338 | 22.95% | 1.294% | 40.16% | 18.27% | 36.89% | 80.43% | 96.43% | 43.18% | 71.43% | 35.83% | 100% | 55.51% | 100% | 51.97% | 100% | 67.32% | 100% | 64.63% | City Large | 16152.3912 | West South Central
78719 | 0.33024 | Austin | 0 | TX | 2012 | 300 | 260114.835 | 21441.63 | 28718140 | 227 | 40514.0181 | 226 | 19408.636 | 209 | 16195.474 | 2236.66 | 2946150 | 48 | 56063.2981 | 48 | 41629.3122 | 48 | 40408.2696 | 4884.97 | 6531890 | 25 | 163537.5188 | 25 | 129204.2697 | 25 | 125287.13 | 14320 | 19240100 | 867.0494 | 75.67% | 15.58% | 16% | 21.55% | 8.333% | 62.87% | 99.56% | 47.91% | 92.07% | 39.97% | 100% | 74.25% | 100% | 72.08% | 100% | 79.01% | 100% | 76.61% | Rural Fringe | 116.8327 | West South Central
78721 | 1 | Austin | 0 | TX | 2012 | 3219 | 708300.6974 | 43629.8 | 57541600 | 3071 | 417834.3473 | 3047 | 157476.9212 | 2470 | 114346.2827 | 17962 | 23258900 | 119 | 108163.9483 | 119 | 69466.5371 | 119 | 64827.2081 | 8411 | 11160300 | 29 | 182302.4018 | 29 | 153415.607 | 29 | 149185.4404 | 17256.8 | 23122400 | 220.0375 | 95.4% | 58.99% | 3.697% | 15.27% | 0.9009% | 25.74% | 99.22% | 37.69% | 80.43% | 27.37% | 100% | 64.22% | 100% | 59.93% | 100% | 84.15% | 100% | 81.83% | City Large | 2606.0903 | West South Central
78722 | 1 | Austin | 0 | TX | 2012 | 2058 | 431735.6743 | 22215.86 | 29138420 | 1963 | 274246.5281 | 1942 | 85717.7023 | 1339 | 55811.0547 | 8915.86 | 11499100 | 84 | 84570.5514 | 84 | 57008.8108 | 84 | 53304.3942 | 6945.13 | 9150240 | 11 | 72918.5948 | 11 | 53828.6884 | 11 | 51929.8101 | 6354.87 | 8489080 | 209.7841 | 95.38% | 63.52% | 4.082% | 19.59% | 0.5345% | 16.89% | 98.93% | 31.26% | 68.21% | 20.35% | 100% | 67.41% | 100% | 63.03% | 100% | 73.82% | 100% | 71.22% | City Large | 4023.5302 | West South Central
78723 | 1 | Austin | 0 | TX | 2012 | 7700 | 1885399.0681 | 105221.3 | 137657900 | 7353 | 1314748.1279 | 7341 | 493345.3656 | 6367 | 356912.1265 | 57843 | 74639400 | 286 | 259760.4408 | 286 | 161842.6584 | 286 | 149007.091 | 19748.2 | 25974600 | 61 | 310890.4994 | 61 | 244731.0992 | 61 | 236030.2326 | 27630.1 | 37043900 | 244.857 | 95.49% | 69.73% | 3.714% | 13.78% | 0.7922% | 16.49% | 99.84% | 37.52% | 86.59% | 27.15% | 100% | 62.3% | 100% | 57.36% | 100% | 78.72% | 100% | 75.92% | City Large | 3920.5347 | West South Central
78724 | 0.6688 | Austin | 0 | TX | 2006 | 4202 | 1015151.5934 | 66254.7 | 87251600 | 3980 | 586728.3123 | 3973 | 240382.2753 | 3468 | 178392.6639 | 28762.3 | 37157200 | 189 | 175227.5609 | 189 | 121527.4625 | 189 | 113425.0748 | 14082.3 | 18734600 | 33 | 253195.7201 | 33 | 207918.6215 | 33 | 201778.799 | 23410.1 | 31359800 | 241.5877 | 94.72% | 57.8% | 4.498% | 17.26% | 0.7853% | 24.94% | 99.82% | 40.97% | 87.14% | 30.4% | 100% | 69.35% | 100% | 64.73% | 100% | 82.12% | 100% | 79.69% | Rural Fringe | 676.145 | West South Central
78725 | 0.62244 | Austin | 0 | TX | 2006 | 526 | 242010.3771 | 18395.27 | 24638290 | 484 | 72713.1113 | 482 | 29818.9627 | 418 | 21911.9238 | 3214.92 | 4212850 | 29 | 34116.4301 | 29 | 24787.9927 | 29 | 23467.9591 | 2739.25 | 3676140 | 13 | 135180.8357 | 13 | 112506.2325 | 13 | 110323.8968 | 12441.1 | 16749300 | 460.0958 | 92.02% | 30.05% | 5.513% | 14.1% | 2.471% | 55.86% | 99.59% | 41.01% | 86.36% | 30.13% | 100% | 72.66% | 100% | 68.79% | 100% | 83.23% | 100% | 81.61% | Rural Fringe | 473.0018 | West South Central
78730 | 0.08255 | Austin | 0 | TX | 2006 | 171 | 95149.4478 | 6206.42 | 7914890 | 107 | 24438.7737 | 107 | 8895.1776 | 95 | 6451.8321 | 1150.85 | 1429850 | 56 | 44205.4419 | 56 | 20547.2823 | 56 | 17881.7428 | 2785.3 | 3526340 | 8 | 26505.2321 | 8 | 20716.1778 | 8 | 19921.1619 | 2270.27 | 2958700 | 556.4295 | 62.57% | 25.68% | 32.75% | 46.46% | 4.678% | 27.86% | 100% | 36.4% | 88.79% | 26.4% | 100% | 46.48% | 100% | 40.45% | 100% | 78.16% | 100% | 75.16% | Suburb Large | 711.9419 | West South Central
78731 | 0.72782 | Austin | 0 | TX | 2006 | 5708 | 1683149.4741 | 89726.7 | 112961900 | 5188 | 1165038.3882 | 5172 | 445243.9019 | 4582 | 321494.3552 | 54140.8 | 67517300 | 483 | 364014.1775 | 483 | 187127.5205 | 483 | 161179.7438 | 23489.7 | 29762700 | 37 | 154096.9084 | 37 | 107638.0532 | 37 | 100678.4451 | 12096.2 | 15681900 | 294.8755 | 90.89% | 69.22% | 8.462% | 21.63% | 0.6482% | 9.155% | 99.69% | 38.22% | 88.32% | 27.6% | 100% | 51.41% | 100% | 44.28% | 100% | 69.85% | 100% | 65.33% | City Large | 2512.7394 | West South Central
78735 | 0.050111 | Austin | 0 | TX | 2006 | 239 | 90319.981 | 5566.26 | 7305710 | 197 | 36118.0907 | 197 | 14025.917 | 178 | 9902.4798 | 1565.62 | 2041060 | 37 | 34630.019 | 37 | 18287.5494 | 37 | 16589.1963 | 2512.15 | 3276780 | 5 | 19571.8714 | 5 | 12897.4638 | 5 | 12093.9307 | 1488.49 | 1987870 | 377.9079 | 82.43% | 39.99% | 15.48% | 38.34% | 2.092% | 21.67% | 100% | 38.83% | 90.36% | 27.42% | 100% | 52.81% | 100% | 47.9% | 100% | 65.9% | 100% | 61.79% | City Large | 781.3917 | West South Central
78741 | 1 | Austin | 0 | TX | 2012 | 5694 | 1909456.9586 | 120653.4 | 158564200 | 4797 | 802991.4198 | 4780 | 313449.2228 | 4090 | 235213.2011 | 37315.5 | 48482000 | 826 | 688593.0943 | 826 | 342522.0103 | 826 | 303111.3645 | 45294.3 | 59063100 | 71 | 417872.4444 | 71 | 338644.3361 | 71 | 328176.5005 | 38043.6 | 51019100 | 335.3454 | 84.25% | 42.05% | 14.51% | 36.06% | 1.247% | 21.88% | 99.65% | 39.04% | 85.26% | 29.29% | 100% | 49.74% | 100% | 44.02% | 100% | 81.04% | 100% | 78.54% | Rural Fringe | 5435.1151 | West South Central
78742 | 0.99962 | Austin | 0 | TX | 2012 | 414 | 120978.3164 | 7960.63 | 10514820 | 383 | 65444.7101 | 382 | 28171.865 | 339 | 22783.1042 | 3491.77 | 4581230 | 24 | 22860.3484 | 24 | 14901.2111 | 24 | 13855.162 | 1786 | 2366130 | 7 | 32673.2579 | 7 | 22361.954 | 7 | 21185.8444 | 2682.86 | 3567460 | 292.2182 | 92.51% | 54.1% | 5.797% | 18.9% | 1.691% | 27.01% | 99.74% | 43.05% | 88.51% | 34.81% | 100% | 65.18% | 100% | 60.61% | 100% | 68.44% | 100% | 64.84% | Rural Fringe | 468.5136 | West South Central
78744 | 0.85841 | Austin | 0 | TX | 2012 | 9316 | 2793187.4058 | 200018 | 264127500 | 8789 | 1386785.9725 | 8774 | 541430.1088 | 7637 | 400290.1918 | 67829.3 | 87197900 | 381 | 371625.3521 | 381 | 244099.6937 | 381 | 227747.0701 | 29498.7 | 38979600 | 146 | 1034776.0812 | 146 | 913897.1115 | 146 | 900083.9449 | 102690 | 137950000 | 299.8269 | 94.34% | 49.65% | 4.09% | 13.3% | 1.567% | 37.05% | 99.83% | 39.04% | 86.89% | 28.86% | 100% | 65.68% | 100% | 61.28% | 100% | 88.32% | 100% | 86.98% | Rural Fringe | 1924.4553 | West South Central
78745 | 0.83218 | Austin | 0 | TX | 2006 | 13898 | 3152835.4776 | 172201 | 225301600 | 13225 | 2203680.3421 | 13184 | 808261.2407 | 11216 | 576513.2462 | 95382.3 | 123246000 | 591 | 520786.5536 | 591 | 317291.1513 | 589 | 288632.0217 | 38852.1 | 51201000 | 82 | 428368.5819 | 82 | 336861.5183 | 81 | 324406.1019 | 37966.6 | 50854600 | 226.8553 | 95.16% | 69.9% | 4.252% | 16.52% | 0.59% | 13.59% | 99.69% | 36.68% | 84.81% | 26.16% | 100% | 60.93% | 99.66% | 55.42% | 100% | 78.64% | 98.78% | 75.73% | City Large | 4070.7154 | West South Central
78746 | 0.64889 | Austin | 0 | TX | 2006 | 6573 | 2344668.3318 | 134746.4 | 169629700 | 5620 | 1330692.1343 | 5599 | 497492.2478 | 5081 | 356958.7624 | 62520.5 | 77767500 | 897 | 649497.9562 | 897 | 305865.9903 | 895 | 254243.8029 | 40000.2 | 50172300 | 56 | 364478.2413 | 56 | 279677.689 | 56 | 268510.5945 | 32225.7 | 41689900 | 356.7121 | 85.5% | 56.75% | 13.65% | 27.7% | 0.852% | 15.54% | 99.63% | 37.39% | 90.41% | 26.83% | 100% | 47.09% | 99.78% | 39.14% | 100% | 76.73% | 100% | 73.67% | Suburb Large | 1135.5127 | West South Central
78747 | 0.0036345 | Austin | 0 | TX | 2012 | 252 | 40245.3791 | 2327.59 | 3002950 | 252 | 40245.3791 | 252 | 15935.04 | 251 | 12794.9022 | 2327.59 | 3002950 | 0 | 0 | 0 | 0 | 0 | 0 | 0 | 0 | 0 | 0 | 0 | 0 | 0 | 0 | 0 | 0 | 159.7039 | 100% | 100% | 0% | 0% | 0% | 0% | 100% | 39.59% | 99.6% | 31.79% | #DIV/0! | #DIV/0! | #DIV/0! | #DIV/0! | #DIV/0! | #DIV/0! | #DIV/0! | #DIV/0! | Rural Fringe | 560.5175 | West South Central
78748 | 0.24892 | Austin | 0 | TX | 2006 | 3289 | 661738.692 | 44097.3 | 56431460 | 3195 | 526106.7081 | 3191 | 236138.7638 | 3003 | 183277.4009 | 32163.8 | 40703200 | 84 | 73801.3123 | 84 | 45560.7573 | 84 | 41121.3295 | 5904.57 | 7666840 | 10 | 61830.6717 | 10 | 53077.4747 | 10 | 51902.3546 | 6028.93 | 8061420 | 201.1975 | 97.14% | 79.5% | 2.554% | 11.15% | 0.304% | 9.344% | 99.87% | 44.88% | 93.99% | 34.84% | 100% | 61.73% | 100% | 55.72% | 100% | 85.84% | 100% | 83.94% | City Large | 2916.2279 | West South Central
78751 | 1 | Austin | 0 | TX | 2012 | 3751 | 869632.9763 | 45451.8 | 60444400 | 3502 | 476854.086 | 3451 | 135172.3493 | 2128 | 86073.4263 | 13632.2 | 17887300 | 212 | 207963.0219 | 212 | 136284.2041 | 211 | 126501.4151 | 15403.6 | 20564500 | 37 | 184815.8685 | 37 | 147002.5972 | 37 | 141138.1538 | 16416 | 21992600 | 231.8403 | 93.36% | 54.83% | 5.652% | 23.91% | 0.9864% | 21.25% | 98.54% | 28.35% | 60.77% | 18.05% | 100% | 65.53% | 99.53% | 60.83% | 100% | 79.54% | 100% | 76.37% | City Large | 5561.7616 | West South Central
78752 | 1 | Austin | 0 | TX | 2006 | 3065 | 1159708.417 | 79251.4 | 101753000 | 2637 | 430741.2673 | 2622 | 172976.9371 | 2201 | 129023.4394 | 20317.1 | 25602900 | 355 | 322811.4309 | 355 | 190709.9997 | 355 | 173034.9864 | 23128 | 29592900 | 73 | 406155.7188 | 73 | 320046.119 | 73 | 306702.6002 | 35806.3 | 46557200 | 378.3714 | 86.04% | 37.14% | 11.58% | 27.84% | 2.382% | 35.02% | 99.43% | 40.16% | 83.47% | 29.95% | 100% | 59.08% | 100% | 53.6% | 100% | 78.8% | 100% | 75.51% | City Large | 5787.1634 | West South Central
78753 | 0.22145 | Austin | 0 | TX | 2006 | 2790 | 929923.2227 | 59753.6 | 76756300 | 2451 | 437731.5746 | 2441 | 164231.7443 | 2007 | 118860.8202 | 19307 | 24378800 | 300 | 246915.5776 | 300 | 144679.1807 | 299 | 132656.6763 | 17699.2 | 22730000 | 39 | 245276.0705 | 39 | 204581.1655 | 39 | 199012.8175 | 22747.4 | 29647500 | 333.3058 | 87.85% | 47.07% | 10.75% | 26.55% | 1.398% | 26.38% | 99.59% | 37.52% | 81.88% | 27.15% | 100% | 58.59% | 99.67% | 53.73% | 100% | 83.41% | 100% | 81.14% | Suburb Large | 4166.6885 | West South Central
78754 | 0.6188 | Austin | 0 | TX | 2006 | 1858 | 930923.044 | 76610.8 | 101284400 | 1594 | 317257.9599 | 1592 | 145297.0814 | 1515 | 118586.314 | 20654.8 | 26236000 | 191 | 198957.6251 | 191 | 138708.4788 | 191 | 130322.1416 | 15990.5 | 21320400 | 73 | 414707.459 | 73 | 359168.5392 | 73 | 352408.4771 | 39965.5 | 53728000 | 501.035 | 85.79% | 34.08% | 10.28% | 21.37% | 3.929% | 44.55% | 99.87% | 45.8% | 95.04% | 37.38% | 100% | 69.72% | 100% | 65.5% | 100% | 86.61% | 100% | 84.98% | Rural Fringe | 979.0675 | West South Central
78756 | 1 | Austin | 0 | TX | 2006 | 2575 | 727323.0972 | 44000.3 | 56722100 | 2343 | 340984.3702 | 2306 | 122543.0132 | 1672 | 86586.5182 | 13155.8 | 16675000 | 199 | 186079.7663 | 199 | 122352.8204 | 199 | 112263.5423 | 13763.5 | 17791400 | 33 | 200258.9608 | 33 | 155441.8549 | 33 | 148069.4335 | 17081 | 22255700 | 282.4556 | 90.99% | 46.88% | 7.728% | 25.58% | 1.282% | 27.53% | 98.42% | 35.94% | 71.36% | 25.39% | 100% | 65.75% | 100% | 60.33% | 100% | 77.62% | 100% | 73.94% | City Large | 4692.8741 | West South Central
78757 | 0.73763 | Austin | 0 | TX | 2006 | 6066 | 1378221.619 | 72379 | 92671200 | 5769 | 934959.8841 | 5691 | 333375.6121 | 4563 | 235756.0873 | 35994.9 | 45560500 | 257 | 233309.4591 | 257 | 155951.2658 | 257 | 145007.2572 | 18232.1 | 23534700 | 40 | 209952.2758 | 40 | 161812.073 | 40 | 154194.9093 | 18152 | 23576000 | 227.2044 | 95.1% | 67.84% | 4.237% | 16.93% | 0.6594% | 15.23% | 98.65% | 35.66% | 79.1% | 25.22% | 100% | 66.84% | 100% | 62.15% | 100% | 77.07% | 100% | 73.44% | City Large | 4202.7499 | West South Central
78758 | 0.049043 | Austin | 0 | TX | 2006 | 672 | 151717.5294 | 9012.73 | 11557990 | 625 | 101709.4687 | 622 | 40096.3662 | 534 | 29943.0251 | 4760.49 | 6030880 | 44 | 40505.5066 | 44 | 30569.7218 | 44 | 28916.08 | 3384.46 | 4396020 | 3 | 9502.5541 | 3 | 7912.0773 | 3 | 7663.3985 | 867.78 | 1131090 | 225.7701 | 93.01% | 67.04% | 6.548% | 26.7% | 0.4464% | 6.263% | 99.52% | 39.42% | 85.44% | 29.44% | 100% | 75.47% | 100% | 71.39% | 100% | 83.26% | 100% | 80.65% | City Large | 5233.5164 | West South Central
79101 | 0.99975 | Amarillo | Amarillo, TX | TX | 2008 | 1353 | 781849.1394 | 59493.48 | 94754500 | 980 | 164778.2929 | 976 | 71794.7195 | 772 | 60365.995 | 7969.08 | 12646100 | 302 | 323861.2854 | 302 | 230670.2108 | 302 | 222721.0224 | 25852.8 | 41225500 | 71 | 293209.5611 | 71 | 225199.3755 | 71 | 220094.3123 | 25671.6 | 40882900 | 577.8634 | 72.43% | 21.08% | 22.32% | 41.42% | 5.248% | 37.5% | 99.59% | 43.57% | 78.78% | 36.63% | 100% | 71.23% | 100% | 68.77% | 100% | 76.8% | 100% | 75.06% | City Midsize | 2530.347 | West South Central
79102 | 1 | Amarillo | Amarillo, TX | TX | 2008 | 3890 | 936000.196 | 47763.8 | 75410000 | 3660 | 575492.4271 | 3636 | 172940.1457 | 2610 | 120026.9604 | 18179.5 | 28435300 | 200 | 171106.5152 | 200 | 103704.3033 | 195 | 97376.0372 | 12186.1 | 19259300 | 30 | 189401.2537 | 30 | 153634.0452 | 30 | 150736.2223 | 17398.2 | 27715400 | 240.617 | 94.09% | 61.48% | 5.141% | 18.28% | 0.7712% | 20.24% | 99.34% | 30.05% | 71.31% | 20.86% | 100% | 60.61% | 97.5% | 56.91% | 100% | 81.12% | 100% | 79.59% | City Midsize | 3191.4908 | West South Central
79103 | 1 | Amarillo | Amarillo, TX | TX | 2008 | 4117 | 860301.455 | 44976.37 | 70851700 | 3975 | 550735.6911 | 3969 | 178005.0353 | 2972 | 114611.3891 | 17664.9 | 27453500 | 114 | 110726.07 | 114 | 75755.1536 | 114 | 72633.4674 | 8889.17 | 14039300 | 28 | 198839.6939 | 28 | 164041.2675 | 28 | 160525.888 | 18422.3 | 29358900 | 208.9632 | 96.55% | 64.02% | 2.769% | 12.87% | 0.6801% | 23.11% | 99.85% | 32.32% | 74.77% | 20.81% | 100% | 68.42% | 100% | 65.6% | 100% | 82.5% | 100% | 80.73% | City Midsize | 1901.94 | West South Central
79104 | 1 | Amarillo | Amarillo, TX | TX | 2008 | 2952 | 570911.3143 | 28591.47 | 45098600 | 2838 | 364399.2923 | 2833 | 116198.6124 | 2008 | 75611.0937 | 11549.8 | 18002000 | 90 | 97665.0038 | 90 | 65052.5363 | 90 | 61777.0877 | 7685.21 | 12128300 | 24 | 108847.0182 | 24 | 82640.5429 | 24 | 80210.7675 | 9356.46 | 14968300 | 193.3981 | 96.14% | 63.83% | 3.049% | 17.11% | 0.813% | 19.07% | 99.82% | 31.89% | 70.75% | 20.75% | 100% | 66.61% | 100% | 63.25% | 100% | 75.92% | 100% | 73.69% | City Midsize | 1657.122 | West South Central
79106 | 1 | Amarillo | Amarillo, TX | TX | 2008 | 11505 | 2777865.3464 | 138470.7 | 218737600 | 10840 | 1749619.9881 | 10785 | 537699.5277 | 7928 | 381089.1669 | 58387.4 | 91574500 | 579 | 519104.5367 | 579 | 315548.6157 | 575 | 293442.9838 | 36982.2 | 58494800 | 86 | 509140.8215 | 86 | 379299.3984 | 86 | 367720.2136 | 43101.1 | 68668300 | 241.4485 | 94.22% | 62.98% | 5.033% | 18.69% | 0.7475% | 18.33% | 99.49% | 30.73% | 73.14% | 21.78% | 100% | 60.79% | 99.31% | 56.53% | 100% | 74.5% | 100% | 72.22% | City Midsize | 2837.4516 | West South Central
79107 | 0.99182 | Amarillo | Amarillo, TX | TX | 2008 | 12125 | 2104657.7261 | 100181.7 | 157455000 | 11716 | 1465901.4701 | 11674 | 477323.4663 | 8419 | 323296.9609 | 49552.5 | 77175900 | 338 | 307102.3747 | 338 | 190758.3991 | 338 | 179588.189 | 22601.7 | 35656800 | 71 | 331653.8813 | 71 | 248682.7729 | 71 | 241560.6587 | 28027.5 | 44622300 | 173.58 | 96.63% | 69.65% | 2.788% | 14.59% | 0.5856% | 15.76% | 99.64% | 32.56% | 71.86% | 22.05% | 100% | 62.12% | 100% | 58.48% | 100% | 74.98% | 100% | 72.84% | City Midsize | 1955.4283 | West South Central
79108 | 0.019654 | Amarillo | 0 | TX | 2008 | 497 | 311122.4032 | 22466.28 | 35701960 | 429 | 82819.8455 | 428 | 33645.0482 | 373 | 25184.0041 | 3675.42 | 5773140 | 50 | 47243.6727 | 50 | 25342.0483 | 50 | 23091.9504 | 3101.56 | 4842820 | 18 | 181058.8849 | 18 | 143095.4486 | 18 | 139561.4484 | 15689.3 | 25086000 | 626.0008 | 86.32% | 26.62% | 10.06% | 15.18% | 3.622% | 58.2% | 99.77% | 40.62% | 86.95% | 30.41% | 100% | 53.64% | 100% | 48.88% | 100% | 79.03% | 100% | 77.08% | City Midsize | 40.2813 | West South Central
79109 | 1 | Amarillo | Amarillo, TX | TX | 2008 | 15882 | 4243823.0151 | 200453.4 | 314736200 | 14982 | 3049968.0191 | 14934 | 937487.1392 | 12354 | 673913.5931 | 106862 | 166091000 | 785 | 675654.1445 | 785 | 410854.0226 | 776 | 381243.5586 | 47865.2 | 75633200 | 115 | 518200.8515 | 115 | 406263.3644 | 115 | 396044.9097 | 45726.2 | 73012000 | 267.2096 | 94.33% | 71.87% | 4.943% | 15.92% | 0.7241% | 12.21% | 99.68% | 30.74% | 82.46% | 22.1% | 100% | 60.81% | 98.85% | 56.43% | 100% | 78.4% | 100% | 76.43% | City Midsize | 4078.5154 | West South Central
79110 | 0.81525 | Amarillo | 0 | TX | 2008 | 7428 | 1308230.7683 | 61302.1 | 96001600 | 7217 | 994301.9858 | 7178 | 323907.2199 | 5193 | 219825.3232 | 34443.6 | 53266500 | 174 | 161232.8289 | 174 | 112740.3043 | 173 | 108032.0086 | 13121.6 | 20785200 | 37 | 152695.9536 | 37 | 123037.7752 | 37 | 119790.2157 | 13736.9 | 21949900 | 176.1215 | 97.16% | 76% | 2.342% | 12.32% | 0.4981% | 11.67% | 99.46% | 32.58% | 71.96% | 22.11% | 100% | 69.92% | 99.43% | 67% | 100% | 80.58% | 100% | 78.45% | City Midsize | 3045.3022 | West South Central
79111 | 0.96709 | Amarillo | Amarillo, TX | TX | 2008 | 441 | 315588.4158 | 23094.65 | 36782160 | 362 | 98639.0942 | 362 | 38562.8195 | 350 | 30065.0947 | 3947.44 | 6254390 | 49 | 49738.6399 | 49 | 33396.9057 | 49 | 32160.047 | 3983.31 | 6315970 | 30 | 167210.6817 | 30 | 133963.7495 | 30 | 131750.1468 | 15163.9 | 24211800 | 715.62 | 82.09% | 31.26% | 11.11% | 15.76% | 6.803% | 52.98% | 100% | 39.09% | 96.69% | 30.48% | 100% | 67.14% | 100% | 64.66% | 100% | 80.12% | 100% | 78.79% | City Midsize | 123.7246 | West South Central
79118 | 0.34635 | Amarillo | 0 | TX | 2008 | 3482 | 1146502.3191 | 85990.9 | 134340700 | 3205 | 529390.7703 | 3200 | 244088.9017 | 2940 | 200041.1038 | 32597.7 | 49985100 | 223 | 237707.0356 | 223 | 159361.8814 | 223 | 153455.0119 | 19153.5 | 30157300 | 54 | 379404.5132 | 54 | 300649.9287 | 54 | 292912.4137 | 34239.7 | 54198300 | 329.2655 | 92.04% | 46.17% | 6.404% | 20.73% | 1.551% | 33.09% | 99.84% | 46.11% | 91.73% | 37.79% | 100% | 67.04% | 100% | 64.56% | 100% | 79.24% | 100% | 77.2% | Rural Fringe | 147.8728 | West South Central
79119 | 0.038925 | Amarillo | 0 | TX | 2008 | 2254 | 650253.3251 | 41959.57 | 65036330 | 2136 | 496447.5761 | 2130 | 205683.1131 | 1953 | 164963.3162 | 29659.1 | 45758400 | 107 | 89175.4079 | 107 | 50989.8963 | 107 | 46638.9709 | 6784.16 | 10575200 | 11 | 64630.3412 | 11 | 45702.4633 | 11 | 44123.3572 | 5516.31 | 8702730 | 288.4886 | 94.76% | 76.35% | 4.747% | 13.71% | 0.488% | 9.939% | 99.72% | 41.43% | 91.43% | 33.23% | 100% | 57.18% | 100% | 52.3% | 100% | 70.71% | 100% | 68.27% | Rural Fringe | 117.8945 | West South Central
79121 | 0.80008 | Amarillo | Amarillo, TX | TX | 2008 | 2456 | 829570.1627 | 44994.59 | 70283760 | 2290 | 587773.9358 | 2290 | 197524.0657 | 2215 | 152076.3467 | 26497.8 | 40998200 | 147 | 110219.6406 | 147 | 48733.5123 | 147 | 42160.6807 | 6251.69 | 9769060 | 19 | 131576.5864 | 19 | 107965.4321 | 19 | 105705.3314 | 12245.1 | 19516500 | 337.7729 | 93.24% | 70.85% | 5.985% | 13.29% | 0.7736% | 15.86% | 100% | 33.61% | 96.72% | 25.87% | 100% | 44.21% | 100% | 38.25% | 100% | 82.06% | 100% | 80.34% | City Midsize | 2789.914 | West South Central
79124 | 0.04042 | Amarillo | 0 | TX | 2008 | 2090 | 788804.554 | 49126.1 | 76652000 | 1836 | 477668.1618 | 1833 | 188277.8578 | 1789 | 148369.037 | 26184.7 | 40446500 | 226 | 172059.0381 | 226 | 84993.9621 | 224 | 75108.0436 | 10980.2 | 17204900 | 28 | 139077.3542 | 28 | 102857.9346 | 28 | 99265.5548 | 11961.2 | 19000600 | 377.4184 | 87.85% | 60.56% | 10.81% | 21.81% | 1.34% | 17.63% | 99.84% | 39.42% | 97.44% | 31.06% | 100% | 49.4% | 99.12% | 43.65% | 100% | 73.96% | 100% | 71.37% | City Midsize | 39.6918 | West South Central
79401 | 1 | Lubbock | 0 | TX | 2008 | 1804 | 1050549.6647 | 72080.77 | 112551100 | 1338 | 221143.6441 | 1323 | 79806.9956 | 910 | 64106.9612 | 8567.67 | 13341500 | 375 | 386464.8522 | 375 | 258004.874 | 373 | 248405.5193 | 29327.5 | 45897400 | 91 | 442941.1684 | 91 | 296419.9095 | 91 | 286133.4237 | 34185.6 | 53312200 | 582.3446 | 74.17% | 21.05% | 20.79% | 36.79% | 5.044% | 42.16% | 98.88% | 36.09% | 68.01% | 28.99% | 100% | 66.76% | 99.47% | 64.28% | 100% | 66.92% | 100% | 64.6% | City Midsize | 2819.4864 | West South Central
79403 | 0.19102 | Lubbock | 0 | TX | 2008 | 3386 | 814457.9125 | 51503.8 | 80558700 | 3159 | 390411.0439 | 3118 | 146284.9537 | 2552 | 117865.342 | 17499.6 | 27345500 | 172 | 154995.94 | 172 | 92307.7743 | 170 | 87511.3947 | 10889.6 | 16991800 | 55 | 269050.9286 | 55 | 203452.3856 | 55 | 198701.3278 | 23114.6 | 36221400 | 240.5369 | 93.3% | 47.94% | 5.08% | 19.03% | 1.624% | 33.03% | 98.7% | 37.47% | 80.79% | 30.19% | 100% | 59.55% | 98.84% | 56.46% | 100% | 75.62% | 100% | 73.85% | Rural Distant | 181.1778 | West South Central
79404 | 0.53775 | Lubbock | 0 | TX | 2008 | 4596 | 2514632.6918 | 204338.2 | 319597900 | 3882 | 508208.5775 | 3860 | 216332.5531 | 3120 | 174378.944 | 24346.7 | 37734200 | 422 | 462119.2738 | 422 | 327189.7719 | 421 | 318687.0584 | 38314.5 | 59866700 | 292 | 1544304.8405 | 292 | 1249923.7131 | 291 | 1225387.4422 | 141677 | 221997000 | 547.1351 | 84.46% | 20.21% | 9.182% | 18.38% | 6.353% | 61.41% | 99.43% | 42.57% | 80.37% | 34.31% | 100% | 70.8% | 99.76% | 68.96% | 100% | 80.94% | 99.66% | 79.35% | City Midsize | 368.8985 | West South Central
79407 | 0.067245 | Lubbock | 0 | TX | 2008 | 3870 | 1196669.9359 | 71261 | 110537800 | 3453 | 622820.2508 | 3439 | 222476.0983 | 2910 | 173799.5495 | 27131.9 | 41700900 | 365 | 308823.8898 | 365 | 165430.3791 | 364 | 151380.179 | 19490.2 | 30255600 | 52 | 265025.7953 | 52 | 218634.6767 | 52 | 215350.6256 | 24638.9 | 38581300 | 309.217 | 89.22% | 52.05% | 9.432% | 25.81% | 1.344% | 22.15% | 99.59% | 35.72% | 84.27% | 27.91% | 100% | 53.57% | 99.73% | 49.02% | 100% | 82.5% | 100% | 81.26% | Rural Distant | 193.0548 | West South Central
79410 | 1 | Lubbock | 0 | TX | 2008 | 3992 | 1006790.4596 | 48768.4 | 76298500 | 3763 | 603576.5071 | 3664 | 171536.5428 | 2689 | 123332.0677 | 18840 | 29415800 | 187 | 160594.513 | 186 | 96719.3984 | 177 | 91567.738 | 10847.1 | 16963700 | 42 | 242619.4395 | 42 | 170072.336 | 42 | 165325.6669 | 19081.3 | 29919000 | 252.202 | 94.26% | 59.95% | 4.684% | 15.95% | 1.052% | 24.1% | 97.37% | 28.42% | 71.46% | 20.43% | 99.47% | 60.23% | 94.65% | 57.02% | 100% | 70.1% | 100% | 68.14% | City Midsize | 3605.133 | West South Central
79411 | 1 | Lubbock | 0 | TX | 2008 | 2860 | 525560.7407 | 22183.59 | 34759260 | 2731 | 354412.3411 | 2657 | 90288.6667 | 1577 | 62416.5002 | 9221.89 | 14431600 | 117 | 113386.766 | 117 | 75098.662 | 116 | 71939.9519 | 8442.22 | 13226700 | 12 | 57761.6335 | 12 | 40727.7527 | 12 | 39776.1938 | 4519.48 | 7100960 | 183.7625 | 95.49% | 67.44% | 4.091% | 21.57% | 0.4196% | 10.99% | 97.29% | 25.48% | 57.74% | 17.61% | 100% | 66.23% | 99.15% | 63.45% | 100% | 70.51% | 100% | 68.86% | City Midsize | 4493.5669 | West South Central
79412 | 1 | Lubbock | 0 | TX | 2008 | 4979 | 1137948.9838 | 59927.8 | 93278400 | 4770 | 805266.492 | 4743 | 280953.194 | 4008 | 217216.5045 | 32662.7 | 50716000 | 172 | 152390.4016 | 172 | 98479.7078 | 172 | 93169.5393 | 11566.5 | 17968800 | 37 | 180292.0902 | 37 | 138636.0918 | 37 | 135216.5121 | 15698.6 | 24593600 | 228.5497 | 95.8% | 70.76% | 3.455% | 13.39% | 0.7431% | 15.84% | 99.43% | 34.89% | 84.03% | 26.97% | 100% | 64.62% | 100% | 61.14% | 100% | 76.9% | 100% | 75% | City Midsize | 4584.5098 | West South Central
79413 | 1 | Lubbock | 0 | TX | 2008 | 8088 | 2096737.3411 | 94278.5 | 146777800 | 7801 | 1678281.6309 | 7783 | 551202.4715 | 6844 | 421194.5237 | 62443.6 | 97037000 | 248 | 203493.6701 | 248 | 112030.818 | 244 | 102900.7026 | 13041.3 | 20323100 | 39 | 214962.04 | 39 | 166236.6535 | 39 | 161647.8373 | 18793.6 | 29417700 | 259.2405 | 96.45% | 80.04% | 3.066% | 9.705% | 0.4822% | 10.25% | 99.77% | 32.84% | 87.73% | 25.1% | 100% | 55.05% | 98.39% | 50.57% | 100% | 77.33% | 100% | 75.2% | City Midsize | 4518.1237 | West South Central
79414 | 1 | Lubbock | 0 | TX | 2008 | 5250 | 1264294.4851 | 69971.7 | 108989300 | 4940 | 814897.304 | 4930 | 292640.768 | 4387 | 230773.1216 | 35364.1 | 54992200 | 283 | 237424.4591 | 283 | 127158.4054 | 282 | 115757.6716 | 15131.4 | 23412000 | 27 | 211972.722 | 27 | 175061.3134 | 27 | 171600.8867 | 19476.2 | 30585100 | 240.818 | 94.1% | 64.45% | 5.39% | 18.78% | 0.5143% | 16.77% | 99.8% | 35.91% | 88.81% | 28.32% | 100% | 53.56% | 99.65% | 48.76% | 100% | 82.59% | 100% | 80.95% | City Midsize | 5282.0206 | West South Central
79415 | 0.034537 | Lubbock | 0 | TX | 2008 | 2989 | 821672.7325 | 52040.3 | 81210900 | 2768 | 318466.3247 | 2751 | 116901.8292 | 2075 | 88386.3079 | 13121.5 | 20417300 | 173 | 184100.07 | 173 | 122856.8769 | 172 | 116948.6797 | 14393.3 | 22349700 | 48 | 319106.3377 | 48 | 212810.7065 | 48 | 206107.0155 | 24525.5 | 38443900 | 274.8989 | 92.61% | 38.76% | 5.788% | 22.41% | 1.606% | 38.84% | 99.39% | 36.71% | 74.96% | 27.75% | 100% | 66.73% | 99.42% | 63.52% | 100% | 66.69% | 100% | 64.59% | Rural Distant | 191.6202 | West South Central
79416 | 0.19895 | Lubbock | 0 | TX | 2008 | 7208 | 1932546.8232 | 95679.9 | 148021000 | 6620 | 1334928.359 | 6606 | 448731.72 | 5924 | 347143.7535 | 57111.1 | 87917900 | 551 | 414983.4938 | 551 | 195881.8965 | 538 | 173510.9459 | 23101.9 | 35847700 | 37 | 182634.9704 | 37 | 136654.5413 | 37 | 132826.2946 | 15466.9 | 24255400 | 268.1114 | 91.84% | 69.08% | 7.644% | 21.47% | 0.5133% | 9.45% | 99.79% | 33.61% | 89.49% | 26% | 100% | 47.2% | 97.64% | 41.81% | 100% | 74.82% | 100% | 72.73% | City Midsize | 595.4961 | West South Central
79423 | 0.12783 | Lubbock | 0 | TX | 2008 | 8553 | 2155087.8133 | 109640.3 | 168710700 | 8149 | 1660835.7518 | 8115 | 569954.8713 | 7282 | 430614.2779 | 70949.1 | 108364000 | 364 | 297571.2578 | 364 | 179461.7016 | 362 | 167415.273 | 20892.7 | 32488300 | 40 | 196680.8037 | 40 | 156277.3825 | 40 | 152776.9902 | 17798.5 | 27858400 | 251.9686 | 95.28% | 77.07% | 4.256% | 13.81% | 0.4677% | 9.126% | 99.58% | 34.32% | 89.36% | 25.93% | 100% | 60.31% | 99.45% | 56.26% | 100% | 79.46% | 100% | 77.68% | Rural Fringe | 626.9232 | West South Central
79424 | 0.14169 | Lubbock | 0 | TX | 2008 | 8812 | 2744117.0211 | 140951.4 | 216744800 | 8278 | 2042698.2124 | 8247 | 682276.7199 | 7553 | 508798.986 | 87030.1 | 132561000 | 475 | 390096.4885 | 475 | 215000.2028 | 471 | 195332.6675 | 25321.2 | 39329900 | 59 | 311322.3202 | 59 | 254681.7498 | 59 | 249323.8318 | 28600.1 | 44853900 | 311.4068 | 93.94% | 74.44% | 5.39% | 14.22% | 0.6695% | 11.35% | 99.63% | 33.4% | 91.24% | 24.91% | 100% | 55.11% | 99.16% | 50.07% | 100% | 81.81% | 100% | 80.09% | Rural Fringe | 752.2141 | West South Central
79452 | 1 | Lubbock | 0 | TX | 2008 | 1 | 2825.688 | 273.024 | 429270 | 0 | 0 | 0 | 0 | 0 | 0 | 0 | 0 | 0 | 0 | 0 | 0 | 0 | 0 | 0 | 0 | 1 | 2825.688 | 1 | 2442.7604 | 1 | 2421.796 | 273.024 | 429270 | 2825.688 | 0% | 0% | 0% | 0% | 100% | 100% | #DIV/0! | #DIV/0! | #DIV/0! | #DIV/0! | #DIV/0! | #DIV/0! | #DIV/0! | #DIV/0! | 100% | 86.45% | 100% | 85.71% | City Midsize | 4061.8388 | West South Central
79835 | 0.0055451 | ElPaso | 0 | TX | 2007 | 4 | 565.2062 | 21.9805 | 37230.1 | 4 | 565.2062 | 4 | 252.0669 | 4 | 184.8827 | 21.9805 | 37230.1 | 0 | 0 | 0 | 0 | 0 | 0 | 0 | 0 | 0 | 0 | 0 | 0 | 0 | 0 | 0 | 0 | 141.3015 | 100% | 100% | 0% | 0% | 0% | 0% | 100% | 44.6% | 100% | 32.71% | #DIV/0! | #DIV/0! | #DIV/0! | #DIV/0! | #DIV/0! | #DIV/0! | #DIV/0! | #DIV/0! | Suburb Large | 433.566 | West South Central
79901 | 1 | ElPaso | 0 | TX | 2007 | 1788 | 1231093.4873 | 82790.5 | 141204100 | 1205 | 236740.4473 | 1205 | 114994.8828 | 1131 | 96812.2744 | 12171.3 | 20718600 | 449 | 459502.7588 | 449 | 279701.2826 | 449 | 259483.8188 | 30547.1 | 52112500 | 134 | 534850.2811 | 134 | 360685.099 | 134 | 345003.8185 | 40072.1 | 68373000 | 688.531 | 67.39% | 19.23% | 25.11% | 37.32% | 7.494% | 43.45% | 100% | 48.57% | 93.86% | 40.89% | 100% | 60.87% | 100% | 56.47% | 100% | 67.44% | 100% | 64.5% | City Large | 5111.1699 | West South Central
79902 | 1 | ElPaso | 0 | TX | 2007 | 6063 | 1946181.4114 | 106565.5 | 180560100 | 5380 | 1100518.511 | 5377 | 455481.4122 | 5029 | 356910.3559 | 49879.3 | 84126700 | 615 | 504622.8175 | 615 | 286400.8344 | 610 | 259183.8609 | 31607 | 53743300 | 68 | 341040.0829 | 68 | 220707.3485 | 68 | 209883.8342 | 25079.2 | 42690100 | 320.9931 | 88.73% | 56.55% | 10.14% | 25.93% | 1.122% | 17.52% | 99.94% | 41.39% | 93.48% | 32.43% | 100% | 56.76% | 99.19% | 51.36% | 100% | 64.72% | 100% | 61.54% | City Large | 3228.0823 | West South Central
79903 | 1 | ElPaso | 0 | TX | 2007 | 6270 | 1287461.2245 | 59742.97 | 101518900 | 6015 | 998189.7623 | 6013 | 412394.0857 | 5163 | 300370.581 | 40173.3 | 68145700 | 235 | 207783.9426 | 235 | 125490.7346 | 235 | 115028.4104 | 13711.3 | 23368500 | 20 | 81487.5196 | 20 | 52919.5586 | 20 | 49649.1495 | 5858.37 | 10004700 | 205.3367 | 95.93% | 77.53% | 3.748% | 16.14% | 0.319% | 6.329% | 99.97% | 41.31% | 85.84% | 30.09% | 100% | 60.39% | 100% | 55.36% | 100% | 64.94% | 100% | 60.93% | City Large | 5768.7799 | West South Central
79904 | 0.81108 | ElPaso | 0 | TX | 2007 | 7456 | 1655589.9982 | 75478.6 | 128293300 | 7192 | 1336748.5957 | 7174 | 539562.6911 | 6300 | 404743.545 | 53664.9 | 91033300 | 240 | 186239.8836 | 240 | 106100.9629 | 238 | 96444.5264 | 11554.4 | 19708300 | 24 | 132601.5188 | 24 | 94429.6927 | 24 | 89926.794 | 10259.3 | 17551700 | 222.048 | 96.46% | 80.74% | 3.219% | 11.25% | 0.3219% | 8.009% | 99.75% | 40.36% | 87.6% | 30.28% | 100% | 56.97% | 99.17% | 51.79% | 100% | 71.21% | 100% | 67.82% | City Large | 2563.5364 | West South Central
79905 | 1 | ElPaso | 0 | TX | 2007 | 7553 | 2009615.8235 | 118361.8 | 202000400 | 6964 | 1094227.0458 | 6954 | 507073.0684 | 6056 | 390254.2413 | 49563.5 | 84464900 | 499 | 441082.8589 | 499 | 269914.4303 | 497 | 249611.3002 | 29401 | 50209400 | 90 | 474305.9188 | 90 | 355313.8613 | 90 | 342150.2559 | 39397.3 | 67326100 | 266.0686 | 92.2% | 54.45% | 6.607% | 21.95% | 1.192% | 23.6% | 99.86% | 46.34% | 86.96% | 35.66% | 100% | 61.19% | 99.6% | 56.59% | 100% | 74.91% | 100% | 72.14% | City Large | 3987.2811 | West South Central
79906 | 0.19809 | ElPaso | 0 | TX | 2007 | 2236 | 1408083.6952 | 108677.1 | 185272700 | 1910 | 362177.6424 | 1909 | 152673.298 | 1745 | 122283.6802 | 16674.3 | 28249700 | 228 | 236662.5764 | 228 | 123105.3917 | 217 | 113949.8287 | 14657.9 | 24652000 | 98 | 809243.4764 | 98 | 693229.5116 | 98 | 684973.6466 | 77344.9 | 132371000 | 629.7333 | 85.42% | 25.72% | 10.2% | 16.81% | 4.383% | 57.47% | 99.95% | 42.15% | 91.36% | 33.76% | 100% | 52.02% | 95.18% | 48.15% | 100% | 85.66% | 100% | 84.64% | City Large | 135.7531 | West South Central
79907 | 0.065426 | ElPaso | 0 | TX | 2007 | 954 | 165338.2937 | 7400.172 | 12492730 | 946 | 154124.9875 | 946 | 65580.7121 | 879 | 49078.7675 | 6652.77 | 11218300 | 7 | 5937.9906 | 7 | 3671.6409 | 7 | 3468.4157 | 427.842 | 728870 | 1 | 5275.3156 | 1 | 3109.8047 | 1 | 2707.1222 | 319.56 | 545560 | 173.3106 | 99.16% | 93.22% | 0.7338% | 3.591% | 0.1048% | 3.191% | 100% | 42.55% | 92.92% | 31.84% | 100% | 61.83% | 100% | 58.41% | 100% | 58.95% | 100% | 51.32% | City Large | 3919.0423 | West South Central
79908 | 0.72576 | ElPaso | 0 | TX | 2007 | 511 | 180724.5441 | 7880.91 | 13366410 | 483 | 116737.4629 | 483 | 37567.29 | 440 | 21885.0202 | 3520.52 | 5916310 | 21 | 20042.2174 | 21 | 12763.9322 | 21 | 12142.9045 | 1457.31 | 2475930 | 7 | 43944.8638 | 7 | 27170.5671 | 7 | 24992.551 | 2903.08 | 4974170 | 353.6684 | 94.52% | 64.59% | 4.11% | 11.09% | 1.37% | 24.32% | 100% | 32.18% | 91.1% | 18.75% | 100% | 63.69% | 100% | 60.59% | 100% | 61.83% | 100% | 56.87% | City Large | 20.7763 | West South Central
79911 | 0.55938 | ElPaso | 0 | TX | 2007 | 339 | 70613.8942 | 2990.005 | 5032879 | 338 | 69916.3559 | 338 | 26582.1325 | 326 | 19969.4793 | 2923.86 | 4919630 | 1 | 697.5384 | 1 | 592.4497 | 1 | 590.5786 | 66.145 | 113249 | 0 | 0 | 0 | 0 | 0 | 0 | 0 | 0 | 208.3006 | 99.71% | 99.01% | 0.295% | 0.9878% | 0% | 0% | 100% | 38.02% | 96.45% | 28.56% | 100% | 84.93% | 100% | 84.67% | #DIV/0! | #DIV/0! | #DIV/0! | #DIV/0! | Suburb Large | 1188.9159 | West South Central
79912 | 0.46987 | ElPaso | 0 | TX | 2007 | 20922 | 6362632.7341 | 308983.6 | 522574100 | 19400 | 4613513.1723 | 19395 | 1833991.265 | 18485 | 1385211.4823 | 191959 | 323497000 | 1427 | 1025824.2 | 1427 | 519786.4198 | 1418 | 452667.3697 | 57121.3 | 96876100 | 95 | 723295.3618 | 95 | 536640.7307 | 95 | 519876.2718 | 59903.3 | 102201000 | 304.1121 | 92.73% | 72.51% | 6.821% | 16.12% | 0.4541% | 11.37% | 99.97% | 39.75% | 95.28% | 30.03% | 100% | 50.67% | 99.37% | 44.13% | 100% | 74.19% | 100% | 71.88% | Suburb Large | 1582.1959 | West South Central
79915 | 0.91855 | ElPaso | 0 | TX | 2007 | 10807 | 2667504.9188 | 162893.1 | 277108100 | 10253 | 1585638.3097 | 10226 | 709104.8055 | 9192 | 557014.078 | 72244.1 | 122299000 | 447 | 416403.7726 | 447 | 274203.5767 | 445 | 256976.3075 | 30431.7 | 51832100 | 107 | 665462.8365 | 107 | 541885.816 | 107 | 528884.4705 | 60217.3 | 102977000 | 246.8312 | 94.87% | 59.44% | 4.136% | 15.61% | 0.9901% | 24.95% | 99.74% | 44.72% | 89.65% | 35.13% | 100% | 65.85% | 99.55% | 61.71% | 100% | 81.43% | 100% | 79.48% | City Large | 4322.7404 | West South Central
79916 | 1 | ElPaso | 0 | TX | 2007 | 222 | 218636.1339 | 14327.08 | 24610750 | 93 | 19727.0982 | 93 | 11323.1906 | 77 | 10493.4713 | 1260.29 | 2163080 | 116 | 138882.435 | 116 | 69355.8345 | 102 | 65872.2812 | 8725.38 | 15021900 | 13 | 60026.6007 | 13 | 39784.0018 | 13 | 37170.3756 | 4341.41 | 7425770 | 984.8475 | 41.89% | 9.023% | 52.25% | 63.52% | 5.856% | 27.46% | 100% | 57.4% | 82.8% | 53.19% | 100% | 49.94% | 87.93% | 47.43% | 100% | 66.28% | 100% | 61.92% | City Large | 1902.9989 | West South Central
79918 | 1 | ElPaso | 0 | TX | 2007 | 61 | 62264.1172 | 4965.667 | 8490929 | 26 | 4087.4237 | 26 | 2061.5018 | 24 | 1851.4365 | 228.057 | 386919 | 31 | 29639.1435 | 31 | 20029.3467 | 31 | 19116.0983 | 2207.73 | 3778810 | 4 | 28537.55 | 4 | 22171.4165 | 4 | 21833.4596 | 2529.88 | 4325200 | 1020.7232 | 42.62% | 6.565% | 50.82% | 47.6% | 6.557% | 45.83% | 100% | 50.44% | 92.31% | 45.3% | 100% | 67.58% | 100% | 64.5% | 100% | 77.69% | 100% | 76.51% | City Large | 20.7764 | West South Central
79922 | 1 | ElPaso | 0 | TX | 2007 | 3630 | 1286892.7961 | 61536.01 | 104403800 | 2945 | 694865.3918 | 2918 | 276760.4545 | 2675 | 222216.4815 | 28658.1 | 48526700 | 660 | 480636.7839 | 660 | 231518.706 | 653 | 202129.7564 | 25067.5 | 42606800 | 25 | 111390.6204 | 25 | 69171.9145 | 25 | 65408.7263 | 7810.41 | 13270300 | 354.5159 | 81.13% | 54% | 18.18% | 37.35% | 0.6887% | 8.656% | 99.08% | 39.83% | 90.83% | 31.98% | 100% | 48.17% | 98.94% | 42.05% | 100% | 62.1% | 100% | 58.72% | City Large | 1592.4021 | West South Central
79925 | 0.97476 | ElPaso | 0 | TX | 2007 | 11305 | 3954786.2592 | 228255.3 | 388552000 | 10396 | 2300224.6997 | 10389 | 938629.6352 | 9652 | 710779.9148 | 96231.3 | 162987000 | 776 | 699937.8186 | 776 | 445351.8466 | 774 | 415447.4382 | 49236.5 | 83966000 | 133 | 954623.7409 | 133 | 750860.8664 | 133 | 727003.5624 | 82787.5 | 141599000 | 349.8263 | 91.96% | 58.16% | 6.864% | 17.7% | 1.176% | 24.14% | 99.93% | 40.81% | 92.84% | 30.9% | 100% | 63.63% | 99.74% | 59.35% | 100% | 78.66% | 100% | 76.16% | City Large | 3146.5937 | West South Central
79930 | 1 | ElPaso | 0 | TX | 2007 | 8427 | 1613995.4203 | 70290.01 | 119540700 | 8139 | 1316487.1061 | 8133 | 525463.6819 | 7064 | 380545.8602 | 51106.5 | 86861600 | 272 | 205802.9509 | 272 | 110772.6924 | 272 | 98999.0762 | 12430.4 | 21125500 | 16 | 91705.3632 | 16 | 62069.5332 | 16 | 58978.8703 | 6753.11 | 11553600 | 191.5267 | 96.58% | 81.57% | 3.228% | 12.75% | 0.1899% | 5.682% | 99.93% | 39.91% | 86.79% | 28.91% | 100% | 53.82% | 100% | 48.1% | 100% | 67.68% | 100% | 64.31% | City Large | 2922.6924 | West South Central
79932 | 0.84919 | ElPaso | 0 | TX | 2007 | 7757 | 1960171.2324 | 88191 | 149749600 | 7259 | 1482979.1474 | 7247 | 569132.8515 | 6425 | 427867.4663 | 57551.5 | 97496000 | 474 | 332942.6916 | 474 | 164949.5299 | 472 | 142936.4082 | 17603.3 | 29949100 | 24 | 144249.3934 | 24 | 118315.9673 | 24 | 115626.2385 | 13036.2 | 22304500 | 252.6971 | 93.58% | 75.66% | 6.111% | 16.99% | 0.3094% | 7.359% | 99.83% | 38.38% | 88.51% | 28.85% | 100% | 49.54% | 99.58% | 42.93% | 100% | 82.02% | 100% | 80.16% | Suburb Large | 1804.6149 | West South Central
79935 | 0.22398 | ElPaso | 0 | TX | 2007 | 525 | 185593.6741 | 9697.11 | 16495260 | 475 | 129245.0818 | 475 | 54783.4863 | 456 | 42538.8207 | 5695.71 | 9673580 | 48 | 36887.2206 | 48 | 20444.6622 | 48 | 18577.0942 | 2351.21 | 3998300 | 2 | 19461.3717 | 2 | 15280.3941 | 2 | 14529.7513 | 1650.19 | 2823380 | 353.5118 | 90.48% | 69.64% | 9.143% | 19.88% | 0.381% | 10.49% | 100% | 42.39% | 96% | 32.91% | 100% | 55.42% | 100% | 50.36% | 100% | 78.52% | 100% | 74.66% | City Large | 2944.0986 | West South Central
79968 | 1 | ElPaso | 0 | TX | 2007 | 2 | 1676.1928 | 100.9096 | 172423.2 | 1 | 285.3609 | 1 | 146.8486 | 1 | 98 | 11.9698 | 20417.2 | 1 | 1390.8319 | 1 | 810.7655 | 1 | 762.8082 | 88.9398 | 152006 | 0 | 0 | 0 | 0 | 0 | 0 | 0 | 0 | 838.0964 | 50% | 17.02% | 50% | 82.98% | 0% | 0% | 100% | 51.46% | 100% | 34.34% | 100% | 58.29% | 100% | 54.85% | #DIV/0! | #DIV/0! | #DIV/0! | #DIV/0! | City Large | 2699.743 | West South Central
80002 | 1 | Denver | 0 | CO | 2012 | 6266 | 1683737.7906 | 82612.3 | 117133200 | 5758 | 900447.756 | 5581 | 247034.7604 | 3672 | 160734.2628 | 25603.2 | 36201600 | 431 | 399938.9987 | 431 | 229411.8587 | 426 | 209863.0746 | 25666.1 | 36449200 | 77 | 383351.0359 | 77 | 281975.6419 | 77 | 270331.54 | 31343 | 44482400 | 268.7101 | 91.89% | 53.48% | 6.878% | 23.75% | 1.229% | 22.77% | 96.93% | 27.43% | 63.77% | 17.85% | 100% | 57.36% | 98.84% | 52.47% | 100% | 73.56% | 100% | 70.52% | Suburb Large | 2602.9343 | Mountain
80003 | 1 | Denver | 0 | CO | 2012 | 11342 | 2322726.9419 | 85596.2 | 121379300 | 10982 | 1776876.325 | 10878 | 440436.2507 | 7091 | 265830.6362 | 44720.2 | 63336900 | 313 | 273087.836 | 313 | 144801.3288 | 310 | 130319.7046 | 16978.4 | 24063000 | 47 | 272762.7809 | 47 | 216100.6324 | 47 | 208972.0367 | 23897.6 | 33979400 | 204.7899 | 96.83% | 76.5% | 2.76% | 11.76% | 0.4144% | 11.74% | 99.05% | 24.79% | 64.57% | 14.96% | 100% | 53.02% | 99.04% | 47.72% | 100% | 79.23% | 100% | 76.61% | Suburb Large | 5106.7586 | Mountain
80004 | 1 | Denver | 0 | CO | 2012 | 11870 | 2509239.8045 | 81961.7 | 116346000 | 11568 | 2100140.3744 | 11410 | 507272.7017 | 7898 | 321487.2233 | 53625.2 | 76202700 | 269 | 211682.5998 | 269 | 103294.5433 | 265 | 90085.6226 | 12262.4 | 17275300 | 33 | 197416.8302 | 33 | 144105.9661 | 33 | 137819.9263 | 16074.1 | 22868000 | 211.3934 | 97.46% | 83.7% | 2.266% | 8.436% | 0.278% | 7.868% | 98.63% | 24.15% | 68.27% | 15.31% | 100% | 48.8% | 98.51% | 42.56% | 100% | 73% | 100% | 69.81% | Suburb Large | 4406.9934 | Mountain
80005 | 1 | Denver | 0 | CO | 2012 | 9729 | 2047000.0473 | 77466.74 | 109063440 | 9492 | 1736928.4431 | 9438 | 482225.1457 | 7586 | 324263.838 | 57385.7 | 80627500 | 213 | 143188.2633 | 213 | 56828.4436 | 212 | 46096.9599 | 6704.84 | 9424240 | 24 | 166883.3408 | 24 | 121809.4516 | 24 | 114875.832 | 13376.2 | 19011700 | 210.4019 | 97.56% | 84.85% | 2.189% | 6.995% | 0.2467% | 8.153% | 99.43% | 27.76% | 79.92% | 18.67% | 100% | 39.69% | 99.53% | 32.19% | 100% | 72.99% | 100% | 68.84% | Suburb Large | 2150.0086 | Mountain
80007 | 0.99982 | Denver | 0 | CO | 2012 | 3200 | 851840.2108 | 39615.74 | 55559460 | 3071 | 688405.8058 | 3050 | 230293.7522 | 2818 | 164985.1618 | 29894.8 | 41863500 | 120 | 85775.6964 | 120 | 44328.2089 | 117 | 39474.891 | 5377.13 | 7561360 | 9 | 77658.7086 | 9 | 43062.2772 | 9 | 36970.6153 | 4343.81 | 6134600 | 266.2001 | 95.97% | 80.81% | 3.75% | 10.07% | 0.2812% | 9.117% | 99.32% | 33.45% | 91.76% | 23.97% | 100% | 51.68% | 97.5% | 46.02% | 100% | 55.45% | 100% | 47.61% | Suburb Large | 436.7968 | Mountain
80010 | 1 | Denver | 0 | CO | 2012 | 10327 | 1930393.9258 | 76242.9 | 112511200 | 9941 | 1297661.5817 | 9767 | 320703.5608 | 4873 | 181652.9763 | 28070.1 | 41522100 | 331 | 304118.5561 | 331 | 183133.1676 | 330 | 169259.8522 | 20211.3 | 29767500 | 55 | 328613.788 | 55 | 250472.0782 | 55 | 241818.8384 | 27961.5 | 41221600 | 186.9269 | 96.26% | 67.22% | 3.205% | 15.75% | 0.5326% | 17.02% | 98.25% | 24.71% | 49.02% | 14% | 100% | 60.22% | 99.7% | 55.66% | 100% | 76.22% | 100% | 73.59% | City Large | 7432.2327 | Mountain
80011 | 1 | Denver | 0 | CO | 2012 | 13967 | 4956161.7542 | 323491.6 | 476652000 | 12908 | 1909665.7021 | 12790 | 529899.6222 | 8702 | 334452.0195 | 53770.5 | 78956400 | 807 | 779171.6874 | 807 | 462280.9841 | 785 | 427330.2235 | 53145.1 | 78085600 | 252 | 2267324.3647 | 252 | 1943618.5729 | 252 | 1914898.1878 | 216576 | 319610000 | 354.848 | 92.42% | 38.53% | 5.778% | 15.72% | 1.804% | 45.75% | 99.09% | 27.75% | 67.42% | 17.51% | 100% | 59.33% | 97.27% | 54.84% | 100% | 85.72% | 100% | 84.46% | City Large | 1951.0416 | Mountain
80012 | 1 | Denver | 0 | CO | 2012 | 9233 | 2750737.2821 | 133977.4 | 197092600 | 8445 | 1551865.8989 | 8419 | 426195.2689 | 6632 | 285529.214 | 47748.5 | 70324000 | 688 | 522562.984 | 688 | 252074.127 | 673 | 219139.9853 | 29298.4 | 42865700 | 100 | 676308.3991 | 100 | 510055.7883 | 100 | 492954.8765 | 56930.5 | 83902900 | 297.9245 | 91.47% | 56.42% | 7.452% | 19% | 1.083% | 24.59% | 99.69% | 27.46% | 78.53% | 18.4% | 100% | 48.24% | 97.82% | 41.94% | 100% | 75.42% | 100% | 72.89% | City Large | 6560.1494 | Mountain
80013 | 1 | Denver | 0 | CO | 2012 | 21101 | 3879370.456 | 146822.3 | 214594100 | 20620 | 3316530.0727 | 20576 | 939443.5077 | 16862 | 614150.3834 | 110439 | 161277000 | 440 | 321345.1375 | 440 | 130224.8653 | 435 | 104595.5045 | 16297.2 | 23711400 | 41 | 241495.2458 | 41 | 181364.2828 | 41 | 173566.7968 | 20086.1 | 29605700 | 183.8477 | 97.72% | 85.49% | 2.085% | 8.283% | 0.1943% | 6.225% | 99.79% | 28.33% | 81.77% | 18.52% | 100% | 40.52% | 98.86% | 32.55% | 100% | 75.1% | 100% | 71.87% | City Large | 5450.592 | Mountain
80014 | 1 | Denver | 0 | CO | 2012 | 7696 | 2398842.308 | 111606.4 | 164045400 | 6781 | 1322729.8633 | 6710 | 367605.5147 | 5116 | 249895.6386 | 42303.5 | 62229700 | 836 | 694790.123 | 836 | 337101.8069 | 828 | 293231.805 | 38694.1 | 56754900 | 79 | 381322.3216 | 79 | 273960.0633 | 79 | 262749.8699 | 30608.8 | 45060800 | 311.6999 | 88.11% | 55.14% | 10.86% | 28.96% | 1.027% | 15.9% | 98.95% | 27.79% | 75.45% | 18.89% | 100% | 48.52% | 99.04% | 42.2% | 100% | 71.84% | 100% | 68.9% | Suburb Large | 5077.2284 | Mountain
80015 | 1 | Denver | 0 | CO | 2012 | 19416 | 3793186.321 | 154550.8 | 225664000 | 19026 | 3258703.2951 | 18998 | 945974.2358 | 16499 | 639288.8575 | 116374 | 169674000 | 351 | 255004.7633 | 351 | 111763.7114 | 347 | 93075.8147 | 13387 | 19457700 | 39 | 279478.2626 | 39 | 221153.0888 | 39 | 214225.1852 | 24789.8 | 36532300 | 195.3639 | 97.99% | 85.91% | 1.808% | 6.723% | 0.2009% | 7.368% | 99.85% | 29.03% | 86.72% | 19.62% | 100% | 43.83% | 98.86% | 36.5% | 100% | 79.13% | 100% | 76.65% | Suburb Large | 4649.7348 | Mountain
80016 | 0.72168 | Denver | 0 | CO | 2012 | 13558 | 4044449.7196 | 209750.7 | 304270800 | 12723 | 2998583.8712 | 12718 | 1025730.0193 | 12220 | 759333.2226 | 138785 | 200601000 | 775 | 585613.8608 | 775 | 252028.6294 | 775 | 204202.2407 | 31113.5 | 44903200 | 60 | 460251.9875 | 60 | 353734.6676 | 60 | 343448.3656 | 39852.2 | 58766600 | 298.3073 | 93.84% | 74.14% | 5.716% | 14.48% | 0.4425% | 11.38% | 99.96% | 34.21% | 96.05% | 25.32% | 100% | 43.04% | 100% | 34.87% | 100% | 76.86% | 100% | 74.62% | Suburb Large | 1149.8632 | Mountain
80017 | 1 | Denver | 0 | CO | 2012 | 7803 | 1527083.5891 | 58678.29 | 85715700 | 7399 | 1164374.7239 | 7385 | 330583.6429 | 5855 | 209771.5892 | 37167.6 | 54342100 | 386 | 267007.8093 | 386 | 102629.726 | 379 | 83404.5884 | 12905.8 | 18672000 | 18 | 95701.0559 | 18 | 77678.676 | 18 | 75312.0715 | 8604.89 | 12701600 | 195.7047 | 94.82% | 76.25% | 4.947% | 17.48% | 0.2307% | 6.267% | 99.81% | 28.39% | 79.13% | 18.02% | 100% | 38.44% | 98.19% | 31.24% | 100% | 81.17% | 100% | 78.7% | City Large | 4785.4653 | Mountain
80018 | 0.83517 | Denver | 0 | CO | 2012 | 3628 | 663883.8736 | 29740.35 | 43229960 | 3569 | 579465.9216 | 3561 | 193503.1864 | 3076 | 135063.0426 | 24088.9 | 34961400 | 51 | 35664.3042 | 51 | 14461.0415 | 50 | 11955.9807 | 1892.24 | 2725480 | 8 | 48753.6478 | 8 | 34289.2501 | 8 | 32207.1822 | 3759.21 | 5543080 | 182.9889 | 98.37% | 87.28% | 1.406% | 5.372% | 0.2205% | 7.344% | 99.78% | 33.39% | 86.19% | 23.31% | 100% | 40.55% | 98.04% | 33.52% | 100% | 70.33% | 100% | 66.06% | City Large | 335.6444 | Mountain
80019 | 0.94669 | Denver | 0 | CO | 2012 | 599 | 336052.4298 | 28508.9 | 41636730 | 553 | 80378.4725 | 540 | 27320.3998 | 459 | 19804.9833 | 3316.22 | 4816010 | 37 | 30479.5683 | 37 | 12994.3234 | 37 | 10884.6197 | 1634.48 | 2328720 | 9 | 225194.3889 | 9 | 210729.2143 | 9 | 209845.8715 | 23558.2 | 34492000 | 561.0224 | 92.32% | 23.92% | 6.177% | 9.07% | 1.503% | 67.01% | 97.65% | 33.99% | 83% | 24.64% | 100% | 42.63% | 100% | 35.71% | 100% | 93.58% | 100% | 93.18% | City Large | 138.8873 | Mountain
80020 | 1 | Denver | 0 | CO | 2012 | 15731 | 3678603.7133 | 171333.3 | 242222000 | 15147 | 2554185.7155 | 15089 | 723778.501 | 11781 | 471234.8734 | 82103.1 | 115481000 | 476 | 424875.9046 | 476 | 236552.1845 | 472 | 213059.2425 | 26984.9 | 38200100 | 108 | 699542.0933 | 108 | 558190.4643 | 108 | 542565.8859 | 62245.3 | 88540900 | 233.8442 | 96.29% | 69.43% | 3.026% | 11.55% | 0.6865% | 19.02% | 99.62% | 28.34% | 77.78% | 18.45% | 100% | 55.68% | 99.16% | 50.15% | 100% | 79.79% | 100% | 77.56% | Suburb Small | 2772.0408 | Mountain
80021 | 1 | Denver | 0 | CO | 2012 | 9299 | 2591113.0203 | 137285.9 | 193920900 | 8686 | 1320408.994 | 8632 | 376806.2662 | 6690 | 251083.9476 | 44355.9 | 62266100 | 475 | 434599.9876 | 475 | 219557.3096 | 472 | 193404.0591 | 26044.9 | 36718000 | 138 | 836104.0387 | 138 | 594096.766 | 138 | 569132.096 | 66885.1 | 94936800 | 278.6443 | 93.41% | 50.96% | 5.108% | 16.77% | 1.484% | 32.27% | 99.38% | 28.54% | 77.02% | 19.02% | 100% | 50.52% | 99.37% | 44.5% | 100% | 71.06% | 100% | 68.07% | Suburb Large | 1397.6036 | Mountain
80022 | 0.99948 | Denver | 0 | CO | 2012 | 16857 | 3760442.7507 | 206001.6 | 300423400 | 15951 | 2219468.7442 | 15697 | 721462.2443 | 11342 | 495306.1998 | 80617.2 | 117166000 | 773 | 728372.2472 | 773 | 477574.4825 | 764 | 450362.1221 | 54117.9 | 79119400 | 133 | 812601.7593 | 133 | 630785.1772 | 133 | 615416.9988 | 71266.5 | 104138000 | 223.079 | 94.63% | 59.02% | 4.586% | 19.37% | 0.789% | 21.61% | 98.41% | 32.51% | 71.11% | 22.32% | 100% | 65.57% | 98.84% | 61.83% | 100% | 77.63% | 100% | 75.73% | Town Fringe | 504.4188 | Mountain
80023 | 0.70648 | Denver | 0 | CO | 2012 | 5057 | 1548284.8466 | 79418.5 | 112860400 | 4708 | 1112440.6495 | 4699 | 379277.7724 | 4351 | 273929.7676 | 49400.7 | 69804300 | 323 | 212139.499 | 323 | 85248.6121 | 323 | 66807.9262 | 11208.7 | 15909700 | 26 | 223704.6981 | 26 | 169299.9554 | 26 | 162722.8729 | 18809.1 | 27146400 | 306.1667 | 93.1% | 71.85% | 6.387% | 13.7% | 0.5141% | 14.45% | 99.81% | 34.09% | 92.42% | 24.62% | 100% | 40.19% | 100% | 31.49% | 100% | 75.68% | 100% | 72.74% | Suburb Large | 893.9551 | Mountain
80026 | 0.24805 | Denver | 0 | CO | 2012 | 3945 | 1078739.6292 | 56738 | 81552200 | 3637 | 559629.5929 | 3555 | 152279.8956 | 2507 | 102400.4708 | 17061.8 | 24449200 | 252 | 236294.053 | 252 | 131415.0697 | 247 | 119548.5624 | 15074.3 | 21607100 | 56 | 282815.9833 | 56 | 221974.2535 | 56 | 215650.1336 | 24601.9 | 35495900 | 273.4448 | 92.19% | 51.88% | 6.388% | 21.9% | 1.42% | 26.22% | 97.75% | 27.21% | 68.93% | 18.3% | 100% | 55.62% | 98.02% | 50.59% | 100% | 78.49% | 100% | 76.25% | Suburb Small | 944.1127 | Mountain
80027 | 0.98695 | Denver | 0 | CO | 2012 | 10184 | 2233261.8991 | 98633.8 | 141415100 | 9763 | 1579054.146 | 9662 | 441954.0913 | 7505 | 284791.1308 | 51225.2 | 73325100 | 365 | 274531.6694 | 365 | 122588.6862 | 364 | 103588.7161 | 15174.4 | 21685500 | 56 | 379676.0837 | 56 | 286162.7558 | 56 | 275067.8764 | 32234.2 | 46404500 | 219.2912 | 95.87% | 70.71% | 3.584% | 12.29% | 0.5499% | 17% | 98.97% | 27.99% | 76.87% | 18.04% | 100% | 44.65% | 99.73% | 37.73% | 100% | 75.37% | 100% | 72.45% | Suburb Small | 1468.0176 | Mountain
80030 | 1 | Denver | 0 | CO | 2012 | 4674 | 901366.4851 | 36354.66 | 51806700 | 4435 | 625225.7601 | 4362 | 173694.5212 | 2708 | 109625.2386 | 16641.1 | 23791200 | 219 | 173853.8278 | 219 | 100063.3551 | 218 | 92097.2849 | 11302.8 | 16055100 | 20 | 102286.8971 | 20 | 74288.9535 | 20 | 70953.5725 | 8410.76 | 11960400 | 192.8469 | 94.89% | 69.36% | 4.685% | 19.29% | 0.4279% | 11.35% | 98.35% | 27.78% | 61.06% | 17.53% | 100% | 57.56% | 99.54% | 52.97% | 100% | 72.63% | 100% | 69.37% | Suburb Large | 5316.8906 | Mountain
80031 | 1 | Denver | 0 | CO | 2012 | 11461 | 2472953.5367 | 103473.9 | 145881900 | 10925 | 1808157.8498 | 10840 | 506301.7968 | 7989 | 330700.1561 | 57259.3 | 80452600 | 486 | 369975.927 | 486 | 166961.7052 | 479 | 141553.0028 | 20495.3 | 28853700 | 50 | 294819.7599 | 50 | 229359.5512 | 50 | 222246.3858 | 25719.3 | 36575600 | 215.7712 | 95.32% | 73.12% | 4.24% | 14.96% | 0.4363% | 11.92% | 99.22% | 28% | 73.13% | 18.29% | 100% | 45.13% | 98.56% | 38.26% | 100% | 77.8% | 100% | 75.38% | Suburb Large | 4253.4884 | Mountain
80033 | 1 | Denver | 0 | CO | 2012 | 9313 | 2464488.8453 | 105101.9 | 149526000 | 8678 | 1541803.4536 | 8406 | 398219.2557 | 5559 | 251695.965 | 39452.9 | 56193400 | 556 | 497882.4978 | 556 | 275204.3777 | 546 | 251706.9745 | 30983.7 | 43993200 | 79 | 424802.8939 | 79 | 311705.8231 | 79 | 299927.8045 | 34665.3 | 49339400 | 264.6289 | 93.18% | 62.56% | 5.97% | 20.2% | 0.8483% | 17.24% | 96.87% | 25.83% | 64.06% | 16.32% | 100% | 55.27% | 98.2% | 50.56% | 100% | 73.38% | 100% | 70.6% | Suburb Large | 2958.3862 | Mountain
80045 | 1 | Denver | 0 | CO | 2012 | 139 | 283201.3993 | 16112.137 | 23772070 | 73 | 15039.5467 | 72 | 6234.3371 | 56 | 5322.6585 | 681.967 | 1004950 | 34 | 35786.944 | 34 | 18454.6139 | 33 | 17347.3127 | 2174.67 | 3213620 | 32 | 232374.9086 | 32 | 123356.4327 | 32 | 115043.2013 | 13255.5 | 19553500 | 2037.4201 | 52.52% | 5.311% | 24.46% | 12.64% | 23.02% | 82.05% | 98.63% | 41.45% | 76.71% | 35.39% | 100% | 51.57% | 97.06% | 48.47% | 100% | 53.09% | 100% | 49.51% | City Large | 853.1511 | Mountain
80108 | 0.012789 | Denver | 0 | CO | 2012 | 2 | 145.129 | 6.9866 | 10315.3 | 2 | 145.129 | 2 | 71.7501 | 2 | 62.3795 | 6.9866 | 10315.3 | 0 | 0 | 0 | 0 | 0 | 0 | 0 | 0 | 0 | 0 | 0 | 0 | 0 | 0 | 0 | 0 | 72.5645 | 100% | 100% | 0% | 0% | 0% | 0% | 100% | 49.44% | 100% | 42.98% | #DIV/0! | #DIV/0! | #DIV/0! | #DIV/0! | #DIV/0! | #DIV/0! | #DIV/0! | #DIV/0! | Suburb Large | 631.9191 | Mountain
80110 | 1 | Denver | 0 | CO | 2012 | 9499 | 2496237.1599 | 144015.4 | 205066800 | 8703 | 1098216.3398 | 8404 | 294351.0545 | 4642 | 190914.7214 | 28592.7 | 40885200 | 649 | 649739.612 | 649 | 444140.0605 | 645 | 423659.5386 | 49622 | 70559900 | 147 | 748281.208 | 147 | 590930.5253 | 147 | 575758.9945 | 65800.7 | 93621700 | 262.7895 | 91.62% | 43.99% | 6.832% | 26.03% | 1.548% | 29.98% | 96.56% | 26.8% | 53.34% | 17.38% | 100% | 68.36% | 99.38% | 65.2% | 100% | 78.97% | 100% | 76.94% | Suburb Large | 3270.2483 | Mountain
80111 | 1 | Denver | 0 | CO | 2012 | 8616 | 3280329.1174 | 160315.9 | 235212800 | 7696 | 1746897.95 | 7657 | 467575.2062 | 6300 | 315053.388 | 55407.3 | 80970300 | 758 | 653438.593 | 758 | 303495.881 | 750 | 258543.9364 | 35469.7 | 51902500 | 162 | 879992.5743 | 162 | 623888.504 | 162 | 599572.5659 | 69438.9 | 102340000 | 380.7253 | 89.32% | 53.25% | 8.798% | 19.92% | 1.88% | 26.83% | 99.49% | 26.77% | 81.86% | 18.04% | 100% | 46.45% | 98.94% | 39.57% | 100% | 70.9% | 100% | 68.13% | Suburb Large | 1860.516 | Mountain
80112 | 1 | Denver | 0 | CO | 2012 | 8581 | 4090185.9795 | 257630.6 | 378941200 | 7268 | 1375542.0667 | 7219 | 360716.3523 | 5678 | 253933.0407 | 44557.8 | 65420800 | 976 | 1004209.0911 | 976 | 586534.4462 | 971 | 538641.7316 | 66801.8 | 97872400 | 337 | 1710434.8217 | 337 | 1321413.0196 | 337 | 1282366.525 | 146271 | 215648000 | 476.6561 | 84.7% | 33.63% | 11.37% | 24.55% | 3.927% | 41.82% | 99.33% | 26.22% | 78.12% | 18.46% | 100% | 58.41% | 99.49% | 53.64% | 100% | 77.26% | 100% | 74.97% | Suburb Large | 1958.0953 | Mountain
80113 | 1 | Denver | 0 | CO | 2012 | 8658 | 1967869.0717 | 64207.7 | 94803000 | 7729 | 1168913.1472 | 7333 | 269023.5781 | 3961 | 165969.646 | 26530.7 | 39505400 | 897 | 623923.4378 | 897 | 224609.9032 | 875 | 173742.96 | 25472.6 | 37304300 | 32 | 175032.4867 | 32 | 110686.3345 | 32 | 104065.0731 | 12204.4 | 17993300 | 227.2891 | 89.27% | 59.4% | 10.36% | 31.71% | 0.3696% | 8.895% | 94.88% | 23.01% | 51.25% | 14.2% | 100% | 36% | 97.55% | 27.85% | 100% | 63.24% | 100% | 59.45% | Suburb Large | 2696.202 | Mountain
80120 | 1 | Denver | 0 | CO | 2012 | 9073 | 2445177.843 | 107969.3 | 152847100 | 8415 | 1514350.8378 | 8241 | 389395.677 | 5720 | 266643.9701 | 42551.9 | 60358100 | 581 | 494680.7823 | 581 | 246344.3065 | 573 | 217807.6079 | 28718.3 | 40431400 | 77 | 436146.2229 | 77 | 325788.1606 | 77 | 314351.724 | 36699.1 | 52057600 | 269.5005 | 92.75% | 61.93% | 6.404% | 20.23% | 0.8487% | 17.84% | 97.93% | 25.71% | 67.97% | 17.61% | 100% | 49.8% | 98.62% | 44.03% | 100% | 74.7% | 100% | 72.07% | Suburb Large | 3321.9275 | Mountain
80121 | 1 | Denver | 0 | CO | 2012 | 7199 | 1862472.7692 | 62078.2 | 91245200 | 6754 | 1435367.6017 | 6685 | 364705.0241 | 4967 | 235067.2861 | 39230.4 | 57636400 | 420 | 277978.0771 | 420 | 102307.0351 | 413 | 78638.2599 | 11800.5 | 17338600 | 25 | 149127.0904 | 25 | 99299.9717 | 25 | 92878.2502 | 11047.3 | 16270200 | 258.7127 | 93.82% | 77.07% | 5.834% | 14.93% | 0.3473% | 8.007% | 98.98% | 25.41% | 73.54% | 16.38% | 100% | 36.8% | 98.33% | 28.29% | 100% | 66.59% | 100% | 62.28% | Suburb Large | 2484.2584 | Mountain
80122 | 1 | Denver | 0 | CO | 2012 | 9708 | 2436023.2501 | 97585.1 | 143383000 | 9199 | 1784916.1755 | 9162 | 463368.5527 | 7262 | 308918.851 | 53875.7 | 79092300 | 462 | 332757.075 | 462 | 145132.4829 | 456 | 122378.1434 | 16999.1 | 24901300 | 47 | 318349.9996 | 47 | 240474.1863 | 47 | 231679.4823 | 26710.3 | 39389400 | 250.9295 | 94.76% | 73.27% | 4.759% | 13.66% | 0.4841% | 13.07% | 99.6% | 25.96% | 78.94% | 17.31% | 100% | 43.62% | 98.7% | 36.78% | 100% | 75.54% | 100% | 72.78% | Suburb Large | 4226.4328 | Mountain
80123 | 1 | Denver | Denver, CO | CO | 2012 | 13169 | 3569925.4422 | 158352.7 | 223382000 | 12191 | 2367340.9117 | 12122 | 662805.0045 | 9857 | 449028.7233 | 78298.2 | 110191000 | 904 | 639501.0092 | 904 | 245971.9253 | 893 | 195897.5308 | 30022 | 42033900 | 74 | 563083.5213 | 74 | 447428.6792 | 74 | 434737.7562 | 50032.5 | 71157100 | 271.0855 | 92.57% | 66.31% | 6.865% | 17.91% | 0.5619% | 15.77% | 99.43% | 28% | 80.85% | 18.97% | 100% | 38.46% | 98.78% | 30.63% | 100% | 79.46% | 100% | 77.21% | Suburb Large | 3201.8363 | Mountain
80124 | 0.71498 | Denver | 0 | CO | 2012 | 5118 | 1793520.6838 | 94102.2 | 137576100 | 4737 | 1040380.2459 | 4733 | 326733.3675 | 4364 | 230888.3761 | 42177.1 | 61288000 | 322 | 297975.1012 | 322 | 133368.963 | 322 | 111848.8601 | 15619.5 | 22856200 | 59 | 455165.3366 | 59 | 322681.476 | 59 | 308642.0636 | 36305.6 | 53431900 | 350.4339 | 92.56% | 58.01% | 6.292% | 16.61% | 1.153% | 25.38% | 99.92% | 31.41% | 92.13% | 22.19% | 100% | 44.76% | 100% | 37.54% | 100% | 70.89% | 100% | 67.81% | Suburb Large | 2256.6116 | Mountain
80125 | 0.12612 | Denver | 0 | CO | 2012 | 577 | 269312.7136 | 18804.83 | 26694130 | 458 | 79968.7843 | 447 | 29146.8647 | 349 | 21858.5018 | 3357.96 | 4746730 | 103 | 100065.0189 | 103 | 69876.6046 | 99 | 66635.5524 | 7698.26 | 10958900 | 16 | 89278.9105 | 16 | 68095.4931 | 16 | 66161.2674 | 7748.61 | 10988500 | 466.7465 | 79.38% | 29.69% | 17.85% | 37.16% | 2.773% | 33.15% | 97.6% | 36.45% | 76.2% | 27.33% | 100% | 69.83% | 96.12% | 66.59% | 100% | 76.27% | 100% | 74.11% | Suburb Large | 234.969 | Mountain
80126 | 0.77451 | Denver | 0 | CO | 2012 | 12039 | 2630070.4705 | 111042 | 161857300 | 11692 | 2171273.8062 | 11684 | 659234.8475 | 10451 | 441536.9869 | 81030.6 | 117959000 | 310 | 236026.3891 | 310 | 102437.2226 | 305 | 83866.7497 | 12140.1 | 17610400 | 37 | 222770.2752 | 37 | 157475.9069 | 37 | 150310.9955 | 17871.3 | 26287900 | 218.4625 | 97.12% | 82.56% | 2.575% | 8.974% | 0.3073% | 8.47% | 99.93% | 30.36% | 89.39% | 20.34% | 100% | 43.4% | 98.39% | 35.53% | 100% | 70.69% | 100% | 67.47% | Suburb Large | 3133.0707 | Mountain
80127 | 0.56309 | Denver | 0 | CO | 2012 | 14275 | 3551198.2797 | 145329.8 | 204459500 | 13594 | 2733629.1678 | 13526 | 755733.0879 | 11688 | 504066.1316 | 92739.7 | 130222000 | 618 | 458947.0924 | 618 | 184789.3497 | 610 | 151886.664 | 23440.6 | 32793000 | 63 | 358622.0195 | 63 | 260820.8039 | 63 | 251008.8655 | 29149.5 | 41444500 | 248.7705 | 95.23% | 76.98% | 4.329% | 12.92% | 0.4413% | 10.1% | 99.5% | 27.65% | 85.98% | 18.44% | 100% | 40.26% | 98.71% | 33.09% | 100% | 72.73% | 100% | 69.99% | Suburb Large | 678.0746 | Mountain
80128 | 0.98081 | Denver | 0 | CO | 2012 | 11211 | 2450232.2464 | 88779.49 | 125075500 | 10824 | 2069870.5378 | 10782 | 559078.7012 | 8663 | 376799.3872 | 65310.2 | 92104300 | 364 | 264947.1901 | 364 | 110805.8265 | 360 | 89409.3473 | 13809.6 | 19248000 | 23 | 115414.5186 | 23 | 86523.4733 | 23 | 82762.1905 | 9659.69 | 13723200 | 218.5561 | 96.55% | 84.48% | 3.247% | 10.81% | 0.2052% | 4.71% | 99.61% | 27.01% | 80.04% | 18.2% | 100% | 41.82% | 98.9% | 33.75% | 100% | 74.97% | 100% | 71.71% | Suburb Large | 2581.6513 | Mountain
80129 | 1 | Denver | 0 | CO | 2012 | 8151 | 1761404.2606 | 84664.8 | 119026100 | 7907 | 1363008.1002 | 7902 | 426571.0514 | 7299 | 302845.405 | 55411.2 | 77597300 | 203 | 172140.6688 | 203 | 87815.8252 | 203 | 78080.533 | 10580.9 | 14882700 | 41 | 226255.4917 | 41 | 168095.9207 | 41 | 161926.9755 | 18672.7 | 26546100 | 216.0967 | 97.01% | 77.38% | 2.49% | 9.773% | 0.503% | 12.85% | 99.94% | 31.3% | 92.31% | 22.22% | 100% | 51.01% | 100% | 45.36% | 100% | 74.29% | 100% | 71.57% | Suburb Large | 3515.274 | Mountain
80130 | 0.65547 | Denver | 0 | CO | 2012 | 7486 | 1508665.6863 | 61471.05 | 89456190 | 7184 | 1226821.8404 | 7183 | 368178.7248 | 6449 | 246244.3659 | 45275.5 | 65874700 | 293 | 228066.9614 | 293 | 84875.7663 | 292 | 66840.5298 | 11725.6 | 16990800 | 9 | 53776.8845 | 9 | 40414.3524 | 9 | 38774.9549 | 4469.95 | 6590690 | 201.5316 | 95.97% | 81.32% | 3.914% | 15.12% | 0.1202% | 3.565% | 99.99% | 30.01% | 89.77% | 20.07% | 100% | 37.22% | 99.66% | 29.31% | 100% | 75.15% | 100% | 72.1% | Suburb Large | 3464.0024 | Mountain
80134 | 0.20563 | Denver | 0 | CO | 2012 | 8028 | 1937585.6377 | 94111.5 | 137205200 | 7563 | 1318562.6087 | 7556 | 414542.6497 | 6703 | 287104.4438 | 52039.3 | 75593300 | 424 | 366099.2511 | 424 | 179591.2433 | 424 | 155176.6773 | 21346.8 | 31110100 | 41 | 252923.7779 | 41 | 183582.4102 | 41 | 176653.8324 | 20725.4 | 30501800 | 241.3535 | 94.21% | 68.05% | 5.282% | 18.89% | 0.5107% | 13.05% | 99.91% | 31.44% | 88.63% | 21.77% | 100% | 49.06% | 100% | 42.39% | 100% | 72.58% | 100% | 69.84% | Suburb Large | 900.2387 | Mountain
80137 | 0.23136 | Denver | 0 | CO | 2012 | 210 | 49877.0963 | 2784.585 | 3995655 | 187 | 29452.6351 | 180 | 11624.756 | 140 | 8912.6747 | 1469.08 | 2116410 | 22 | 16345.3895 | 22 | 8723.1559 | 21 | 7673.8425 | 1039.8 | 1475970 | 1 | 4079.0716 | 1 | 2590.4089 | 1 | 2441.8647 | 275.705 | 403275 | 237.51 | 89.05% | 59.05% | 10.48% | 32.77% | 0.4762% | 8.178% | 96.26% | 39.47% | 74.87% | 30.26% | 100% | 53.37% | 95.45% | 46.95% | 100% | 63.5% | 100% | 59.86% | Rural Distant | 58.1988 | Mountain
80138 | 0.24453 | Denver | 0 | CO | 2012 | 3435 | 811674.5378 | 36523.57 | 53107520 | 3207 | 612205.1794 | 3192 | 202408.0473 | 2700 | 146878.2147 | 25405.3 | 36945200 | 221 | 161798.0076 | 220 | 62041.9128 | 217 | 49712.7043 | 7870.18 | 11377700 | 7 | 37671.3509 | 7 | 29296.0852 | 7 | 28252.6064 | 3248.09 | 4784620 | 236.2954 | 93.36% | 75.42% | 6.434% | 19.93% | 0.2038% | 4.641% | 99.53% | 33.06% | 84.19% | 23.99% | 99.55% | 38.35% | 98.19% | 30.73% | 100% | 77.77% | 100% | 75% | Suburb Large | 375.942 | Mountain
80202 | 1 | Denver | Denver, CO | CO | 2012 | 295 | 992789.4454 | 45904.207 | 65217171 | 52 | 10069.9164 | 48 | 3956.1564 | 35 | 3399.0251 | 415.707 | 591361 | 120 | 158176.4976 | 119 | 66247.398 | 114 | 59639.7507 | 6965.1 | 9915810 | 123 | 824543.0314 | 123 | 348046.7208 | 122 | 324762.7026 | 38523.4 | 54710000 | 3365.388 | 17.63% | 1.014% | 40.68% | 15.93% | 41.69% | 83.05% | 92.31% | 39.29% | 67.31% | 33.75% | 99.17% | 41.88% | 95% | 37.7% | 100% | 42.21% | 99.19% | 39.39% | City Large | 8314.3327 | Mountain
80203 | 1 | Denver | Denver, CO | CO | 2012 | 1750 | 703509.7422 | 36984.18 | 52720400 | 1336 | 201246.4744 | 1307 | 73031.4787 | 998 | 59167.4955 | 7922.18 | 11370800 | 375 | 327650.1738 | 375 | 173246.2975 | 373 | 160709.3761 | 18915.7 | 26932800 | 39 | 174613.094 | 39 | 90731.9928 | 39 | 84642.4771 | 10146.3 | 14416800 | 402.0056 | 76.34% | 28.61% | 21.43% | 46.57% | 2.229% | 24.82% | 97.83% | 36.29% | 74.7% | 29.4% | 100% | 52.88% | 99.47% | 49.05% | 100% | 51.96% | 100% | 48.47% | City Large | 16385.2788 | Mountain
80204 | 1 | Denver | Denver, CO | CO | 2012 | 8086 | 2306454.464 | 129288.9 | 184009600 | 7405 | 911962.331 | 7234 | 283848.5504 | 4494 | 193843.6884 | 28315.2 | 40533700 | 533 | 546700.2045 | 533 | 328953.889 | 528 | 306572.8921 | 36312.3 | 51632000 | 148 | 847791.9285 | 148 | 577056.5828 | 148 | 555045.1199 | 64661.4 | 91843900 | 285.2405 | 91.58% | 39.54% | 6.592% | 23.7% | 1.83% | 36.76% | 97.69% | 31.13% | 60.69% | 21.26% | 100% | 60.17% | 99.06% | 56.08% | 100% | 68.07% | 100% | 65.47% | City Large | 5709.731 | Mountain
80205 | 1 | Denver | Denver, CO | CO | 2012 | 8694 | 1878840.0181 | 96857.8 | 138120400 | 8183 | 980650.2553 | 8034 | 305810.5805 | 5631 | 214878.1424 | 32720.6 | 47098600 | 425 | 424243.0917 | 425 | 238840.9507 | 423 | 220054.3889 | 27017.6 | 38311000 | 86 | 473946.6711 | 86 | 327988.2811 | 86 | 313448.8587 | 37119.6 | 52710800 | 216.1077 | 94.12% | 52.19% | 4.888% | 22.58% | 0.9892% | 25.23% | 98.18% | 31.18% | 68.81% | 21.91% | 100% | 56.3% | 99.53% | 51.87% | 100% | 69.2% | 100% | 66.14% | City Large | 6470.3834 | Mountain
80206 | 1 | Denver | Denver, CO | CO | 2012 | 6436 | 1494956.9172 | 61345.8 | 91274000 | 5978 | 910231.3868 | 5792 | 243370.5316 | 3966 | 171016.0898 | 27128.6 | 40946300 | 419 | 324523.8776 | 419 | 154602.3746 | 417 | 133988.356 | 16835 | 24701300 | 39 | 260201.6529 | 39 | 158066.8711 | 39 | 147913.8576 | 17382.2 | 25626400 | 232.2804 | 92.88% | 60.89% | 6.51% | 21.71% | 0.606% | 17.41% | 96.89% | 26.74% | 66.34% | 18.79% | 100% | 47.64% | 99.52% | 41.29% | 100% | 60.75% | 100% | 56.85% | City Large | 8036.073 | Mountain
80207 | 1 | Denver | Denver, CO | CO | 2012 | 8670 | 1564924.2086 | 65323.8 | 96819000 | 8438 | 1052737.0656 | 8261 | 259541.9477 | 4597 | 137703.8179 | 23031.8 | 34455100 | 169 | 170964.1826 | 169 | 112514.7537 | 169 | 106403.9379 | 12622.8 | 18595100 | 63 | 341222.9604 | 63 | 267443.3646 | 63 | 261000.0901 | 29669.2 | 43768800 | 180.4988 | 97.32% | 67.27% | 1.949% | 10.92% | 0.7266% | 21.8% | 97.9% | 24.65% | 54.48% | 13.08% | 100% | 65.81% | 100% | 62.24% | 100% | 78.38% | 100% | 76.49% | City Large | 4207.5714 | Mountain
80209 | 1 | Denver | Denver, CO | CO | 2012 | 8105 | 1514150.8802 | 54765.6 | 78701500 | 7768 | 1096828.5189 | 7568 | 270369.2256 | 5129 | 179379.7804 | 29751 | 43105700 | 304 | 225035.6618 | 304 | 95805.7674 | 297 | 83278.3003 | 10863.4 | 15447600 | 33 | 192286.6995 | 33 | 128423.3699 | 33 | 121774.2497 | 14151.2 | 20148200 | 186.8169 | 95.84% | 72.44% | 3.751% | 14.86% | 0.4072% | 12.7% | 97.43% | 24.65% | 66.03% | 16.35% | 100% | 42.57% | 97.7% | 37.01% | 100% | 66.79% | 100% | 63.33% | City Large | 5908.8507 | Mountain
80210 | 1 | Denver | Denver, CO | CO | 2012 | 14859 | 2595279.5442 | 75474.9 | 112412400 | 14431 | 1989161.718 | 13801 | 423716.2724 | 7278 | 249328.0031 | 40862.9 | 61442800 | 371 | 339565.9413 | 371 | 159503.6915 | 365 | 140780.2288 | 17963.1 | 26443700 | 57 | 266551.885 | 57 | 148709.7274 | 57 | 138261.0753 | 16648.9 | 24525900 | 174.6604 | 97.12% | 76.65% | 2.497% | 13.08% | 0.3836% | 10.27% | 95.63% | 21.3% | 50.43% | 12.53% | 100% | 46.97% | 98.38% | 41.46% | 100% | 55.79% | 100% | 51.87% | City Large | 5657.162 | Mountain
80211 | 1 | Denver | Denver, CO | CO | 2012 | 12598 | 1916886.2006 | 75991 | 108740000 | 12214 | 1412642.7789 | 11846 | 397448.9283 | 7368 | 261959.274 | 40484.9 | 58259700 | 340 | 294247.7325 | 340 | 169739.4301 | 336 | 155218.301 | 18692.1 | 26561400 | 44 | 209995.6892 | 44 | 151066.5256 | 44 | 145941.1279 | 16814 | 23918900 | 152.158 | 96.95% | 73.69% | 2.699% | 15.35% | 0.3493% | 10.96% | 96.99% | 28.14% | 60.32% | 18.54% | 100% | 57.69% | 98.82% | 52.75% | 100% | 71.94% | 100% | 69.5% | City Large | 6905.2256 | Mountain
80212 | 1 | Denver | Denver, CO | CO | 2012 | 8816 | 1233709.3349 | 39419.12 | 56425200 | 8636 | 1026088.8025 | 8331 | 267178.9232 | 4992 | 164739.2383 | 26305.5 | 37834500 | 164 | 146839.6019 | 164 | 75333.5051 | 162 | 67752.8353 | 8620.26 | 12225100 | 16 | 60780.9305 | 16 | 40737.5052 | 16 | 38290.7836 | 4493.36 | 6365600 | 139.9398 | 97.96% | 83.17% | 1.86% | 11.9% | 0.1815% | 4.927% | 96.47% | 26.04% | 57.8% | 16.06% | 100% | 51.3% | 98.78% | 46.14% | 100% | 67.02% | 100% | 63% | City Large | 4807.676 | Mountain
80214 | 1 | Denver | 0 | CO | 2012 | 7424 | 1581257.2491 | 63251.1 | 90125900 | 6953 | 1002320.2907 | 6640 | 253500.8148 | 3747 | 165515.53 | 24680.5 | 35327000 | 438 | 384808.324 | 438 | 209089.2337 | 421 | 189658.2493 | 23066.4 | 32762600 | 33 | 194128.6345 | 33 | 137950.065 | 33 | 132053.7403 | 15504.2 | 22036300 | 212.9926 | 93.66% | 63.39% | 5.9% | 24.34% | 0.4445% | 12.28% | 95.5% | 25.29% | 53.89% | 16.51% | 100% | 54.34% | 96.12% | 49.29% | 100% | 71.06% | 100% | 68.02% | Suburb Large | 5051.7917 | Mountain
80215 | 1 | Denver | 0 | CO | 2012 | 6656 | 1874769.4506 | 78674 | 111846400 | 6251 | 1235204.397 | 6098 | 312607.2794 | 4173 | 210645.3519 | 31895 | 45277000 | 343 | 301639.4309 | 343 | 160228.8151 | 331 | 145807.6297 | 17918.9 | 25493900 | 62 | 337925.6226 | 62 | 259683.4952 | 62 | 250354.4783 | 28860.1 | 41075500 | 281.6661 | 93.92% | 65.89% | 5.153% | 16.09% | 0.9315% | 18.02% | 97.55% | 25.31% | 66.76% | 17.05% | 100% | 53.12% | 96.5% | 48.34% | 100% | 76.85% | 100% | 74.09% | Suburb Large | 3250.7377 | Mountain
80216 | 1 | Denver | Denver, CO | CO | 2012 | 5386 | 4165982.6898 | 343626.7 | 507007200 | 4323 | 472970.3266 | 4066 | 173146.1147 | 2584 | 126564.6462 | 17844.5 | 26666800 | 656 | 715145.0555 | 656 | 492139.3749 | 652 | 467306.6146 | 54598.2 | 80436400 | 407 | 2977867.3077 | 407 | 2423760.2195 | 407 | 2373683.8196 | 271184 | 399904000 | 773.4836 | 80.26% | 11.35% | 12.18% | 17.17% | 7.557% | 71.48% | 94.06% | 36.61% | 59.77% | 26.76% | 100% | 68.82% | 99.39% | 65.34% | 100% | 81.39% | 100% | 79.71% | City Large | 1811.2108 | Mountain
80218 | 1 | Denver | Denver, CO | CO | 2012 | 3469 | 800825.0887 | 34196.87 | 48906540 | 3179 | 468170.4094 | 3079 | 140814.3828 | 2139 | 106680.9863 | 15220.6 | 21938400 | 273 | 210553.0394 | 273 | 115112.4588 | 272 | 106745.5418 | 12690.9 | 18047700 | 17 | 122101.64 | 17 | 57655.8331 | 17 | 52817.731 | 6285.37 | 8920440 | 230.8519 | 91.64% | 58.46% | 7.87% | 26.29% | 0.4901% | 15.25% | 96.85% | 30.08% | 67.29% | 22.79% | 100% | 54.67% | 99.63% | 50.7% | 100% | 47.22% | 100% | 43.26% | City Large | 12173.9723 | Mountain
80219 | 1 | Denver | Denver, CO | CO | 2012 | 20115 | 2782007.9717 | 86617.9 | 123510800 | 19756 | 2300718.502 | 19284 | 582049.9542 | 10154 | 328093.7321 | 51089.4 | 72962600 | 317 | 280393.0044 | 317 | 163491.3285 | 310 | 151173.5859 | 18163 | 25826000 | 42 | 200896.4652 | 42 | 156404.9764 | 42 | 151697.8313 | 17365.5 | 24722200 | 138.3051 | 98.22% | 82.7% | 1.576% | 10.08% | 0.2088% | 7.221% | 97.61% | 25.3% | 51.4% | 14.26% | 100% | 58.31% | 97.79% | 53.91% | 100% | 77.85% | 100% | 75.51% | City Large | 7648.2438 | Mountain
80220 | 1 | Denver | Denver, CO | CO | 2012 | 12325 | 2172976.3561 | 64407.4 | 95643000 | 11949 | 1700385.2955 | 11557 | 379075.7997 | 6226 | 217805.4349 | 35022.5 | 52294300 | 342 | 276686.2049 | 342 | 135828.1902 | 340 | 119576.6021 | 15220.5 | 22476300 | 34 | 195904.8557 | 34 | 128234.908 | 34 | 121694.8755 | 14164.4 | 20872400 | 176.3064 | 96.95% | 78.25% | 2.775% | 12.73% | 0.2759% | 9.016% | 96.72% | 22.29% | 52.1% | 12.81% | 100% | 49.09% | 99.42% | 43.22% | 100% | 65.46% | 100% | 62.12% | City Large | 6288.4632 | Mountain
80221 | 1 | Denver | 0 | CO | 2012 | 13685 | 2537113.3469 | 117016.9 | 166187100 | 13249 | 1721447.7145 | 12992 | 501586.2619 | 8466 | 317972.6838 | 50212 | 71175200 | 351 | 336408.6097 | 351 | 207473.0282 | 349 | 192668.1455 | 23186.8 | 32913700 | 85 | 479257.0227 | 85 | 394018.1277 | 85 | 385395.3379 | 43618.1 | 62098200 | 185.3937 | 96.81% | 67.85% | 2.565% | 13.26% | 0.6211% | 18.89% | 98.06% | 29.14% | 63.9% | 18.47% | 100% | 61.67% | 99.43% | 57.27% | 100% | 82.21% | 100% | 80.42% | Suburb Large | 3917.4787 | Mountain
80222 | 1 | Denver | Denver, CO | CO | 2012 | 7333 | 1887859.6949 | 76551.7 | 112800900 | 6906 | 1207998.493 | 6770 | 288381.7485 | 4091 | 183527.0686 | 27745.3 | 40845700 | 354 | 333004.8012 | 354 | 200752.5931 | 353 | 187322.7834 | 22092.3 | 32580800 | 73 | 346856.4007 | 73 | 241317.3089 | 73 | 230839.0758 | 26714.1 | 39374400 | 257.4471 | 94.18% | 63.99% | 4.827% | 17.64% | 0.9955% | 18.37% | 98.03% | 23.87% | 59.24% | 15.19% | 100% | 60.29% | 99.72% | 56.25% | 100% | 69.57% | 100% | 66.55% | City Large | 5083.1249 | Mountain
80223 | 1 | Denver | Denver, CO | CO | 2012 | 7254 | 2019860.656 | 127193.4 | 181026200 | 6576 | 764511.5168 | 6454 | 237726.5544 | 3761 | 158848.0781 | 22776.1 | 32450000 | 526 | 515640.3742 | 526 | 349978.5107 | 516 | 331175.2819 | 38342.8 | 54541100 | 152 | 739708.765 | 152 | 593590.1089 | 152 | 578956.8094 | 66074.5 | 94035100 | 278.4478 | 90.65% | 37.85% | 7.251% | 25.53% | 2.095% | 36.62% | 98.14% | 31.1% | 57.19% | 20.78% | 100% | 67.87% | 98.1% | 64.23% | 100% | 80.25% | 100% | 78.27% | City Large | 4287.2269 | Mountain
80224 | 1 | Denver | Denver, CO | CO | 2012 | 4689 | 1224812.2532 | 49036.7 | 72224000 | 4365 | 836020.1348 | 4307 | 217337.6219 | 2968 | 143770.6271 | 22419.8 | 32998900 | 292 | 228667.7188 | 292 | 113950.3396 | 287 | 99116.6917 | 12777.5 | 18813100 | 32 | 160124.3996 | 32 | 124969.4423 | 32 | 121205.7156 | 13839.4 | 20412000 | 261.2097 | 93.09% | 68.26% | 6.227% | 18.67% | 0.6824% | 13.07% | 98.67% | 26% | 68% | 17.2% | 100% | 49.83% | 98.29% | 43.35% | 100% | 78.05% | 100% | 75.69% | City Large | 5738.6328 | Mountain
80226 | 1 | Denver | 0 | CO | 2012 | 9828 | 2528976.2615 | 104863.4 | 149173700 | 9282 | 1592921.2811 | 9126 | 406441.9321 | 6000 | 253282.5169 | 40017.1 | 57256400 | 477 | 379751.8719 | 477 | 172191.2371 | 459 | 148493.7895 | 20118.8 | 28380100 | 69 | 556303.1086 | 69 | 398908.7654 | 69 | 379940.6007 | 44727.5 | 63537200 | 257.3236 | 94.44% | 62.99% | 4.853% | 15.02% | 0.7021% | 22% | 98.32% | 25.52% | 64.64% | 15.9% | 100% | 45.34% | 96.23% | 39.1% | 100% | 71.71% | 100% | 68.3% | Suburb Large | 3979.2512 | Mountain
80227 | 1 | Denver | 0 | CO | 2012 | 8485 | 2207871.9858 | 83119.5 | 117351300 | 7801 | 1549799.8818 | 7738 | 395362.5186 | 5718 | 259051.9896 | 45027.9 | 63451100 | 648 | 466482.7462 | 648 | 177588.2328 | 642 | 143901.2742 | 22436.5 | 31594800 | 36 | 191589.3578 | 36 | 139771.5487 | 36 | 134522.0969 | 15655.1 | 22305400 | 260.2088 | 91.94% | 70.19% | 7.637% | 21.13% | 0.4243% | 8.678% | 99.19% | 25.51% | 73.3% | 16.72% | 100% | 38.07% | 99.07% | 30.85% | 100% | 72.95% | 100% | 70.21% | Suburb Large | 3591.2375 | Mountain
80228 | 1 | Denver | 0 | CO | 2012 | 9174 | 2322689.2525 | 97979 | 138090400 | 8653 | 1673009.7532 | 8615 | 473888.7842 | 7255 | 327051.3123 | 56008.7 | 78631000 | 469 | 374090.913 | 469 | 175709.444 | 463 | 152469.6324 | 20682 | 29189400 | 52 | 275588.5864 | 52 | 191683.7474 | 52 | 183494.1565 | 21288.3 | 30270000 | 253.1817 | 94.32% | 72.03% | 5.112% | 16.11% | 0.5668% | 11.87% | 99.56% | 28.33% | 83.84% | 19.55% | 100% | 46.97% | 98.72% | 40.76% | 100% | 69.55% | 100% | 66.58% | Suburb Large | 2636.2108 | Mountain
80229 | 1 | Denver | 0 | CO | 2012 | 13956 | 3129073.2226 | 154875.3 | 219262000 | 13252 | 1862267.4587 | 13182 | 553421.7482 | 9773 | 362534.9171 | 59968.5 | 84790400 | 600 | 533246.56 | 600 | 296293.693 | 591 | 268610.3682 | 34724.2 | 49024200 | 104 | 733559.2039 | 104 | 548160.948 | 103 | 525337.8164 | 60182.6 | 85447400 | 224.2099 | 94.96% | 59.51% | 4.299% | 17.04% | 0.7452% | 23.44% | 99.47% | 29.72% | 73.75% | 19.47% | 100% | 55.56% | 98.5% | 50.37% | 100% | 74.73% | 99.04% | 71.61% | Suburb Large | 3561.9903 | Mountain
80230 | 1 | Denver | Denver, CO | CO | 2012 | 1641 | 589466.1574 | 30777.43 | 44681900 | 1401 | 294966.7036 | 1400 | 96233.4374 | 1263 | 65694.9544 | 12439.7 | 17954100 | 218 | 176385.9819 | 218 | 73519.4137 | 217 | 58986.4952 | 9100.78 | 13117200 | 22 | 118113.472 | 22 | 79235.7671 | 22 | 76112.6935 | 9236.95 | 13610600 | 359.2116 | 85.37% | 50.04% | 13.28% | 29.92% | 1.341% | 20.04% | 99.93% | 32.63% | 90.15% | 22.27% | 100% | 41.68% | 99.54% | 33.44% | 100% | 67.08% | 100% | 64.44% | City Large | 3312.6326 | Mountain
80231 | 1 | Denver | 0 | CO | 2012 | 4757 | 1457530.3733 | 65617.4 | 95937100 | 4099 | 818194.0717 | 4081 | 233107.9893 | 3291 | 160903.5612 | 26648.4 | 38954800 | 623 | 477915.9636 | 623 | 217994.5371 | 609 | 186380.2412 | 25887.4 | 37713200 | 35 | 161420.338 | 35 | 116768.2175 | 35 | 112043.0393 | 13081.6 | 19269100 | 306.397 | 86.17% | 56.14% | 13.1% | 32.79% | 0.7358% | 11.07% | 99.56% | 28.49% | 80.29% | 19.67% | 100% | 45.61% | 97.75% | 39% | 100% | 72.34% | 100% | 69.41% | City Large | 6453.7632 | Mountain
80232 | 1 | Denver | 0 | CO | 2012 | 7073 | 1449251.9611 | 43831.16 | 62018400 | 6862 | 1183091.1832 | 6780 | 278224.2045 | 4219 | 166328.9021 | 27053.6 | 38235500 | 191 | 147919.4269 | 191 | 67360.546 | 186 | 57603.7602 | 7550.46 | 10677400 | 20 | 118241.351 | 20 | 83129.8903 | 20 | 77863.5243 | 9227.1 | 13105500 | 204.8992 | 97.02% | 81.63% | 2.7% | 10.21% | 0.2828% | 8.159% | 98.81% | 23.52% | 61.48% | 14.06% | 100% | 45.54% | 97.38% | 38.94% | 100% | 70.31% | 100% | 65.85% | Suburb Large | 5146.7897 | Mountain
80233 | 1 | Denver | 0 | CO | 2012 | 13635 | 2490162.4807 | 101427.6 | 147513200 | 13212 | 1909544.2258 | 13099 | 541627.654 | 9763 | 350025.5979 | 60846.4 | 88418500 | 372 | 311632.5887 | 372 | 152376.523 | 372 | 132615.7256 | 17848.7 | 25874800 | 51 | 268985.6662 | 51 | 205113.4581 | 51 | 197266.4563 | 22732.5 | 33219900 | 182.6302 | 96.9% | 76.68% | 2.728% | 12.51% | 0.374% | 10.8% | 99.14% | 28.36% | 73.89% | 18.33% | 100% | 48.9% | 100% | 42.56% | 100% | 76.25% | 100% | 73.34% | Suburb Large | 4438.9058 | Mountain
80234 | 1 | Denver | 0 | CO | 2012 | 7742 | 2064738.7091 | 103016.7 | 145378400 | 7195 | 1268661.0137 | 7171 | 373726.997 | 5870 | 251283.5112 | 44122.5 | 61830400 | 488 | 386659.6275 | 488 | 187022.103 | 486 | 161543.3843 | 22159 | 31247800 | 59 | 409418.0679 | 59 | 331681.942 | 59 | 323802.741 | 36735.2 | 52300200 | 266.6932 | 92.93% | 61.44% | 6.303% | 18.73% | 0.7621% | 19.83% | 99.67% | 29.46% | 81.58% | 19.81% | 100% | 48.37% | 99.59% | 41.78% | 100% | 81.01% | 100% | 79.09% | Suburb Large | 3391.5789 | Mountain
80235 | 1 | Denver | 0 | CO | 2012 | 1565 | 606608.2835 | 29517.04 | 41847500 | 1301 | 268967.5843 | 1281 | 75387.9786 | 983 | 50905.9613 | 8884.1 | 12541400 | 233 | 198671.0019 | 233 | 79823.9936 | 227 | 66771.2876 | 9603.54 | 13589400 | 31 | 138969.6973 | 31 | 99225.1636 | 31 | 95254.2316 | 11029.4 | 15716700 | 387.6091 | 83.13% | 44.34% | 14.89% | 32.75% | 1.981% | 22.91% | 98.46% | 28.03% | 75.56% | 18.93% | 100% | 40.18% | 97.42% | 33.61% | 100% | 71.4% | 100% | 68.54% | Suburb Large | 1933.5769 | Mountain
80236 | 1 | Denver | Denver, CO | CO | 2012 | 4742 | 978239.5614 | 32092.27 | 45467940 | 4560 | 753171.2824 | 4494 | 177110.6892 | 2910 | 112148.1971 | 18515.7 | 26241700 | 166 | 134186.1679 | 166 | 62036.0624 | 162 | 54243.8971 | 7349.47 | 10361700 | 16 | 90882.111 | 16 | 55437.6357 | 16 | 51860.3264 | 6227.1 | 8864540 | 206.2926 | 96.16% | 76.99% | 3.501% | 13.72% | 0.3374% | 9.29% | 98.55% | 23.52% | 63.82% | 14.89% | 100% | 46.23% | 97.59% | 40.42% | 100% | 61% | 100% | 57.06% | City Large | 4517.4925 | Mountain
80237 | 1 | Denver | Denver, CO | CO | 2012 | 3811 | 1327849.2479 | 57584.6 | 84353600 | 3302 | 684602.0032 | 3284 | 185493.6515 | 2642 | 131044.0377 | 21221.3 | 31098500 | 465 | 384356.3277 | 465 | 162862.9867 | 456 | 136167.7459 | 18893.7 | 27527000 | 44 | 258890.917 | 44 | 160341.4247 | 44 | 150786.9587 | 17469.6 | 25728100 | 348.4254 | 86.64% | 51.56% | 12.2% | 28.95% | 1.155% | 19.5% | 99.45% | 27.1% | 80.01% | 19.14% | 100% | 42.37% | 98.06% | 35.43% | 100% | 61.93% | 100% | 58.24% | City Large | 4884.1463 | Mountain
80238 | 1 | Denver | Denver, CO | CO | 2012 | 4666 | 790635.6876 | 32950.58 | 47999520 | 4520 | 615246.3801 | 4512 | 186421.924 | 3423 | 112694.4802 | 21270.3 | 30835800 | 132 | 96997.4975 | 132 | 41071.1239 | 132 | 33904.0291 | 4782.81 | 6984620 | 14 | 78391.8101 | 14 | 62466.2367 | 14 | 61066.2784 | 6897.47 | 10179100 | 169.4461 | 96.87% | 77.82% | 2.829% | 12.27% | 0.3% | 9.915% | 99.82% | 30.3% | 75.73% | 18.32% | 100% | 42.34% | 100% | 34.95% | 100% | 79.68% | 100% | 77.9% | City Large | 1586.2198 | Mountain
80239 | 1 | Denver | Denver, CO | CO | 2012 | 9359 | 4172936.466 | 322026.7 | 474060500 | 8704 | 1258703.3917 | 8643 | 378000.0021 | 6871 | 250763.2426 | 43625 | 63350800 | 363 | 389186.8212 | 363 | 255056.0594 | 361 | 241013.1185 | 29346.7 | 43095700 | 292 | 2525046.2531 | 292 | 2233018.0928 | 292 | 2213391.2017 | 249055 | 367614000 | 445.8742 | 93% | 30.16% | 3.879% | 9.326% | 3.12% | 60.51% | 99.3% | 30.03% | 78.94% | 19.92% | 100% | 65.54% | 99.45% | 61.93% | 100% | 88.43% | 100% | 87.66% | City Large | 3744.6599 | Mountain
80241 | 1 | Denver | 0 | CO | 2012 | 9109 | 1956768.2548 | 83628.9 | 121220500 | 8769 | 1492686.8706 | 8755 | 430956.0404 | 7333 | 278666.1906 | 50781.3 | 73393300 | 308 | 242171.9533 | 308 | 105408.2643 | 308 | 87713.0673 | 12958.2 | 18728600 | 32 | 221909.4309 | 32 | 179382.4006 | 32 | 174595.0279 | 19889.4 | 29098600 | 214.817 | 96.27% | 76.28% | 3.381% | 12.38% | 0.3513% | 11.34% | 99.84% | 28.87% | 83.62% | 18.67% | 100% | 43.53% | 100% | 36.22% | 100% | 80.84% | 100% | 78.68% | Suburb Large | 3946.0496 | Mountain
80246 | 1 | Denver | 0 | CO | 2012 | 2028 | 783298.6562 | 37457.09 | 55157700 | 1688 | 333362.2175 | 1675 | 90397.7818 | 1117 | 60858.2162 | 9282.39 | 13755600 | 308 | 264651.3281 | 308 | 129798.6202 | 306 | 114023.0943 | 14564.8 | 21316400 | 32 | 185285.1106 | 32 | 124481.29 | 32 | 119508.8289 | 13609.9 | 20085700 | 386.2419 | 83.23% | 42.56% | 15.19% | 33.79% | 1.578% | 23.65% | 99.23% | 27.12% | 66.17% | 18.26% | 100% | 49.05% | 99.35% | 43.08% | 100% | 67.18% | 100% | 64.5% | City Large | 7118.7467 | Mountain
80247 | 1 | Denver | Denver, CO | CO | 2012 | 2762 | 1126645.3756 | 59223.8 | 86525600 | 1996 | 362766.5286 | 1982 | 120434.1435 | 1568 | 89168.4143 | 13734.2 | 20080200 | 743 | 622079.0873 | 743 | 284167.1763 | 737 | 243108.7959 | 34305 | 49987300 | 23 | 141799.7597 | 23 | 100239.9974 | 23 | 95924.6766 | 11184.6 | 16458100 | 407.9093 | 72.27% | 32.2% | 26.9% | 55.22% | 0.8327% | 12.59% | 99.3% | 33.2% | 78.56% | 24.58% | 100% | 45.68% | 99.19% | 39.08% | 100% | 70.69% | 100% | 67.65% | City Large | 7867.5756 | Mountain
80249 | 1 | Denver | Denver, CO | CO | 2012 | 7751 | 1784476.3991 | 92550.44 | 134868900 | 7524 | 1039500.9935 | 7479 | 319271.6163 | 6296 | 219610.0325 | 39192.8 | 56986800 | 182 | 153931.0779 | 182 | 77210.597 | 181 | 67669.6665 | 9470.84 | 13602300 | 45 | 591044.3277 | 45 | 397821.1698 | 45 | 378333.4886 | 43886.8 | 64279800 | 230.2253 | 97.07% | 58.25% | 2.348% | 8.626% | 0.5806% | 33.12% | 99.4% | 30.71% | 83.68% | 21.13% | 100% | 50.16% | 99.45% | 43.96% | 100% | 67.31% | 100% | 64.01% | City Large | 549.5473 | Mountain
80260 | 1 | Denver | 0 | CO | 2012 | 8069 | 1498496.446 | 62335.2 | 88502300 | 7702 | 1111843.4511 | 7623 | 347305.5924 | 5439 | 236472.6837 | 35550.6 | 50479500 | 345 | 251235.5896 | 345 | 127353.3251 | 335 | 112225.1276 | 14690.2 | 20820700 | 22 | 135417.4053 | 22 | 108138.1617 | 22 | 104523.8843 | 12094.4 | 17202100 | 185.7103 | 95.45% | 74.2% | 4.276% | 16.77% | 0.2726% | 9.037% | 98.97% | 31.24% | 70.62% | 21.27% | 100% | 50.69% | 97.1% | 44.67% | 100% | 79.86% | 100% | 77.19% | Suburb Large | 6396.57 | Mountain
80262 | 1 | Denver | Denver, CO | CO | 2012 | 1 | 42334.7498 | 2194.8 | 3239300 | 0 | 0 | 0 | 0 | 0 | 0 | 0 | 0 | 0 | 0 | 0 | 0 | 0 | 0 | 0 | 0 | 1 | 42334.7498 | 1 | 20662.031 | 1 | 18770.917 | 2194.8 | 3239300 | 42334.7498 | 0% | 0% | 0% | 0% | 100% | 100% | #DIV/0! | #DIV/0! | #DIV/0! | #DIV/0! | #DIV/0! | #DIV/0! | #DIV/0! | #DIV/0! | 100% | 48.81% | 100% | 44.34% | City Large | 8172.1861 | Mountain
80264 | 1 | Denver | Denver, CO | CO | 2012 | 1 | 1858.3615 | 88.032 | 125415 | 0 | 0 | 0 | 0 | 0 | 0 | 0 | 0 | 1 | 1858.3615 | 1 | 834 | 1 | 786 | 88.032 | 125415 | 0 | 0 | 0 | 0 | 0 | 0 | 0 | 0 | 1858.3615 | 0% | 0% | 100% | 100% | 0% | 0% | #DIV/0! | #DIV/0! | #DIV/0! | #DIV/0! | 100% | 44.88% | 100% | 42.3% | #DIV/0! | #DIV/0! | #DIV/0! | #DIV/0! | City Large | 15379.1334 | Mountain
80265 | 1 | Denver | Denver, CO | CO | 2012 | 1 | 7974.3627 | 213.477 | 303523 | 0 | 0 | 0 | 0 | 0 | 0 | 0 | 0 | 0 | 0 | 0 | 0 | 0 | 0 | 0 | 0 | 1 | 7974.3627 | 1 | 2038.5698 | 1 | 1858.1128 | 213.477 | 303523 | 7974.3627 | 0% | 0% | 0% | 0% | 100% | 100% | #DIV/0! | #DIV/0! | #DIV/0! | #DIV/0! | #DIV/0! | #DIV/0! | #DIV/0! | #DIV/0! | 100% | 25.56% | 100% | 23.3% | City Large | 8462.5432 | Mountain
80266 | 1 | Denver | Denver, CO | CO | 2012 | 1 | 332.0656 | 28.6591 | 41553.1 | 1 | 332.0656 | 1 | 239.944 | 1 | 185.688 | 28.6591 | 41553.1 | 0 | 0 | 0 | 0 | 0 | 0 | 0 | 0 | 0 | 0 | 0 | 0 | 0 | 0 | 0 | 0 | 332.0656 | 100% | 100% | 0% | 0% | 0% | 0% | 100% | 72.26% | 100% | 55.92% | #DIV/0! | #DIV/0! | #DIV/0! | #DIV/0! | #DIV/0! | #DIV/0! | #DIV/0! | #DIV/0! | City Large | 1360.3454 | Mountain
80301 | 0.94191 | Boulder | 0 | CO | 2014 | 8474 | 3225584.4819 | 177984.8 | 255913500 | 7346 | 1327811.8523 | 7067 | 347504.6303 | 5058 | 253231.6897 | 40672.1 | 57985800 | 949 | 930905.3775 | 948 | 512346.9531 | 917 | 469080.3115 | 57643.6 | 82962700 | 179 | 966867.2521 | 179 | 731253.897 | 179 | 703683.9328 | 79669.1 | 114965000 | 380.6449 | 86.69% | 41.17% | 11.2% | 28.86% | 2.112% | 29.97% | 96.2% | 26.17% | 68.85% | 19.07% | 99.89% | 55.04% | 96.63% | 50.39% | 100% | 75.63% | 100% | 72.78% | Suburb Small | 732.0218 | Mountain
80302 | 0.217 | Boulder | 0 | CO | 2014 | 5878 | 1743095.5051 | 58137.7 | 83797600 | 5357 | 919340.3151 | 5095 | 170364.8092 | 2659 | 115308.2743 | 17191.7 | 24818200 | 435 | 378809.7663 | 433 | 147962.6121 | 419 | 126858.137 | 16342 | 23485900 | 86 | 444945.4238 | 86 | 226350.2346 | 86 | 202381.0198 | 24604 | 35493500 | 296.5457 | 91.14% | 52.74% | 7.4% | 21.73% | 1.463% | 25.53% | 95.11% | 18.53% | 49.64% | 12.54% | 99.54% | 39.06% | 96.32% | 33.49% | 100% | 50.87% | 100% | 45.48% | Suburb Small | 362.7434 | Mountain
80303 | 0.85121 | Boulder | 0 | CO | 2014 | 6332 | 1961732.1376 | 77638.2 | 111396700 | 5667 | 1149624.2198 | 5499 | 266490.6459 | 3810 | 201877.6774 | 31367.6 | 44840500 | 598 | 500815.9112 | 598 | 207756.8039 | 573 | 182998.2844 | 24350.8 | 34985500 | 67 | 311292.0066 | 67 | 194389.0287 | 66 | 184685.4874 | 21919.8 | 31570700 | 309.8124 | 89.5% | 58.6% | 9.444% | 25.53% | 1.058% | 15.87% | 97.04% | 23.18% | 67.23% | 17.56% | 100% | 41.48% | 95.82% | 36.54% | 100% | 62.45% | 98.51% | 59.33% | Suburb Small | 1574.9801 | Mountain
80304 | 0.85738 | Boulder | 0 | CO | 2014 | 10988 | 2220993.1255 | 65177.22 | 94049900 | 10513 | 1767052.5946 | 9958 | 395280.3536 | 6181 | 276585.215 | 42555.4 | 61418100 | 452 | 341046.4728 | 452 | 136039.2902 | 430 | 115657.4037 | 14797.3 | 21347700 | 23 | 112894.0581 | 23 | 72652.6609 | 23 | 67347.7297 | 7824.52 | 11284100 | 202.129 | 95.68% | 79.56% | 4.114% | 15.36% | 0.2093% | 5.083% | 94.72% | 22.37% | 58.79% | 15.65% | 100% | 39.89% | 95.13% | 33.91% | 100% | 64.35% | 100% | 59.66% | Suburb Small | 1661.9801 | Mountain
80305 | 0.85873 | Boulder | 0 | CO | 2014 | 6572 | 1432683.7659 | 47457.52 | 67808700 | 6350 | 1121877.0281 | 6191 | 242474.3385 | 4255 | 182191.208 | 28756.7 | 40920200 | 198 | 159472.5184 | 198 | 63547.251 | 188 | 54485.5424 | 7406.22 | 10621000 | 24 | 151334.2193 | 24 | 104596.5948 | 24 | 98275.3179 | 11294.6 | 16267500 | 217.9981 | 96.62% | 78.31% | 3.013% | 11.13% | 0.3652% | 10.56% | 97.5% | 21.61% | 67.01% | 16.24% | 100% | 39.85% | 94.95% | 34.17% | 100% | 69.12% | 100% | 64.94% | Suburb Small | 737.3909 | Mountain
80310 | 1 | Boulder | 0 | CO | 2014 | 4 | 5291.7181 | 245.7825 | 362831 | 1 | 16.8977 | 1 | 4.5522 | 0 | 0 | 0 | 0 | 2 | 1294.3297 | 2 | 763.6306 | 2 | 710.6958 | 83.8145 | 120884 | 1 | 3980.4908 | 1 | 1163.9467 | 1 | 926.1504 | 161.968 | 241947 | 1322.9295 | 25% | 0.3193% | 50% | 24.46% | 25% | 75.22% | 100% | 26.94% | 0% | 0% | 100% | 59% | 100% | 54.91% | 100% | 29.24% | 100% | 23.27% | Suburb Small | 11239.4028 | Mountain
80401 | 0.55245 | Denver | 0 | CO | 2012 | 11732 | 3434611.3306 | 161443.2 | 228639600 | 10974 | 2016501.1306 | 10788 | 544454.7677 | 7786 | 368370.7975 | 60786.1 | 85852000 | 606 | 511855.4564 | 606 | 256972.3945 | 597 | 230337.5737 | 30212.9 | 42735600 | 152 | 906254.7436 | 152 | 627212.0125 | 152 | 600563.179 | 70444.2 | 100052000 | 292.7558 | 93.54% | 58.71% | 5.165% | 14.9% | 1.296% | 26.39% | 98.31% | 27% | 70.95% | 18.27% | 100% | 50.2% | 98.51% | 45% | 100% | 69.21% | 100% | 66.27% | Suburb Large | 732.9457 | Mountain
80403 | 0.15404 | Denver | 0 | CO | 2012 | 6374 | 2099186.3614 | 112509 | 158959300 | 6005 | 1245815.3221 | 5931 | 380956.9186 | 4938 | 268646.6814 | 46833.6 | 65765100 | 312 | 274502.5068 | 312 | 155323.3716 | 309 | 140615.1547 | 17740.3 | 25132700 | 57 | 578868.5325 | 57 | 434965.9115 | 57 | 416822.3359 | 47935.1 | 68061500 | 329.3358 | 94.21% | 59.35% | 4.895% | 13.08% | 0.8943% | 27.58% | 98.77% | 30.58% | 82.23% | 21.56% | 100% | 56.58% | 99.04% | 51.23% | 100% | 75.14% | 100% | 72.01% | Suburb Large | 152.4332 | Mountain
80433 | 0.00031687 | Denver | 0 | CO | 2012 | 3 | 691.0743 | 6.9144 | 9557.66 | 3 | 691.0743 | 3 | 69.4399 | 1 | 38.7926 | 6.9144 | 9557.66 | 0 | 0 | 0 | 0 | 0 | 0 | 0 | 0 | 0 | 0 | 0 | 0 | 0 | 0 | 0 | 0 | 230.3581 | 100% | 100% | 0% | 0% | 0% | 0% | 100% | 10.05% | 33.33% | 5.613% | #DIV/0! | #DIV/0! | #DIV/0! | #DIV/0! | #DIV/0! | #DIV/0! | #DIV/0! | #DIV/0! | Suburb Large | 90.3529 | Mountain
80465 | 0.69775 | Denver | 0 | CO | 2012 | 4872 | 1026569.7084 | 33968.79 | 47714560 | 4674 | 883536.5294 | 4610 | 232902.5945 | 3494 | 154460.8918 | 27015.9 | 37993200 | 195 | 122143.5635 | 195 | 43385.9961 | 192 | 32716.4382 | 5275.71 | 7333140 | 3 | 20889.6155 | 3 | 14957.8904 | 3 | 14315.7614 | 1677.18 | 2388220 | 210.7081 | 95.94% | 86.07% | 4.002% | 11.9% | 0.06158% | 2.035% | 98.63% | 26.36% | 74.75% | 17.48% | 100% | 35.52% | 98.46% | 26.79% | 100% | 71.6% | 100% | 68.53% | Suburb Large | 529.4578 | Mountain
80503 | 0.16617 | Boulder | 0 | CO | 2014 | 2360 | 784788.9227 | 42041.34 | 60418270 | 2239 | 395925.3061 | 2129 | 101990.1573 | 1351 | 73457.3397 | 12130.9 | 17270000 | 95 | 74823.3818 | 95 | 35724.4669 | 92 | 31954.2897 | 4226.84 | 6060570 | 26 | 314040.2348 | 23 | 233298.4716 | 23 | 228547.2864 | 25683.6 | 37087700 | 332.5377 | 94.87% | 50.45% | 4.025% | 9.534% | 1.102% | 40.02% | 95.09% | 25.76% | 60.34% | 18.55% | 100% | 47.75% | 96.84% | 42.71% | 88.46% | 74.29% | 88.46% | 72.78% | Suburb Small | 312.9303 | Mountain
80544 | 0.74456 | Boulder | 0 | CO | 2014 | 30 | 7586.6595 | 332.3394 | 477393.1 | 27 | 3018.2342 | 19 | 477.479 | 8 | 381.0066 | 55.4244 | 79138.1 | 3 | 4568.4253 | 3 | 2464.5991 | 3 | 2274.9153 | 276.915 | 398255 | 0 | 0 | 0 | 0 | 0 | 0 | 0 | 0 | 252.8886 | 90% | 39.78% | 10% | 60.22% | 0% | 0% | 70.37% | 15.82% | 29.63% | 12.62% | 100% | 53.95% | 100% | 49.8% | #DIV/0! | #DIV/0! | #DIV/0! | #DIV/0! | Suburb Small | 575.6724 | Mountain
80601 | 0.88193 | Denver | 0 | CO | 2012 | 10131 | 2376979.3864 | 119017.5 | 173018000 | 9694 | 1518421.6356 | 9564 | 451526.1769 | 7225 | 300398.7739 | 51091.6 | 73916200 | 376 | 332109.1494 | 376 | 178548.5665 | 371 | 159541.7188 | 20656.9 | 29985600 | 61 | 526448.6014 | 61 | 425643.6084 | 61 | 414019.2605 | 47269 | 69116200 | 234.6244 | 95.69% | 63.88% | 3.711% | 13.97% | 0.6021% | 22.15% | 98.66% | 29.74% | 74.53% | 19.78% | 100% | 53.76% | 98.67% | 48.04% | 100% | 80.85% | 100% | 78.64% | Town Fringe | 1274.9203 | Mountain
80602 | 0.89413 | Denver | 0 | CO | 2012 | 9830 | 2130494.8894 | 96590.58 | 138463300 | 9612 | 1897303.3141 | 9591 | 635620.0418 | 8735 | 447302.7762 | 81039.1 | 115966000 | 203 | 126928.0765 | 203 | 52034.1255 | 201 | 42824.2521 | 6895.93 | 9839600 | 15 | 106263.4989 | 15 | 78342.8875 | 15 | 74999.3442 | 8655.55 | 12657700 | 216.734 | 97.78% | 89.05% | 2.065% | 5.958% | 0.1526% | 4.988% | 99.78% | 33.5% | 90.88% | 23.58% | 100% | 40.99% | 99.01% | 33.74% | 100% | 73.73% | 100% | 70.58% | Town Fringe | 974.3389 | Mountain
80603 | 0.42819 | Denver | 0 | CO | 2012 | 2923 | 584852.4607 | 27098.01 | 38912090 | 2824 | 479578.4742 | 2788 | 164114.2942 | 2185 | 115594.8992 | 19595.2 | 28029100 | 95 | 64227.5087 | 95 | 27534.4829 | 94 | 22743.2993 | 3350.63 | 4804920 | 4 | 41046.4778 | 4 | 37218.4236 | 4 | 36888.6753 | 4152.18 | 6078070 | 200.0864 | 96.61% | 82% | 3.25% | 10.98% | 0.1368% | 7.018% | 98.73% | 34.22% | 77.37% | 24.1% | 100% | 42.87% | 98.95% | 35.41% | 100% | 90.67% | 100% | 89.87% | Town Fringe | 116.5339 | Mountain
80640 | 1 | Denver | 0 | CO | 2012 | 4314 | 1305581.0711 | 82688.2 | 120351900 | 4011 | 638688.4456 | 3947 | 215723.9388 | 3388 | 153746.5919 | 26253.8 | 37990300 | 235 | 197700.4658 | 235 | 117186.6481 | 231 | 107244.8274 | 13395.8 | 19479900 | 68 | 469192.1597 | 68 | 383305.2587 | 68 | 375170.3314 | 43038.6 | 62881700 | 302.6382 | 92.98% | 48.92% | 5.447% | 15.14% | 1.576% | 35.94% | 98.4% | 33.78% | 84.47% | 24.07% | 100% | 59.27% | 98.3% | 54.25% | 100% | 81.69% | 100% | 79.96% | Town Fringe | 768.3495 | Mountain
80642 | 0.071596 | Denver | 0 | CO | 2012 | 205 | 34831.3219 | 1738.373 | 2468954 | 197 | 30062.9867 | 177 | 10534.0336 | 121 | 7819.8085 | 1410.71 | 2000680 | 8 | 4768.3351 | 8 | 2052.1008 | 8 | 1896.3889 | 327.663 | 468274 | 0 | 0 | 0 | 0 | 0 | 0 | 0 | 0 | 169.9089 | 96.1% | 86.31% | 3.902% | 13.69% | 0% | 0% | 89.85% | 35.04% | 61.42% | 26.01% | 100% | 43.04% | 100% | 39.77% | #DIV/0! | #DIV/0! | #DIV/0! | #DIV/0! | Rural Distant | 41.4218 | Mountain
80817 | 0.022271 | ColoradoSprings | 0 | CO | 2013 | 1513 | 336934.2987 | 18071.42 | 27455970 | 1453 | 226725.3006 | 1441 | 71758.7838 | 1133 | 51397.1215 | 8256.42 | 12464700 | 54 | 42473.2595 | 54 | 28833.9724 | 54 | 27019.2051 | 3230.05 | 4926370 | 6 | 67735.7386 | 6 | 59291.7385 | 6 | 58067.7102 | 6584.95 | 10064900 | 222.6929 | 96.03% | 67.29% | 3.569% | 12.61% | 0.3966% | 20.1% | 99.17% | 31.65% | 77.98% | 22.67% | 100% | 67.89% | 100% | 63.61% | 100% | 87.53% | 100% | 85.73% | Suburb Large | 160.7986 | Mountain
80829 | 0.1866 | ColoradoSprings | 0 | CO | 2013 | 1747 | 326415.5593 | 11742.521 | 17853740 | 1694 | 268366.1482 | 1642 | 78735.8699 | 1143 | 56393.7252 | 8501.69 | 12901700 | 51 | 46731.1419 | 51 | 20519.4888 | 51 | 17681.1614 | 2333.15 | 3567680 | 2 | 11318.2692 | 2 | 8074.6436 | 2 | 7756.4736 | 907.681 | 1384360 | 186.8435 | 96.97% | 82.22% | 2.919% | 14.32% | 0.1145% | 3.467% | 96.93% | 29.34% | 67.47% | 21.01% | 100% | 43.91% | 100% | 37.84% | 100% | 71.34% | 100% | 68.53% | Suburb Large | 211.8576 | Mountain
80831 | 0.012983 | ColoradoSprings | 0 | CO | 2013 | 260 | 44587.6114 | 1875.715 | 2840462 | 250 | 35346.2005 | 248 | 13253.0516 | 191 | 9339.0575 | 1473.93 | 2237230 | 10 | 9241.4109 | 10 | 3392.4203 | 10 | 2757.349 | 401.785 | 603232 | 0 | 0 | 0 | 0 | 0 | 0 | 0 | 0 | 171.4908 | 96.15% | 79.27% | 3.846% | 20.73% | 0% | 0% | 99.2% | 37.49% | 76.4% | 26.42% | 100% | 36.71% | 100% | 29.84% | #DIV/0! | #DIV/0! | #DIV/0! | #DIV/0! | Rural Distant | 82.4235 | Mountain
80840 | 0.94325 | ColoradoSprings | 0 | CO | 2013 | 970 | 596450.8178 | 39512.69 | 60289950 | 827 | 189316.5955 | 815 | 51064.1422 | 584 | 34847.5843 | 5438.83 | 8321430 | 114 | 94035.6366 | 114 | 55225.483 | 102 | 51729.8535 | 6280.96 | 9593120 | 29 | 313098.5856 | 29 | 246070.6226 | 29 | 242011.9739 | 27792.9 | 42375400 | 614.8978 | 85.26% | 31.74% | 11.75% | 15.77% | 2.99% | 52.49% | 98.55% | 26.97% | 70.62% | 18.41% | 100% | 58.73% | 89.47% | 55.01% | 100% | 78.59% | 100% | 77.3% | City Large | 198.8157 | Mountain
80902 | 1 | ColoradoSprings | 0 | CO | 2013 | 1318 | 417490.5203 | 21393.61 | 32139790 | 1073 | 202064.3743 | 1070 | 64603.1036 | 859 | 46886.0533 | 8034.44 | 12112400 | 232 | 143214.9263 | 232 | 54700.8369 | 227 | 44951.9233 | 7593.45 | 11215300 | 13 | 72211.2197 | 13 | 49838.9214 | 13 | 47510.8945 | 5765.72 | 8812090 | 316.7606 | 81.41% | 48.4% | 17.6% | 34.3% | 0.9863% | 17.3% | 99.72% | 31.97% | 80.06% | 23.2% | 100% | 38.19% | 97.84% | 31.39% | 100% | 69.02% | 100% | 65.79% | Suburb Large | 2698.9991 | Mountain
80903 | 1 | ColoradoSprings | Colorado Springs, CO | CO | 2013 | 6120 | 1389569.3191 | 65124.3 | 99788700 | 5658 | 648057.2085 | 5168 | 149048.0067 | 2381 | 102123.8563 | 15211.2 | 23583000 | 380 | 389525.5973 | 380 | 227402.0199 | 377 | 210289.8871 | 25280.5 | 38586800 | 82 | 351986.5132 | 82 | 221950.1647 | 82 | 210760.435 | 24632.6 | 37618900 | 227.0538 | 92.45% | 46.64% | 6.209% | 28.03% | 1.34% | 25.33% | 91.34% | 23% | 42.08% | 15.76% | 100% | 58.38% | 99.21% | 53.99% | 100% | 63.06% | 100% | 59.88% | City Large | 3037.8376 | Mountain
80904 | 0.47467 | ColoradoSprings | 0 | CO | 2013 | 8711 | 1780139.8898 | 72794.1 | 110505300 | 8136 | 1241337.7516 | 7797 | 343777.1596 | 5011 | 240808.0888 | 38028 | 57698400 | 555 | 407240.7063 | 555 | 202216.0612 | 550 | 177712.526 | 23990 | 36370900 | 20 | 131561.4319 | 20 | 97140.2896 | 20 | 92595.8148 | 10776.1 | 16436000 | 204.3554 | 93.4% | 69.73% | 6.371% | 22.88% | 0.2296% | 7.391% | 95.83% | 27.69% | 61.59% | 19.4% | 100% | 49.66% | 99.1% | 43.64% | 100% | 73.84% | 100% | 70.38% | Suburb Large | 597.977 | Mountain
80905 | 1 | ColoradoSprings | Colorado Springs, CO | CO | 2013 | 6168 | 1287912.611 | 58696.4 | 89629800 | 5816 | 783230.6524 | 5466 | 201217.2288 | 3253 | 143374.0728 | 21528.8 | 32967500 | 307 | 286155.5527 | 307 | 164111.5429 | 299 | 150482.5425 | 18427.2 | 28036900 | 45 | 218526.4059 | 45 | 168473.0599 | 45 | 162980.1473 | 18740.4 | 28625400 | 208.8055 | 94.29% | 60.81% | 4.977% | 22.22% | 0.7296% | 16.97% | 93.98% | 25.69% | 55.93% | 18.31% | 100% | 57.35% | 97.39% | 52.59% | 100% | 77.1% | 100% | 74.58% | City Large | 3573.9423 | Mountain
80906 | 0.82029 | ColoradoSprings | 0 | CO | 2013 | 12131 | 3404284.8982 | 144711.7 | 220202500 | 11129 | 2282923.9076 | 10917 | 654696.306 | 8866 | 467268.4873 | 77834 | 118433000 | 932 | 680944.0077 | 932 | 270327.8664 | 914 | 223585.7393 | 32256.3 | 48977700 | 70 | 440416.9829 | 70 | 310727.6367 | 70 | 295915.7934 | 34621.4 | 52791800 | 280.6269 | 91.74% | 67.06% | 7.683% | 20% | 0.577% | 12.94% | 98.1% | 28.68% | 79.67% | 20.47% | 100% | 39.7% | 98.07% | 32.83% | 100% | 70.55% | 100% | 67.19% | City Large | 687.4745 | Mountain
80907 | 1 | ColoradoSprings | Colorado Springs, CO | CO | 2013 | 12380 | 3021325.2962 | 159422.1 | 243937300 | 11575 | 1587059.0802 | 10993 | 406391.1533 | 6570 | 279948.1581 | 42874.3 | 65788000 | 662 | 663850.6229 | 662 | 425491.3114 | 656 | 401414.2488 | 47876.9 | 73173300 | 143 | 770415.5931 | 143 | 616868.3579 | 143 | 602262.9609 | 68670.9 | 104976000 | 244.0489 | 93.5% | 52.53% | 5.347% | 21.97% | 1.155% | 25.5% | 94.97% | 25.61% | 56.76% | 17.64% | 100% | 64.09% | 99.09% | 60.47% | 100% | 80.07% | 100% | 78.17% | City Large | 2841.0165 | Mountain
80908 | 0.40893 | ColoradoSprings | 0 | CO | 2013 | 4651 | 955790.9373 | 32894.51 | 49930270 | 4456 | 792943.8746 | 4203 | 196670.4485 | 2771 | 142282.9297 | 23882.2 | 36294800 | 189 | 124849.4463 | 189 | 47044.391 | 185 | 39300.9883 | 6045.73 | 9143290 | 6 | 37997.6164 | 6 | 26057.4656 | 6 | 24519.762 | 2966.58 | 4492180 | 205.5022 | 95.81% | 82.96% | 4.064% | 13.06% | 0.129% | 3.976% | 94.32% | 24.8% | 62.19% | 17.94% | 100% | 37.68% | 97.88% | 31.48% | 100% | 68.58% | 100% | 64.53% | City Large | 210.4983 | Mountain
80909 | 1 | ColoradoSprings | Colorado Springs, CO | CO | 2013 | 12825 | 2920862.139 | 127614 | 195243700 | 12141 | 1809345.4511 | 11736 | 418641.2409 | 6448 | 271906.1599 | 41167.9 | 63121000 | 589 | 509937.1493 | 589 | 315767.5001 | 579 | 296191.3116 | 35053 | 53558400 | 95 | 601579.5386 | 95 | 464447.8572 | 95 | 449218.353 | 51393.1 | 78564300 | 227.7475 | 94.67% | 61.95% | 4.593% | 17.46% | 0.7407% | 20.6% | 96.66% | 23.14% | 53.11% | 15.03% | 100% | 61.92% | 98.3% | 58.08% | 100% | 77.2% | 100% | 74.67% | City Large | 4217.3483 | Mountain
80910 | 1 | ColoradoSprings | Colorado Springs, CO | CO | 2013 | 7518 | 1699172.9055 | 83708.9 | 127623500 | 6987 | 997461.7181 | 6881 | 282199.3184 | 4803 | 199455.8011 | 32028.8 | 48857600 | 476 | 415018.5271 | 476 | 235710.9286 | 468 | 214109.2607 | 26881.7 | 40886600 | 55 | 286692.6603 | 55 | 222853.1896 | 55 | 215960.9195 | 24798.4 | 37879300 | 226.014 | 92.94% | 58.7% | 6.331% | 24.42% | 0.7316% | 16.87% | 98.48% | 28.29% | 68.74% | 20% | 100% | 56.8% | 98.32% | 51.59% | 100% | 77.73% | 100% | 75.33% | City Large | 4418.3995 | Mountain
80911 | 0.98914 | ColoradoSprings | 0 | CO | 2013 | 11797 | 2048285.79 | 74529.36 | 113057500 | 11657 | 1785714.3412 | 11457 | 475124.0885 | 8510 | 318295.4354 | 53622.6 | 81226100 | 115 | 103419.2484 | 115 | 64093.7634 | 114 | 59738.3764 | 7256.46 | 11002700 | 25 | 159152.2004 | 25 | 122203.5101 | 25 | 117443.156 | 13650.3 | 20828700 | 173.6277 | 98.81% | 87.18% | 0.9748% | 5.049% | 0.2119% | 7.77% | 98.28% | 26.61% | 73% | 17.82% | 100% | 61.97% | 99.13% | 57.76% | 100% | 76.78% | 100% | 73.79% | Suburb Large | 2505.2473 | Mountain
80913 | 0.52651 | ColoradoSprings | 0 | CO | 2013 | 1141 | 859120.469 | 62125.74 | 94355900 | 808 | 163897.1803 | 800 | 74612.0936 | 662 | 62129.6026 | 9462.24 | 14437200 | 257 | 321820.3348 | 257 | 204742.5973 | 255 | 192580.1748 | 23640.5 | 35846000 | 76 | 373402.9539 | 76 | 249165.7272 | 76 | 238543.6461 | 29023 | 44072700 | 752.954 | 70.82% | 19.08% | 22.52% | 37.46% | 6.661% | 43.46% | 99.01% | 45.52% | 81.93% | 37.91% | 100% | 63.62% | 99.22% | 59.84% | 100% | 66.73% | 100% | 63.88% | Suburb Large | 435.5852 | Mountain
80915 | 1 | ColoradoSprings | 0 | CO | 2013 | 7896 | 1998916.6024 | 105764.2 | 161412500 | 7345 | 1142531.7906 | 7281 | 318496.5512 | 5147 | 216128.2269 | 35097.3 | 53403100 | 482 | 482543.5624 | 482 | 325385.1995 | 478 | 308092.9866 | 36553.3 | 55870000 | 69 | 373841.2494 | 69 | 307128.2124 | 69 | 299666.075 | 34113.6 | 52139400 | 253.1556 | 93.02% | 57.16% | 6.104% | 24.14% | 0.8739% | 18.7% | 99.13% | 27.88% | 70.07% | 18.92% | 100% | 67.43% | 99.17% | 63.85% | 100% | 82.15% | 100% | 80.16% | City Large | 2752.3806 | Mountain
80916 | 1 | ColoradoSprings | Colorado Springs, CO | CO | 2013 | 9184 | 2018015.3517 | 107114.6 | 163244700 | 8683 | 1174033.1207 | 8645 | 351465.5936 | 6573 | 232423.5842 | 39271.9 | 59764000 | 421 | 343417.2043 | 421 | 192132.3825 | 414 | 175877.4075 | 22533.4 | 34273600 | 80 | 500565.0267 | 80 | 407398.5879 | 80 | 398314.5721 | 45309.3 | 69207100 | 219.7316 | 94.54% | 58.18% | 4.584% | 17.02% | 0.8711% | 24.8% | 99.56% | 29.94% | 75.7% | 19.8% | 100% | 55.95% | 98.34% | 51.21% | 100% | 81.39% | 100% | 79.57% | City Large | 2791.8871 | Mountain
80917 | 1 | ColoradoSprings | Colorado Springs, CO | CO | 2013 | 8213 | 1836847.134 | 69858.92 | 106544800 | 7761 | 1388105.7118 | 7713 | 361374.3887 | 5929 | 246504.7952 | 41911.5 | 63913900 | 425 | 325737.8635 | 425 | 155043.3368 | 416 | 136238.7562 | 18053 | 27526700 | 27 | 123003.5587 | 27 | 87383.2195 | 27 | 84022.5926 | 9894.42 | 15104200 | 223.6512 | 94.5% | 75.57% | 5.175% | 17.73% | 0.3287% | 6.696% | 99.38% | 26.03% | 76.39% | 17.76% | 100% | 47.6% | 97.88% | 41.82% | 100% | 71.04% | 100% | 68.31% | City Large | 4466.0028 | Mountain
80918 | 1 | ColoradoSprings | Colorado Springs, CO | CO | 2013 | 14176 | 3281093.9151 | 133804.7 | 202970100 | 13487 | 2463019.1951 | 13403 | 666865.5936 | 10607 | 453326.1507 | 78489.6 | 118825000 | 634 | 487386.4923 | 634 | 230448.8743 | 629 | 199901.6688 | 27373.1 | 41462600 | 55 | 330688.2277 | 55 | 250498.9337 | 55 | 242097.4317 | 27942 | 42682500 | 231.4541 | 95.14% | 75.07% | 4.472% | 14.85% | 0.388% | 10.08% | 99.38% | 27.08% | 78.65% | 18.41% | 100% | 47.28% | 99.21% | 41.02% | 100% | 75.75% | 100% | 73.21% | City Large | 3863.811 | Mountain
80919 | 0.97216 | ColoradoSprings | Colorado Springs, CO | CO | 2013 | 9453 | 2467143.9058 | 115026 | 174867800 | 9036 | 1859544.2629 | 9019 | 546753.2489 | 7906 | 389622.4162 | 69096.4 | 104896000 | 370 | 290255.1324 | 370 | 144108.4957 | 369 | 126485.9711 | 17270.4 | 26201500 | 47 | 317344.5105 | 47 | 255354.2413 | 47 | 249454.0925 | 28659.2 | 43770300 | 260.9906 | 95.59% | 75.37% | 3.914% | 11.76% | 0.4972% | 12.86% | 99.81% | 29.4% | 87.49% | 20.95% | 100% | 49.65% | 99.73% | 43.58% | 100% | 80.47% | 100% | 78.61% | City Large | 1435.1762 | Mountain
80920 | 1 | ColoradoSprings | Colorado Springs, CO | CO | 2013 | 12480 | 3398351.5413 | 181669.6 | 276105200 | 11886 | 2150904.4687 | 11876 | 671228.7516 | 10616 | 472124.4861 | 84292.6 | 127558000 | 485 | 406280.7625 | 485 | 198425.7142 | 483 | 172717.9839 | 23678.7 | 35895200 | 109 | 841166.3102 | 109 | 661900.9929 | 109 | 643271.0126 | 73698.3 | 112652000 | 272.3038 | 95.24% | 63.29% | 3.886% | 11.96% | 0.8734% | 24.75% | 99.92% | 31.21% | 89.32% | 21.95% | 100% | 48.84% | 99.59% | 42.51% | 100% | 78.69% | 100% | 76.47% | City Large | 2850.1576 | Mountain
80921 | 0.61254 | ColoradoSprings | 0 | CO | 2013 | 4463 | 1358984.3546 | 69357.7 | 105130300 | 4157 | 882572.9403 | 4143 | 289288.0382 | 3799 | 211237.3685 | 37432.6 | 56586400 | 269 | 207822.1149 | 269 | 90610.8712 | 269 | 76115.0841 | 11278.1 | 17084300 | 37 | 268589.2994 | 37 | 181888.7648 | 37 | 172807.3646 | 20647 | 31459600 | 304.5002 | 93.14% | 64.94% | 6.027% | 15.29% | 0.829% | 19.76% | 99.66% | 32.78% | 91.39% | 23.93% | 100% | 43.6% | 100% | 36.63% | 100% | 67.72% | 100% | 64.34% | City Large | 595.5862 | Mountain
80922 | 1 | ColoradoSprings | Colorado Springs, CO | CO | 2013 | 9011 | 1602632.7111 | 73970.89 | 112234200 | 8832 | 1290965.2736 | 8822 | 399406.6354 | 7696 | 274654.6153 | 49563.2 | 75017100 | 155 | 121758.9415 | 155 | 61359.679 | 154 | 53697.5921 | 7124.99 | 10809300 | 24 | 189908.4959 | 24 | 155674.1126 | 24 | 151385.5149 | 17282.7 | 26407800 | 177.8529 | 98.01% | 80.55% | 1.72% | 7.597% | 0.2663% | 11.85% | 99.89% | 30.94% | 87.14% | 21.28% | 100% | 50.39% | 99.35% | 44.1% | 100% | 81.97% | 100% | 79.71% | City Large | 3384.9763 | Mountain
80923 | 1 | ColoradoSprings | 0 | CO | 2013 | 8346 | 1576119.1319 | 67731.04 | 102215700 | 8140 | 1307516.1297 | 8138 | 406074.3358 | 7300 | 281893.7089 | 50947.5 | 76769700 | 190 | 141140.6031 | 190 | 51070.7461 | 190 | 39861.9353 | 6781.64 | 10161600 | 16 | 127462.3991 | 16 | 90182.0926 | 16 | 86310.0658 | 10001.9 | 15284400 | 188.8472 | 97.53% | 82.96% | 2.277% | 8.955% | 0.1917% | 8.087% | 99.98% | 31.06% | 89.68% | 21.56% | 100% | 36.18% | 100% | 28.24% | 100% | 70.75% | 100% | 67.71% | City Large | 3966.3429 | Mountain
80924 | 1 | ColoradoSprings | Colorado Springs, CO | CO | 2013 | 1380 | 347878.9462 | 16549.791 | 25059720 | 1340 | 296924.9933 | 1340 | 98589.6828 | 1316 | 74571.0756 | 13479.9 | 20394200 | 37 | 38066.5028 | 37 | 17386.6237 | 37 | 14804.285 | 2171.35 | 3296250 | 3 | 12887.45 | 3 | 8167.259 | 3 | 7465.0798 | 898.541 | 1369270 | 252.0862 | 97.1% | 85.35% | 2.681% | 10.94% | 0.2174% | 3.705% | 100% | 33.2% | 98.21% | 25.11% | 100% | 45.67% | 100% | 38.89% | 100% | 63.37% | 100% | 57.93% | City Large | 780.8023 | Mountain
80925 | 0.47071 | ColoradoSprings | Colorado Springs, CO | CO | 2013 | 1115 | 242936.0727 | 12244.58 | 18547760 | 1077 | 164593.311 | 1073 | 53252.1138 | 885 | 35687.8374 | 6304.26 | 9495580 | 25 | 28655.5204 | 25 | 17493.6684 | 25 | 16335.6173 | 2035.65 | 3097090 | 13 | 49687.2413 | 13 | 35012.8308 | 13 | 33629.252 | 3904.67 | 5955090 | 217.8799 | 96.59% | 67.75% | 2.242% | 11.8% | 1.166% | 20.45% | 99.63% | 32.35% | 82.17% | 21.68% | 100% | 61.05% | 100% | 57.01% | 100% | 70.47% | 100% | 67.68% | Suburb Large | 453.4532 | Mountain
80926 | 0.017458 | ColoradoSprings | 0 | CO | 2013 | 111 | 13209.9236 | 504.741 | 776054 | 111 | 13209.9236 | 108 | 4671.6507 | 80 | 3196.9113 | 504.741 | 776054 | 0 | 0 | 0 | 0 | 0 | 0 | 0 | 0 | 0 | 0 | 0 | 0 | 0 | 0 | 0 | 0 | 119.0083 | 100% | 100% | 0% | 0% | 0% | 0% | 97.3% | 35.36% | 72.07% | 24.2% | #DIV/0! | #DIV/0! | #DIV/0! | #DIV/0! | #DIV/0! | #DIV/0! | #DIV/0! | #DIV/0! | Town Distant | 26.0058 | Mountain
80927 | 1 | ColoradoSprings | 0 | CO | 2013 | 584 | 104965.9403 | 4186.67 | 6246091 | 576 | 92095.1515 | 571 | 29314.2102 | 484 | 20008.6668 | 3397.06 | 5085040 | 7 | 7093.6727 | 7 | 4844.3057 | 7 | 4459.9733 | 559.472 | 855525 | 1 | 5777.1161 | 1 | 1685.0026 | 1 | 1301.1346 | 230.138 | 305526 | 179.7362 | 98.63% | 87.74% | 1.199% | 6.758% | 0.1712% | 5.504% | 99.13% | 31.83% | 84.03% | 21.73% | 100% | 68.29% | 100% | 62.87% | 100% | 29.17% | 100% | 22.52% | City Large | 317.7826 | Mountain
80929 | 0.23007 | ColoradoSprings | Colorado Springs, CO | CO | 2013 | 461 | 141521.4575 | 8159.61 | 12464430 | 431 | 79980.6569 | 428 | 27931.2893 | 365 | 20029.8378 | 3364.3 | 5135320 | 27 | 23576.2218 | 27 | 11749.9607 | 26 | 10510.8545 | 1397.86 | 2142190 | 3 | 37964.5787 | 3 | 30706.6322 | 3 | 29966.3242 | 3397.45 | 5186920 | 306.988 | 93.49% | 56.51% | 5.857% | 16.66% | 0.6508% | 26.83% | 99.3% | 34.92% | 84.69% | 25.04% | 100% | 49.84% | 96.3% | 44.58% | 100% | 80.88% | 100% | 78.93% | Rural Distant | 81.6053 | Mountain
80938 | 0.37742 | ColoradoSprings | Colorado Springs, CO | CO | 2013 | 41 | 5386.1375 | 211.267 | 320037 | 41 | 5386.1375 | 41 | 2137.0597 | 30 | 1595.8431 | 211.267 | 320037 | 0 | 0 | 0 | 0 | 0 | 0 | 0 | 0 | 0 | 0 | 0 | 0 | 0 | 0 | 0 | 0 | 131.3692 | 100% | 100% | 0% | 0% | 0% | 0% | 100% | 39.68% | 73.17% | 29.63% | #DIV/0! | #DIV/0! | #DIV/0! | #DIV/0! | #DIV/0! | #DIV/0! | #DIV/0! | #DIV/0! | City Large | 122.794 | Mountain
80939 | 1 | ColoradoSprings | 0 | CO | 2013 | 31 | 16136.3568 | 1365.811 | 2088100 | 18 | 4047.2136 | 18 | 2832.427 | 18 | 2686.5129 | 303.221 | 463800 | 13 | 12089.1432 | 13 | 9486.6507 | 13 | 9364.4504 | 1062.59 | 1624300 | 0 | 0 | 0 | 0 | 0 | 0 | 0 | 0 | 520.5276 | 58.06% | 25.08% | 41.94% | 74.92% | 0% | 0% | 100% | 69.98% | 100% | 66.38% | 100% | 78.47% | 100% | 77.46% | #DIV/0! | #DIV/0! | #DIV/0! | #DIV/0! | City Large | 141.2484 | Mountain
80951 | 0.43981 | ColoradoSprings | Colorado Springs, CO | CO | 2013 | 1382 | 206726.046 | 8622.938 | 13032401 | 1360 | 188652.9466 | 1360 | 58056.5444 | 1195 | 40339.8715 | 7313.1 | 11039900 | 21 | 13732.9691 | 21 | 6700.2102 | 21 | 6057.8302 | 891.406 | 1352670 | 1 | 4340.1303 | 1 | 3782 | 1 | 3736 | 418.432 | 639831 | 149.5847 | 98.41% | 91.26% | 1.52% | 6.643% | 0.07236% | 2.099% | 100% | 30.77% | 87.87% | 21.38% | 100% | 48.79% | 100% | 44.11% | 100% | 87.14% | 100% | 86.08% | City Large | 429.29 | Mountain
82001 | 0.32336 | Cheyenne | 0 | WY | 2008 | 14679 | 2926816.3259 | 135640.5 | 198759900 | 14023 | 1939498.4933 | 13861 | 592044.7569 | 9432 | 399856.6244 | 63974.9 | 94199500 | 557 | 510861.8909 | 557 | 295296.0009 | 552 | 271854.8427 | 33951.5 | 49498000 | 99 | 476455.9417 | 99 | 339420.3749 | 99 | 323999.9169 | 37714.1 | 55062400 | 199.388 | 95.53% | 66.27% | 3.795% | 17.45% | 0.6744% | 16.28% | 98.84% | 30.53% | 67.26% | 20.62% | 100% | 57.8% | 99.1% | 53.21% | 100% | 71.24% | 100% | 68% | City Small | 512.547 | Mountain
82005 | 1 | Cheyenne | 0 | WY | 2008 | 204 | 195190.2113 | 12355.524 | 17934560 | 113 | 23410.5356 | 112 | 8018.3754 | 95 | 5777.088 | 948.394 | 1381830 | 77 | 91494.4465 | 77 | 43235.7441 | 77 | 37715.2097 | 5575.31 | 8016160 | 14 | 80285.2292 | 14 | 51132.8137 | 14 | 47206.1199 | 5831.82 | 8536570 | 956.8148 | 55.39% | 11.99% | 37.75% | 46.87% | 6.863% | 41.13% | 99.12% | 34.25% | 84.07% | 24.68% | 100% | 47.26% | 100% | 41.22% | 100% | 63.69% | 100% | 58.8% | City Small | 622.1291 | Mountain
82007 | 0.25667 | Cheyenne | 0 | WY | 2008 | 9046 | 1646716.8678 | 79902.3 | 116607200 | 8729 | 1085185.9186 | 8619 | 331841.8359 | 5471 | 223587.1195 | 33497.9 | 48831000 | 267 | 255346.0312 | 267 | 162042.7257 | 258 | 152575.1896 | 18115.1 | 26439600 | 50 | 306184.918 | 50 | 253964.3053 | 50 | 248981.0959 | 28289.3 | 41336600 | 182.0381 | 96.5% | 65.9% | 2.952% | 15.51% | 0.5527% | 18.59% | 98.74% | 30.58% | 62.68% | 20.6% | 100% | 63.46% | 96.63% | 59.75% | 100% | 82.94% | 100% | 81.32% | City Small | 76.795 | Mountain
83616 | 0.096104 | Boise | 0 | ID | 2013 | 7605 | 2448426.1415 | 97813 | 136620250 | 6627 | 1726197.6072 | 6571 | 494695.3532 | 5745 | 342551.8679 | 62702 | 87646600 | 958 | 627043.3961 | 958 | 223337.5903 | 945 | 172786.1491 | 28131.3 | 39214400 | 20 | 95185.1382 | 20 | 62047.0007 | 20 | 58688.0033 | 6979.7 | 9759250 | 321.9495 | 87.14% | 70.5% | 12.6% | 25.61% | 0.263% | 3.888% | 99.15% | 28.66% | 86.69% | 19.84% | 100% | 35.62% | 98.64% | 27.56% | 100% | 65.19% | 100% | 61.66% | Suburb Large | 238.2457 | Mountain
83634 | 0.025425 | Boise | 0 | ID | 2013 | 406 | 78163.3232 | 2795.521 | 3921121 | 396 | 72394.7658 | 395 | 20960.6414 | 292 | 14324.2696 | 2562.14 | 3596710 | 10 | 5768.5575 | 10 | 1635.2306 | 9 | 1302.4936 | 233.381 | 324411 | 0 | 0 | 0 | 0 | 0 | 0 | 0 | 0 | 192.5205 | 97.54% | 92.62% | 2.463% | 7.38% | 0% | 0% | 99.75% | 28.95% | 73.74% | 19.79% | 100% | 28.35% | 90% | 22.58% | #DIV/0! | #DIV/0! | #DIV/0! | #DIV/0! | Town Fringe | 71.3877 | Mountain
83642 | 0.56271 | Boise | 0 | ID | 2013 | 11034 | 3598754.6992 | 183997.6 | 257367600 | 10145 | 2162636.711 | 10036 | 648252.4568 | 8244 | 460305.8136 | 79855.1 | 111759000 | 756 | 688142.8276 | 756 | 354364.9529 | 739 | 320370.2818 | 40649.1 | 56841100 | 133 | 747975.1606 | 133 | 566669.5562 | 133 | 552750.7345 | 63493.4 | 88767500 | 326.1514 | 91.94% | 60.09% | 6.852% | 19.12% | 1.205% | 20.78% | 98.93% | 29.98% | 81.26% | 21.28% | 100% | 51.5% | 97.75% | 46.56% | 100% | 75.76% | 100% | 73.9% | Suburb Large | 1016.0917 | Mountain
83646 | 0.25936 | Boise | 0 | ID | 2013 | 8108 | 1996069.4099 | 76845.02 | 113098640 | 7908 | 1734226.2481 | 7895 | 491211.0429 | 6821 | 336139.177 | 60070.5 | 88494400 | 177 | 129337.6854 | 177 | 56898.8121 | 174 | 49388.4245 | 6732.12 | 9878040 | 23 | 132505.4764 | 23 | 90311.4389 | 23 | 86118.122 | 10042.4 | 14726200 | 246.1852 | 97.53% | 86.88% | 2.183% | 6.48% | 0.2837% | 6.638% | 99.84% | 28.32% | 86.25% | 19.38% | 100% | 43.99% | 98.31% | 38.19% | 100% | 68.16% | 100% | 64.99% | Suburb Large | 1772.5693 | Mountain
83702 | 0.28889 | Boise | 0 | ID | 2013 | 9206 | 2229410.5056 | 84686 | 118518500 | 8563 | 1362143.808 | 8021 | 307829.4219 | 4696 | 214888.7248 | 33732.1 | 47388900 | 557 | 492514.788 | 557 | 238415.8705 | 554 | 212073.1404 | 26820.2 | 37400000 | 86 | 374751.9096 | 86 | 218528.4187 | 86 | 207339.9931 | 24133.7 | 33729600 | 242.1693 | 93.02% | 61.1% | 6.05% | 22.09% | 0.9342% | 16.81% | 93.67% | 22.6% | 54.84% | 15.78% | 100% | 48.41% | 99.46% | 43.06% | 100% | 58.31% | 100% | 55.33% | Rural Distant | 236.3604 | Mountain
83703 | 1 | Boise | Boise, ID | ID | 2013 | 7015 | 1533633.9167 | 48571.97 | 68008310 | 6712 | 1239727.9649 | 6327 | 291558.4406 | 4356 | 202202.6175 | 33259.2 | 46651000 | 281 | 201925.745 | 281 | 74949.5917 | 279 | 60775.2622 | 9102 | 12696100 | 22 | 91980.2068 | 22 | 53859.4869 | 22 | 50572.6573 | 6210.77 | 8661210 | 218.6221 | 95.68% | 80.84% | 4.006% | 13.17% | 0.3136% | 5.998% | 94.26% | 23.52% | 64.9% | 16.31% | 100% | 37.12% | 99.29% | 30.1% | 100% | 58.56% | 100% | 54.98% | City Midsize | 2335.0367 | Mountain
83704 | 1 | Boise | Boise, ID | ID | 2013 | 14105 | 3859452.4705 | 158303.9 | 221826400 | 13346 | 2566367.0052 | 13111 | 639608.7678 | 9788 | 453206.2962 | 68649.2 | 96342900 | 645 | 571751.3583 | 645 | 276960.232 | 624 | 249366.985 | 31419.8 | 44064300 | 114 | 721334.107 | 114 | 520160.3354 | 114 | 504269.3414 | 58234.9 | 81419200 | 273.623 | 94.62% | 66.5% | 4.573% | 14.81% | 0.8082% | 18.69% | 98.24% | 24.92% | 73.34% | 17.66% | 100% | 48.44% | 96.74% | 43.61% | 100% | 72.11% | 100% | 69.91% | City Midsize | 4094.7066 | Mountain
83705 | 1 | Boise | Boise, ID | ID | 2013 | 11634 | 2829453.2241 | 122112.8 | 171278400 | 10922 | 1708206.1373 | 10342 | 414985.1291 | 6419 | 295773.6745 | 43291.3 | 61036500 | 595 | 560434.3166 | 595 | 302146.2217 | 581 | 277322.5335 | 33579.4 | 46984800 | 117 | 560812.7701 | 117 | 404834.3216 | 117 | 392311.754 | 45242.1 | 63257100 | 243.2055 | 93.88% | 60.37% | 5.114% | 19.81% | 1.006% | 19.82% | 94.69% | 24.29% | 58.77% | 17.31% | 100% | 53.91% | 97.65% | 49.48% | 100% | 72.19% | 100% | 69.95% | City Midsize | 1458.3013 | Mountain
83706 | 1 | Boise | Boise, ID | ID | 2013 | 11430 | 2757136.6241 | 104270 | 146206700 | 10768 | 1867214.3696 | 10315 | 431186.4307 | 6740 | 295021.0455 | 47383.7 | 66696700 | 589 | 484026.9239 | 589 | 221460.3408 | 576 | 196241.1718 | 25305.5 | 35374500 | 73 | 405895.3306 | 73 | 283270.8937 | 73 | 272946.5294 | 31580.8 | 44135500 | 241.2193 | 94.21% | 67.72% | 5.153% | 17.56% | 0.6387% | 14.72% | 95.79% | 23.09% | 62.59% | 15.8% | 100% | 45.75% | 97.79% | 40.54% | 100% | 69.79% | 100% | 67.25% | City Midsize | 4174.0681 | Mountain
83708 | 1 | Boise | 0 | ID | 2013 | 2 | 22907.4615 | 2176.75 | 3048190 | 1 | 61.5555 | 1 | 19 | 0 | 0 | 0 | 0 | 0 | 0 | 0 | 0 | 0 | 0 | 0 | 0 | 1 | 22845.906 | 1 | 19110.5803 | 1 | 18930.0365 | 2176.75 | 3048190 | 11453.7308 | 50% | 0.2687% | 0% | 0% | 50% | 99.73% | 100% | 30.87% | 0% | 0% | #DIV/0! | #DIV/0! | #DIV/0! | #DIV/0! | 100% | 83.65% | 100% | 82.86% | City Midsize | 1980.8026 | Mountain
83709 | 0.99921 | Boise | 0 | ID | 2013 | 21914 | 5273306.4006 | 203456.3 | 285104700 | 21203 | 4276008.2177 | 21076 | 1192678.5739 | 17055 | 822685.9731 | 138136 | 193691000 | 621 | 520367.5979 | 621 | 250018.7507 | 608 | 222872.3209 | 28632.8 | 40103900 | 90 | 476930.585 | 90 | 324912.8885 | 90 | 313124.1614 | 36687.5 | 51309800 | 240.6364 | 96.76% | 81.09% | 2.834% | 9.868% | 0.4107% | 9.044% | 99.4% | 27.89% | 80.44% | 19.24% | 100% | 48.05% | 97.91% | 42.83% | 100% | 68.13% | 100% | 65.65% | City Midsize | 1647.9902 | Mountain
83712 | 0.28852 | Boise | 0 | ID | 2013 | 3319 | 838762.646 | 30231.19 | 42137740 | 3091 | 636104.9654 | 2999 | 164317.2396 | 2236 | 115082.3183 | 19455.9 | 27130900 | 219 | 153335.965 | 219 | 60747.6845 | 215 | 51471.0286 | 7099.22 | 9874010 | 9 | 49321.7156 | 9 | 32295.3093 | 9 | 31000.5239 | 3676.07 | 5132830 | 252.7155 | 93.13% | 75.84% | 6.598% | 18.28% | 0.2712% | 5.88% | 97.02% | 25.83% | 72.34% | 18.09% | 100% | 39.62% | 98.17% | 33.57% | 100% | 65.48% | 100% | 62.85% | City Midsize | 330.825 | Mountain
83713 | 1 | Boise | Boise, ID | ID | 2013 | 10325 | 2744352.5625 | 107941.1 | 151557300 | 9959 | 2117295.9693 | 9913 | 555368.8427 | 8270 | 376379.991 | 64492.4 | 90738200 | 309 | 276176.9935 | 309 | 135891.131 | 303 | 122552.5503 | 15506.1 | 21720900 | 57 | 350879.5996 | 57 | 252006.7027 | 57 | 243430.7656 | 27942.6 | 39098200 | 265.7969 | 96.46% | 77.15% | 2.993% | 10.06% | 0.5521% | 12.79% | 99.54% | 26.23% | 83.04% | 17.78% | 100% | 49.2% | 98.06% | 44.37% | 100% | 71.82% | 100% | 69.38% | Suburb Large | 3153.9424 | Mountain
83714 | 0.45452 | Boise | 0 | ID | 2013 | 9543 | 2414418.9627 | 101174.7 | 141561200 | 8855 | 1647839.8106 | 8622 | 460078.1775 | 6505 | 320821.176 | 53463.6 | 75038200 | 644 | 553442.0318 | 643 | 271590.6031 | 634 | 240912.1116 | 31217.7 | 43512500 | 44 | 213137.1202 | 44 | 145596.0796 | 44 | 139534.1649 | 16493.4 | 23010500 | 253.0042 | 92.79% | 68.25% | 6.748% | 22.92% | 0.4611% | 8.828% | 97.37% | 27.92% | 73.46% | 19.47% | 99.84% | 49.07% | 98.45% | 43.53% | 100% | 68.31% | 100% | 65.47% | City Midsize | 467.9273 | Mountain
83716 | 0.0074249 | Boise | 0 | ID | 2013 | 2775 | 1275002.7253 | 79880.7 | 111743900 | 2489 | 487904.8241 | 2469 | 150095.5937 | 2131 | 105701.5232 | 18098.6 | 25350500 | 221 | 195041.6303 | 221 | 112597.2004 | 219 | 104499.0574 | 12796.6 | 17906300 | 65 | 592056.2708 | 65 | 445247.6366 | 65 | 430668.2932 | 48985.5 | 68487100 | 459.4604 | 89.69% | 38.27% | 7.964% | 15.3% | 2.342% | 46.44% | 99.2% | 30.76% | 85.62% | 21.66% | 100% | 57.73% | 99.1% | 53.58% | 100% | 75.2% | 100% | 72.74% | Town Remote | 17.2291 | Mountain
83720 | 1 | Boise | Boise, ID | ID | 2013 | 2 | 1195.3067 | 23.8526 | 31916.54 | 1 | 373.7381 | 1 | 58.4542 | 1 | 39.9432 | 8.3106 | 9965.34 | 1 | 821.5687 | 1 | 193.2215 | 1 | 71 | 15.542 | 21951.2 | 0 | 0 | 0 | 0 | 0 | 0 | 0 | 0 | 597.6534 | 50% | 31.27% | 50% | 68.73% | 0% | 0% | 100% | 15.64% | 100% | 10.69% | 100% | 23.52% | 100% | 8.642% | #DIV/0! | #DIV/0! | #DIV/0! | #DIV/0! | City Midsize | 492.8288 | Mountain
83725 | 1 | Boise | Boise, ID | ID | 2007 | 7 | 12728.0026 | 717.552 | 1003644 | 0 | 0 | 0 | 0 | 0 | 0 | 0 | 0 | 4 | 3053.8873 | 4 | 1453.7738 | 4 | 1271.4707 | 180.286 | 252067 | 3 | 9674.1153 | 3 | 5129.0901 | 3 | 4816.8488 | 537.266 | 751577 | 1818.2861 | 0% | 0% | 57.14% | 23.99% | 42.86% | 76.01% | #DIV/0! | #DIV/0! | #DIV/0! | #DIV/0! | 100% | 47.6% | 100% | 41.63% | 100% | 53.02% | 100% | 49.79% | City Midsize | 5635.2947 | Mountain
83854 | 0.07923 | Spokane | 0 | WA | 2008 | 429 | 125185.924 | 5708.74 | 7033260 | 387 | 69324.7092 | 371 | 16809.1746 | 254 | 11535.6573 | 1986.5 | 2466360 | 40 | 40037.0402 | 40 | 17826.3386 | 40 | 16667.8912 | 2460.93 | 3015860 | 2 | 15824.1746 | 2 | 10659.7551 | 2 | 10388.1028 | 1261.31 | 1551040 | 291.8087 | 90.21% | 55.38% | 9.324% | 31.98% | 0.4662% | 12.64% | 95.87% | 24.25% | 65.63% | 16.64% | 100% | 44.52% | 100% | 41.63% | 100% | 67.36% | 100% | 65.65% | Suburb Small | 441.7165 | Mountain
84010 | 0.094079 | SaltLakeCity | 0 | UT | 2012 | 403 | 135269.6857 | 6151.89 | 8682460 | 344 | 99762.0406 | 344 | 32154.2723 | 331 | 23190.4991 | 4356.03 | 6145720 | 59 | 35507.6451 | 59 | 12282.326 | 59 | 9493.1602 | 1795.86 | 2536740 | 0 | 0 | 0 | 0 | 0 | 0 | 0 | 0 | 335.6568 | 85.36% | 73.75% | 14.64% | 26.25% | 0% | 0% | 100% | 32.23% | 96.22% | 23.25% | 100% | 34.59% | 100% | 26.74% | #DIV/0! | #DIV/0! | #DIV/0! | #DIV/0! | Suburb Large | 1089.5223 | Mountain
84047 | 1 | SaltLakeCity | 0 | UT | 2012 | 8518 | 2139260.3818 | 103939.3 | 148342900 | 7834 | 1231216.5613 | 7713 | 383052.4716 | 5594 | 260143.8618 | 40121.1 | 57297400 | 616 | 543643.8786 | 616 | 282168.672 | 606 | 253248.2547 | 32242.4 | 45847200 | 68 | 364399.9419 | 68 | 285266.8797 | 68 | 276827.9174 | 31575.8 | 45198300 | 251.1459 | 91.97% | 57.55% | 7.232% | 25.41% | 0.7983% | 17.03% | 98.46% | 31.11% | 71.41% | 21.13% | 100% | 51.9% | 98.38% | 46.58% | 100% | 78.28% | 100% | 75.97% | Suburb Large | 4706.2366 | Mountain
84054 | 0.58789 | SaltLakeCity | 0 | UT | 2012 | 2581 | 752097.062 | 40263.73 | 57116760 | 2356 | 509326.543 | 2308 | 174473.4086 | 1895 | 131483.0851 | 21878.8 | 30858300 | 205 | 176998.043 | 205 | 108972.2916 | 203 | 102427.1307 | 12607.6 | 17992400 | 20 | 65772.476 | 20 | 51452.9478 | 20 | 50312.8525 | 5777.33 | 8266060 | 291.3975 | 91.28% | 67.72% | 7.943% | 23.53% | 0.7749% | 8.745% | 97.96% | 34.26% | 80.43% | 25.82% | 100% | 61.57% | 99.02% | 57.87% | 100% | 78.23% | 100% | 76.5% | Suburb Large | 1435.5883 | Mountain
84070 | 0.17488 | SaltLakeCity | 0 | UT | 2012 | 1833 | 449658.933 | 23033.62 | 32935600 | 1697 | 267258.6048 | 1655 | 82389.8875 | 1204 | 57383.2922 | 8873.34 | 12686800 | 126 | 114129.5614 | 126 | 71000.1539 | 123 | 66283.1996 | 7974.32 | 11390900 | 10 | 68270.7668 | 10 | 55740.9522 | 10 | 54515.1791 | 6185.96 | 8857900 | 245.3131 | 92.58% | 59.44% | 6.874% | 25.38% | 0.5456% | 15.18% | 97.53% | 30.83% | 70.95% | 21.47% | 100% | 62.21% | 97.62% | 58.08% | 100% | 81.65% | 100% | 79.85% | Suburb Large | 3602.9867 | Mountain
84081 | 0.25997 | SaltLakeCity | 0 | UT | 2012 | 5924 | 1099757.3789 | 46732.65 | 66195060 | 5863 | 967530.5994 | 5857 | 311056.5253 | 4800 | 202330.4257 | 36437.4 | 51526200 | 49 | 39645.0442 | 49 | 14394.7638 | 48 | 11782.9274 | 1972.79 | 2788760 | 12 | 92581.7352 | 12 | 72694.2533 | 12 | 70891.4433 | 8322.46 | 11880100 | 185.6444 | 98.97% | 87.98% | 0.8271% | 3.605% | 0.2026% | 8.418% | 99.9% | 32.15% | 81.87% | 20.91% | 100% | 36.31% | 97.96% | 29.72% | 100% | 78.52% | 100% | 76.57% | Suburb Large | 2290.3643 | Mountain
84084 | 1 | SaltLakeCity | 0 | UT | 2012 | 8471 | 1879352.8178 | 84541.7 | 120574400 | 8206 | 1379863.1871 | 8169 | 428372.8734 | 6354 | 284539.5971 | 47250.3 | 67405900 | 218 | 175085.1526 | 218 | 85453.1919 | 217 | 73840.5051 | 10098.6 | 14280700 | 47 | 324404.4781 | 47 | 245961.4727 | 47 | 236315.7023 | 27192.8 | 38887800 | 221.8573 | 96.87% | 73.42% | 2.573% | 9.316% | 0.5548% | 17.26% | 99.55% | 31.04% | 77.43% | 20.62% | 100% | 48.81% | 99.54% | 42.17% | 100% | 75.82% | 100% | 72.85% | Suburb Large | 4549.8631 | Mountain
84088 | 0.61367 | SaltLakeCity | 0 | UT | 2012 | 5986 | 1495137.7266 | 80163.4 | 114404800 | 5661 | 914941.4903 | 5607 | 298222.2661 | 4385 | 201049.8168 | 33211.2 | 47291100 | 274 | 275661.7263 | 274 | 167847.2432 | 269 | 156215.8954 | 18899.3 | 26965600 | 51 | 304534.5101 | 51 | 251246.8464 | 51 | 245815.2091 | 28052.9 | 40148100 | 249.7724 | 94.57% | 61.19% | 4.577% | 18.44% | 0.852% | 20.37% | 99.05% | 32.59% | 77.46% | 21.97% | 100% | 60.89% | 98.18% | 56.67% | 100% | 82.5% | 100% | 80.72% | Suburb Large | 3770.0302 | Mountain
84093 | 0.51111 | SaltLakeCity | 0 | UT | 2012 | 3610 | 890349.4331 | 30470.76 | 43074320 | 3508 | 795632.1368 | 3496 | 221385.48 | 2907 | 149324.8435 | 25586.3 | 36181700 | 94 | 65580.3645 | 94 | 21468.18 | 90 | 16558.0628 | 2808.51 | 3957480 | 8 | 29136.9319 | 8 | 17170.9369 | 8 | 16106.2964 | 2075.95 | 2935140 | 246.6342 | 97.17% | 89.36% | 2.604% | 7.366% | 0.2216% | 3.273% | 99.66% | 27.83% | 82.87% | 18.77% | 100% | 32.74% | 95.74% | 25.25% | 100% | 58.93% | 100% | 55.28% | Suburb Large | 4241.5148 | Mountain
84094 | 0.21172 | SaltLakeCity | 0 | UT | 2012 | 2168 | 439560.9776 | 16673.2 | 23823160 | 2126 | 370078.4813 | 2105 | 104877.3048 | 1551 | 68623.4821 | 11490.1 | 16407500 | 35 | 25456.6691 | 35 | 10800.3156 | 35 | 9225.3737 | 1300.71 | 1861940 | 7 | 44025.8271 | 7 | 34479.9453 | 7 | 33400.6145 | 3882.39 | 5553720 | 202.7495 | 98.06% | 84.19% | 1.614% | 5.791% | 0.3229% | 10.02% | 99.01% | 28.34% | 72.95% | 18.54% | 100% | 42.43% | 100% | 36.24% | 100% | 78.32% | 100% | 75.87% | Suburb Large | 5234.3306 | Mountain
84101 | 1 | SaltLakeCity | 0 | UT | 2012 | 1042 | 1243190.6671 | 76927.18 | 109952790 | 636 | 99402.1135 | 605 | 39389.848 | 443 | 32174.6386 | 4081.78 | 5844990 | 290 | 307187.4185 | 289 | 170922.0901 | 287 | 157119.8593 | 18658.8 | 26663100 | 116 | 836601.135 | 116 | 489558.2573 | 116 | 462021.6558 | 54186.6 | 77444700 | 1193.0813 | 61.04% | 7.996% | 27.83% | 24.71% | 11.13% | 67.29% | 95.13% | 39.63% | 69.65% | 32.37% | 99.66% | 55.64% | 98.97% | 51.15% | 100% | 58.52% | 100% | 55.23% | Suburb Large | 2954.154 | Mountain
84102 | 1 | SaltLakeCity | 0 | UT | 2012 | 3811 | 910701.5226 | 40318.9 | 57680100 | 3552 | 493720.1429 | 3422 | 132630.5272 | 2110 | 89504.3091 | 13458.1 | 19347500 | 222 | 205644.6272 | 222 | 108235.7511 | 221 | 98235.4804 | 11803.3 | 16857300 | 37 | 211336.7525 | 37 | 128950.9185 | 37 | 121921.3027 | 15057.5 | 21475300 | 238.9666 | 93.2% | 54.21% | 5.825% | 22.58% | 0.9709% | 23.21% | 96.34% | 26.86% | 59.4% | 18.13% | 100% | 52.63% | 99.55% | 47.77% | 100% | 61.02% | 100% | 57.69% | Suburb Large | 8934.745 | Mountain
84103 | 1 | SaltLakeCity | 0 | UT | 2012 | 6395 | 1467202.8204 | 61229.7 | 87387700 | 6034 | 1001499.8259 | 5876 | 309867.3285 | 4158 | 217590.7009 | 33263.7 | 47497000 | 323 | 272510.2724 | 323 | 133504.7826 | 323 | 116167.7283 | 15088.6 | 21478100 | 38 | 193192.7221 | 38 | 117485.1482 | 38 | 110707.7485 | 12877.4 | 18412600 | 229.4297 | 94.35% | 68.26% | 5.051% | 18.57% | 0.5942% | 13.17% | 97.38% | 30.94% | 68.91% | 21.73% | 100% | 48.99% | 100% | 42.63% | 100% | 60.81% | 100% | 57.3% | Suburb Large | 1323.7717 | Mountain
84104 | 0.81961 | SaltLakeCity | 0 | UT | 2012 | 8052 | 4873486.281 | 404821.8 | 579622600 | 6985 | 834551.8192 | 6667 | 260170.3142 | 4097 | 177502.7962 | 25444.3 | 36477200 | 665 | 760933.0359 | 665 | 549929.1619 | 656 | 529713.6356 | 61020.5 | 87316400 | 402 | 3278001.4259 | 402 | 2854600.934 | 402 | 2820245.8961 | 318357 | 455829000 | 605.2516 | 86.75% | 17.12% | 8.259% | 15.61% | 4.993% | 67.26% | 95.45% | 31.17% | 58.65% | 21.27% | 100% | 72.27% | 98.65% | 69.61% | 100% | 87.08% | 100% | 86.04% | Suburb Large | 1170.4468 | Mountain
84105 | 1 | SaltLakeCity | 0 | UT | 2012 | 8684 | 1272040.5727 | 38024.45 | 54631260 | 8574 | 1105455.042 | 8320 | 275867.8448 | 5144 | 161047.6041 | 27449.2 | 39518500 | 94 | 87983.5765 | 94 | 41767.4152 | 94 | 36441.8379 | 4600.16 | 6558990 | 16 | 78601.9543 | 16 | 54235.2224 | 16 | 51678.6752 | 5975.09 | 8553770 | 146.481 | 98.73% | 86.9% | 1.082% | 6.917% | 0.1842% | 6.179% | 97.04% | 24.96% | 60% | 14.57% | 100% | 47.47% | 100% | 41.42% | 100% | 69% | 100% | 65.75% | Suburb Large | 7348.6447 | Mountain
84106 | 1 | SaltLakeCity | 0 | UT | 2012 | 12143 | 2185535.3462 | 83460.1 | 119493800 | 11683 | 1564882.3977 | 11304 | 416914.989 | 6913 | 269195.0217 | 41542 | 59570600 | 401 | 349337.5043 | 401 | 188048.8319 | 394 | 171821.7168 | 21142.5 | 30231900 | 59 | 271315.4442 | 59 | 186689.6921 | 59 | 177818.1234 | 20775.6 | 29691300 | 179.9831 | 96.21% | 71.6% | 3.302% | 15.98% | 0.4859% | 12.41% | 96.76% | 26.64% | 59.17% | 17.2% | 100% | 53.83% | 98.25% | 49.19% | 100% | 68.81% | 100% | 65.54% | Suburb Large | 5618.4945 | Mountain
84107 | 1 | SaltLakeCity | 0 | UT | 2012 | 9721 | 2959936.3775 | 152639.9 | 217886100 | 8646 | 1489847.5159 | 8487 | 483593.0353 | 6360 | 349345.0767 | 50761.5 | 72296600 | 971 | 878481.092 | 971 | 486558.7557 | 940 | 443761.9515 | 53664.4 | 76605500 | 104 | 591607.7696 | 104 | 437433.2655 | 104 | 421721.2955 | 48214 | 68984000 | 304.4889 | 88.94% | 50.33% | 9.989% | 29.68% | 1.07% | 19.99% | 98.16% | 32.46% | 73.56% | 23.45% | 100% | 55.39% | 96.81% | 50.51% | 100% | 73.94% | 100% | 71.28% | Suburb Large | 4437.029 | Mountain
84108 | 0.20982 | SaltLakeCity | 0 | UT | 2012 | 6502 | 1557186.4143 | 62542.3 | 89501500 | 6218 | 1058753.5604 | 6116 | 298757.3418 | 4423 | 198643.5547 | 31222.3 | 44782300 | 227 | 197786.0912 | 227 | 92786.2314 | 222 | 82256.8244 | 10560.4 | 15040300 | 57 | 300646.7627 | 57 | 189765.6442 | 56 | 179533.9534 | 20759.6 | 29678900 | 239.4935 | 95.63% | 67.99% | 3.491% | 12.7% | 0.8767% | 19.31% | 98.36% | 28.22% | 71.13% | 18.76% | 100% | 46.91% | 97.8% | 41.59% | 100% | 63.12% | 98.25% | 59.72% | Suburb Large | 343.9475 | Mountain
84109 | 0.20646 | SaltLakeCity | 0 | UT | 2012 | 8992 | 1871313.939 | 66537.38 | 95017700 | 8781 | 1552253.1119 | 8665 | 442743.9913 | 6267 | 301640.3045 | 46003.6 | 65666600 | 180 | 155686.269 | 180 | 67765.3809 | 176 | 58048.2448 | 7588.68 | 10816800 | 31 | 163374.5582 | 31 | 116561.2257 | 31 | 111976.3526 | 12945.1 | 18534300 | 208.1088 | 97.65% | 82.95% | 2.002% | 8.32% | 0.3448% | 8.73% | 98.68% | 28.52% | 71.37% | 19.43% | 100% | 43.53% | 97.78% | 37.29% | 100% | 71.35% | 100% | 68.54% | Suburb Large | 565.1965 | Mountain
84111 | 1 | SaltLakeCity | 0 | UT | 2012 | 2138 | 771989.9346 | 40194.42 | 57542900 | 1833 | 251878.4899 | 1746 | 75813.6252 | 1043 | 53466.7032 | 7503.72 | 10777600 | 244 | 255352.0854 | 244 | 146399.9896 | 243 | 134982.2857 | 16063.6 | 22967000 | 61 | 264759.3593 | 61 | 152011.1826 | 61 | 143520.4549 | 16627.1 | 23798300 | 361.0804 | 85.73% | 32.63% | 11.41% | 33.08% | 2.853% | 34.3% | 95.25% | 30.1% | 56.9% | 21.23% | 100% | 57.33% | 99.59% | 52.86% | 100% | 57.41% | 100% | 54.21% | Suburb Large | 6044.6281 | Mountain
84112 | 0.5782 | SaltLakeCity | 0 | UT | 2012 | 172 | 327865.5718 | 20304.154 | 28928278 | 71 | 11633.8013 | 69 | 4154.6129 | 51 | 3246.5047 | 448.054 | 633848 | 60 | 73426.143 | 60 | 37088.8842 | 58 | 33997.555 | 4496.7 | 6369330 | 41 | 242805.6275 | 41 | 136556.7989 | 41 | 128730.266 | 15359.4 | 21925100 | 1906.1952 | 41.28% | 3.548% | 34.88% | 22.4% | 23.84% | 74.06% | 97.18% | 35.71% | 71.83% | 27.91% | 100% | 50.51% | 96.67% | 46.3% | 100% | 56.24% | 100% | 53.02% | Suburb Large | 243.5797 | Mountain
84113 | 1 | SaltLakeCity | 0 | UT | 2012 | 72 | 47864.5758 | 2634.756 | 3719686 | 44 | 9353.1407 | 44 | 2812.347 | 35 | 2216.9999 | 336.57 | 477334 | 26 | 30947.098 | 26 | 13764.4253 | 26 | 12848.8714 | 1893.63 | 2672530 | 2 | 7564.3371 | 2 | 3594.3585 | 2 | 3082.1238 | 404.556 | 569822 | 664.7858 | 61.11% | 19.54% | 36.11% | 64.66% | 2.778% | 15.8% | 100% | 30.07% | 79.55% | 23.7% | 100% | 44.48% | 100% | 41.52% | 100% | 47.52% | 100% | 40.75% | Suburb Large | 1555.8607 | Mountain
84115 | 1 | SaltLakeCity | 0 | UT | 2012 | 8433 | 2856348.2166 | 184336.5 | 264035400 | 7318 | 960489.4263 | 6970 | 308111.4578 | 4290 | 224039.5277 | 31095.7 | 44679900 | 922 | 930413.0064 | 922 | 627246.2148 | 917 | 596277.4542 | 69095.2 | 98919500 | 193 | 965445.7838 | 193 | 758056.2702 | 193 | 737380.5444 | 84145.6 | 120436000 | 338.7108 | 86.78% | 33.63% | 10.93% | 32.57% | 2.289% | 33.8% | 95.24% | 32.08% | 58.62% | 23.33% | 100% | 67.42% | 99.46% | 64.09% | 100% | 78.52% | 100% | 76.38% | City Midsize | 4313.3446 | Mountain
84116 | 0.28234 | SaltLakeCity | 0 | UT | 2012 | 9883 | 3128633.0829 | 200329 | 286707100 | 9143 | 1157921.8272 | 8847 | 363655.3566 | 5800 | 246348.5334 | 36467.7 | 52226200 | 559 | 581803.1242 | 559 | 363864.9764 | 554 | 341254.4526 | 40653.3 | 58103900 | 181 | 1388908.1315 | 181 | 1110356.0338 | 181 | 1083208.0623 | 123208 | 176377000 | 316.5671 | 92.51% | 37.01% | 5.656% | 18.6% | 1.831% | 44.39% | 96.76% | 31.41% | 63.44% | 21.28% | 100% | 62.54% | 99.11% | 58.65% | 100% | 79.94% | 100% | 77.99% | Suburb Large | 333.8628 | Mountain
84117 | 1 | SaltLakeCity | 0 | UT | 2012 | 7512 | 1997111.7353 | 73554 | 104629200 | 6945 | 1431836.7201 | 6784 | 406942.988 | 5180 | 290728.654 | 43840 | 62358300 | 535 | 407344.029 | 534 | 156907.9538 | 514 | 131333.7342 | 18166.1 | 25801600 | 32 | 157930.9861 | 32 | 102438.0978 | 32 | 96992.7214 | 11547.9 | 16469300 | 265.8562 | 92.45% | 71.7% | 7.122% | 20.4% | 0.426% | 7.908% | 97.68% | 28.42% | 74.59% | 20.3% | 99.81% | 38.52% | 96.07% | 32.24% | 100% | 64.86% | 100% | 61.41% | Suburb Large | 4211.5761 | Mountain
84118 | 0.4149 | SaltLakeCity | 0 | UT | 2012 | 10111 | 1617619.0255 | 67296.34 | 96278700 | 9952 | 1277938.8117 | 9897 | 372476.3668 | 6810 | 238411.7366 | 40142 | 57464000 | 122 | 121627.1209 | 122 | 77704.5275 | 122 | 72424.7894 | 8690.64 | 12412400 | 37 | 218053.093 | 37 | 164805.429 | 37 | 159620.4174 | 18463.7 | 26402300 | 159.9861 | 98.43% | 79% | 1.207% | 7.519% | 0.3659% | 13.48% | 99.45% | 29.15% | 68.43% | 18.66% | 100% | 63.89% | 100% | 59.55% | 100% | 75.58% | 100% | 73.2% | Suburb Large | 3512.988 | Mountain
84119 | 1 | SaltLakeCity | 0 | UT | 2012 | 13042 | 4333710.1828 | 277623.9 | 397164000 | 11937 | 1815119.7854 | 11779 | 637137.2908 | 8895 | 462876.6401 | 65154.2 | 93166300 | 838 | 830850.4674 | 838 | 520142.629 | 827 | 486596.1674 | 57815.7 | 82607700 | 267 | 1687739.9299 | 267 | 1393413.6112 | 267 | 1365276.1821 | 154654 | 221390000 | 332.2888 | 91.53% | 41.88% | 6.425% | 19.17% | 2.047% | 38.94% | 98.68% | 35.1% | 74.52% | 25.5% | 100% | 62.6% | 98.69% | 58.57% | 100% | 82.56% | 100% | 80.89% | Suburb Large | 4086.5804 | Mountain
84120 | 0.97308 | SaltLakeCity | 0 | UT | 2012 | 13996 | 2942589.0758 | 139513.9 | 199345100 | 13603 | 2049071.4749 | 13517 | 662517.9156 | 10030 | 437913.3062 | 68063.7 | 97160500 | 288 | 277843.9961 | 288 | 153711.3063 | 283 | 138779.3498 | 17429.2 | 24842200 | 105 | 615673.6048 | 105 | 485707.0856 | 105 | 473325.2921 | 54021 | 77342400 | 210.245 | 97.19% | 69.63% | 2.058% | 9.442% | 0.7502% | 20.92% | 99.37% | 32.33% | 73.73% | 21.37% | 100% | 55.32% | 98.26% | 49.95% | 100% | 78.89% | 100% | 76.88% | Suburb Large | 4374.6973 | Mountain
84121 | 0.23383 | SaltLakeCity | 0 | UT | 2012 | 13627 | 3558570.8573 | 134733.9 | 191937300 | 12901 | 2628824.4104 | 12754 | 732394.677 | 9944 | 504008.5684 | 79510.3 | 113111000 | 661 | 531088.1633 | 660 | 190723.8069 | 634 | 153520.171 | 21928.8 | 31180600 | 65 | 398658.2835 | 65 | 299525.3483 | 65 | 289452.321 | 33294.8 | 47645700 | 261.1412 | 94.67% | 73.87% | 4.851% | 14.92% | 0.477% | 11.2% | 98.86% | 27.86% | 77.08% | 19.17% | 99.85% | 35.91% | 95.92% | 28.91% | 100% | 75.13% | 100% | 72.61% | Suburb Large | 671.1746 | Mountain
84123 | 1 | SaltLakeCity | 0 | UT | 2012 | 10338 | 2642888.1161 | 125858.1 | 179335800 | 9742 | 1753160.1133 | 9692 | 573494.8261 | 7868 | 400458.2489 | 61465.5 | 87365900 | 519 | 478638.1622 | 519 | 253268.0191 | 512 | 227999.6896 | 28850.4 | 41099600 | 77 | 411089.8406 | 77 | 321107.0947 | 77 | 311709.5912 | 35542.2 | 50870300 | 255.6479 | 94.23% | 66.34% | 5.02% | 18.11% | 0.7448% | 15.55% | 99.49% | 32.71% | 80.76% | 22.84% | 100% | 52.91% | 98.65% | 47.64% | 100% | 78.11% | 100% | 75.83% | Suburb Large | 4413.6269 | Mountain
84124 | 0.67925 | SaltLakeCity | 0 | UT | 2012 | 7388 | 1724594.3991 | 59001.48 | 84169180 | 7171 | 1469224.7956 | 7023 | 419961.7503 | 5450 | 298683.343 | 44825.9 | 63928800 | 199 | 150147.1293 | 194 | 54697.5925 | 183 | 45721.3453 | 6181.54 | 8808380 | 18 | 105222.4743 | 18 | 71648.7293 | 18 | 68887.7012 | 7994.04 | 11432000 | 233.4318 | 97.06% | 85.19% | 2.694% | 8.706% | 0.2436% | 6.101% | 97.94% | 28.58% | 76% | 20.33% | 97.49% | 36.43% | 91.96% | 30.45% | 100% | 68.09% | 100% | 65.47% | Suburb Large | 2034.3309 | Mountain
84128 | 0.20413 | SaltLakeCity | 0 | UT | 2012 | 983 | 213434.926 | 10851.03 | 15465140 | 957 | 145494.0469 | 954 | 46698.5798 | 742 | 31079.9716 | 4943.44 | 7010660 | 22 | 17042.61 | 22 | 9777.4177 | 21 | 9116.4432 | 1089.3 | 1551780 | 4 | 50898.2691 | 4 | 43266.9478 | 4 | 42571.156 | 4818.29 | 6902700 | 217.1261 | 97.36% | 68.17% | 2.238% | 7.985% | 0.4069% | 23.85% | 99.69% | 32.1% | 77.53% | 21.36% | 100% | 57.37% | 95.45% | 53.49% | 100% | 85.01% | 100% | 83.64% | Suburb Large | 2975.9863 | Mountain
84129 | 0.99831 | SaltLakeCity | 0 | UT | 2012 | 11503 | 2267089.7475 | 91340.53 | 130175200 | 11241 | 1816142.3794 | 11194 | 553118.2284 | 8283 | 363259.2913 | 58792.4 | 83707900 | 211 | 181728.593 | 211 | 83780.6757 | 200 | 72284.8412 | 9874.73 | 14077100 | 51 | 269218.7751 | 51 | 200775.855 | 51 | 194282.2041 | 22673.4 | 32390200 | 197.0868 | 97.72% | 80.11% | 1.834% | 8.016% | 0.4434% | 11.88% | 99.58% | 30.46% | 73.69% | 20% | 100% | 46.1% | 94.79% | 39.78% | 100% | 74.58% | 100% | 72.17% | Suburb Large | 5395.3469 | Mountain
84150 | 1 | SaltLakeCity | 0 | UT | 2012 | 8 | 16098.2996 | 930.156 | 1331449.43 | 2 | 443.5023 | 1 | 45 | 1 | 38 | 4.256 | 6095.43 | 3 | 5045.7347 | 3 | 2646.1418 | 3 | 2517.1418 | 309.229 | 442741 | 3 | 10609.0626 | 3 | 5277.4864 | 3 | 4994.4964 | 616.671 | 882613 | 2012.2875 | 25% | 2.755% | 37.5% | 31.34% | 37.5% | 65.9% | 50% | 10.15% | 50% | 8.568% | 100% | 52.44% | 100% | 49.89% | 100% | 49.75% | 100% | 47.08% | Suburb Large | 8909.036 | Mountain
85701 | 1 | Tucson | 0 | AZ | 2007 | 1880 | 691535.1622 | 33803.23 | 56795000 | 1675 | 287431.5967 | 1673 | 95400.7802 | 1345 | 73645.4125 | 9634.72 | 16190800 | 161 | 160385.5932 | 161 | 75767.2169 | 161 | 68774.2716 | 8271.01 | 13880300 | 44 | 243717.9722 | 44 | 145005.9158 | 44 | 138992.6125 | 15897.5 | 26723900 | 367.8379 | 89.1% | 41.56% | 8.564% | 23.19% | 2.34% | 35.24% | 99.88% | 33.19% | 80.3% | 25.62% | 100% | 47.24% | 100% | 42.88% | 100% | 59.5% | 100% | 57.03% | City Large | 3434.0088 | Mountain
85705 | 0.49256 | Tucson | 0 | AZ | 2007 | 10543 | 2425322.99 | 116675.5 | 188942000 | 9736 | 1487955.188 | 9697 | 574562.4463 | 7449 | 453193.887 | 55199.7 | 89405500 | 746 | 655693.896 | 746 | 372407.1894 | 735 | 346147.4056 | 40317.6 | 65278200 | 61 | 281673.906 | 61 | 191423.9347 | 61 | 183129.2093 | 21158.2 | 34258300 | 230.0411 | 92.35% | 61.35% | 7.076% | 27.04% | 0.5786% | 11.61% | 99.6% | 38.61% | 76.51% | 30.46% | 100% | 56.8% | 98.53% | 52.79% | 100% | 67.96% | 100% | 65.01% | Suburb Large | 4334.7903 | Mountain
85706 | 1 | Tucson | 0 | AZ | 2007 | 16041 | 3436734.4346 | 191023.9 | 320737800 | 15275 | 2225694.8751 | 15231 | 945530.1065 | 11645 | 789267.5144 | 96557.3 | 161926000 | 650 | 574944.9137 | 650 | 368660.7834 | 647 | 352558.7654 | 40291.7 | 67722000 | 116 | 636094.6458 | 116 | 489077.0087 | 116 | 477828.4658 | 54174.9 | 91089800 | 214.2469 | 95.22% | 64.76% | 4.052% | 16.73% | 0.7231% | 18.51% | 99.71% | 42.48% | 76.24% | 35.46% | 100% | 64.12% | 99.54% | 61.32% | 100% | 76.89% | 100% | 75.12% | City Large | 3996.9003 | Mountain
85707 | 1 | Tucson | 0 | AZ | 2007 | 77 | 58660.1747 | 4465.88 | 7188530 | 58 | 22824.4624 | 58 | 16181.2863 | 57 | 15957.4588 | 1795 | 2905810 | 14 | 15561.5035 | 14 | 9107.2036 | 14 | 8802.6624 | 1109.56 | 1776910 | 5 | 20274.2089 | 5 | 13012.9778 | 5 | 12624.3391 | 1561.32 | 2505810 | 761.8205 | 75.32% | 38.91% | 18.18% | 26.53% | 6.494% | 34.56% | 100% | 70.89% | 98.28% | 69.91% | 100% | 58.52% | 100% | 56.57% | 100% | 64.18% | 100% | 62.27% | City Large | 268.1759 | Mountain
85708 | 1 | Tucson | 0 | AZ | 2007 | 991 | 414089.0633 | 20716.87 | 33298180 | 884 | 218049.251 | 879 | 63163.3145 | 741 | 42719.0631 | 6354.28 | 10110700 | 87 | 87960.3373 | 87 | 49675.5661 | 87 | 46970.9373 | 5639.64 | 9083280 | 20 | 108079.4749 | 20 | 77722.3571 | 20 | 75176.5552 | 8722.95 | 14104200 | 417.8497 | 89.2% | 52.66% | 8.779% | 21.24% | 2.018% | 26.1% | 99.43% | 28.97% | 83.82% | 19.59% | 100% | 56.47% | 100% | 53.4% | 100% | 71.91% | 100% | 69.56% | City Large | 268.1759 | Mountain
85709 | 1 | Tucson | 0 | AZ | 2007 | 3 | 2213.8906 | 143.7459 | 233645.5 | 1 | 268.1714 | 1 | 164.8966 | 1 | 154 | 18.3049 | 29683.5 | 2 | 1945.7192 | 2 | 1003.7579 | 2 | 919 | 125.441 | 203962 | 0 | 0 | 0 | 0 | 0 | 0 | 0 | 0 | 737.9635 | 33.33% | 12.11% | 66.67% | 87.89% | 0% | 0% | 100% | 61.49% | 100% | 57.43% | 100% | 51.59% | 100% | 47.23% | #DIV/0! | #DIV/0! | #DIV/0! | #DIV/0! | City Large | 4774.1704 | Mountain
85710 | 0.98423 | Tucson | 0 | AZ | 2007 | 17284 | 4839371.3443 | 284010 | 459510500 | 16086 | 3440009.0856 | 16076 | 1792718.9366 | 14940 | 1621867.904 | 188335 | 304648000 | 1101 | 882003.2715 | 1099 | 497427.1246 | 1087 | 464387.9955 | 53597.3 | 86744300 | 97 | 517358.9871 | 97 | 381244.5692 | 97 | 370395.3206 | 42077.7 | 68118200 | 279.9914 | 93.07% | 71.08% | 6.37% | 18.23% | 0.5612% | 10.69% | 99.94% | 52.11% | 92.88% | 47.15% | 99.82% | 56.4% | 98.73% | 52.65% | 100% | 73.69% | 100% | 71.59% | City Large | 4439.8576 | Mountain
85711 | 1 | Tucson | 0 | AZ | 2007 | 14546 | 3709420.8246 | 192008.9 | 310587900 | 13701 | 2482792.4275 | 13678 | 1074058.5733 | 12323 | 926723.1177 | 112497 | 181909000 | 734 | 654782.7746 | 733 | 362739.8583 | 728 | 338972.414 | 39529.3 | 63958600 | 111 | 571845.6225 | 111 | 366315.6828 | 111 | 347921.236 | 39982.6 | 64720300 | 255.0131 | 94.19% | 66.93% | 5.046% | 17.65% | 0.7631% | 15.42% | 99.83% | 43.26% | 89.94% | 37.33% | 99.86% | 55.4% | 99.18% | 51.77% | 100% | 64.06% | 100% | 60.84% | City Large | 4012.9205 | Mountain
85712 | 0.99587 | Tucson | 0 | AZ | 2007 | 10938 | 2829796.0673 | 151587.2 | 245433700 | 10000 | 1711916.5859 | 9977 | 774022.1855 | 8594 | 662193.6938 | 78467.2 | 127038000 | 867 | 706652.4088 | 866 | 398976.9318 | 860 | 370020.551 | 42671.2 | 69095300 | 71 | 411227.0726 | 71 | 278280.5218 | 71 | 266631.9079 | 30448.8 | 49300400 | 258.7124 | 91.42% | 60.5% | 7.926% | 24.97% | 0.6491% | 14.53% | 99.77% | 45.21% | 85.94% | 38.68% | 99.88% | 56.46% | 99.19% | 52.36% | 100% | 67.67% | 100% | 64.84% | City Large | 4416.297 | Mountain
85713 | 0.85038 | Tucson | 0 | AZ | 2007 | 14197 | 3531911.8379 | 193214.7 | 312217500 | 13189 | 2015767.389 | 13152 | 813622.9286 | 10991 | 667171.4699 | 81659.2 | 131684000 | 874 | 818391.3047 | 874 | 516168.6798 | 862 | 492684.3529 | 56586.5 | 91568100 | 134 | 697753.1443 | 134 | 496398.2954 | 134 | 481051.261 | 54969 | 88965400 | 248.7787 | 92.9% | 57.07% | 6.156% | 23.17% | 0.9439% | 19.76% | 99.72% | 40.36% | 83.33% | 33.1% | 100% | 63.07% | 98.63% | 60.2% | 100% | 71.14% | 100% | 68.94% | City Large | 2492.9469 | Mountain
85714 | 1 | Tucson | 0 | AZ | 2007 | 3766 | 827210.9432 | 51614.75 | 86757100 | 3608 | 508505.6851 | 3592 | 249117.0485 | 3125 | 218824.0269 | 25390.5 | 42660300 | 123 | 118945.2561 | 123 | 79131.2372 | 122 | 75562.5829 | 8578.05 | 14421000 | 35 | 199760.002 | 35 | 159740.6018 | 35 | 156824.291 | 17646.2 | 29675800 | 219.6524 | 95.8% | 61.47% | 3.266% | 14.38% | 0.9294% | 24.15% | 99.56% | 48.99% | 86.61% | 43.03% | 100% | 66.53% | 99.19% | 63.53% | 100% | 79.97% | 100% | 78.51% | City Large | 3999.0303 | Mountain
85715 | 0.9635 | Tucson | 0 | AZ | 2007 | 6539 | 2089249.5576 | 109992.92 | 177895200 | 5790 | 1447643.537 | 5788 | 686333.6053 | 5323 | 598882.5678 | 71825.3 | 116152000 | 724 | 537690.7318 | 724 | 287571.2107 | 718 | 260191.1594 | 30160.4 | 48787000 | 25 | 103915.2887 | 25 | 72342.7612 | 25 | 69542.3226 | 8007.22 | 12956200 | 319.506 | 88.55% | 69.29% | 11.07% | 25.74% | 0.3823% | 4.974% | 99.97% | 47.41% | 91.93% | 41.37% | 100% | 53.48% | 99.17% | 48.39% | 100% | 69.62% | 100% | 66.92% | City Large | 2996.8742 | Mountain
85716 | 0.94034 | Tucson | 0 | AZ | 2007 | 11717 | 2651448.1794 | 123022.5 | 199147800 | 10958 | 1843083.9239 | 10901 | 735495.2004 | 9063 | 603591.8044 | 73169.6 | 118427000 | 715 | 557586.0246 | 715 | 294434.1461 | 713 | 268994.4981 | 31429.8 | 50887400 | 44 | 250778.2309 | 44 | 166678.1077 | 44 | 159167.8346 | 18423.1 | 29833400 | 226.2907 | 93.52% | 69.51% | 6.102% | 21.03% | 0.3755% | 9.458% | 99.48% | 39.91% | 82.71% | 32.75% | 100% | 52.81% | 99.72% | 48.24% | 100% | 66.46% | 100% | 63.47% | City Large | 4637.3841 | Mountain
85718 | 0.0092912 | Tucson | 0 | AZ | 2007 | 46 | 12580.7596 | 554.466 | 894624 | 35 | 6392.1504 | 35 | 2965.8387 | 29 | 2459.8491 | 303.176 | 492320 | 11 | 6188.6092 | 11 | 2180.0347 | 10 | 1813.603 | 251.29 | 402304 | 0 | 0 | 0 | 0 | 0 | 0 | 0 | 0 | 273.4948 | 76.09% | 50.81% | 23.91% | 49.19% | 0% | 0% | 100% | 46.4% | 82.86% | 38.48% | 100% | 35.23% | 90.91% | 29.31% | #DIV/0! | #DIV/0! | #DIV/0! | #DIV/0! | Suburb Large | 860.8209 | Mountain
85719 | 0.83665 | Tucson | 0 | AZ | 2007 | 11161 | 2845632.3959 | 141330.5 | 228762800 | 10308 | 1642366.1026 | 10273 | 650678.6644 | 8489 | 526469.548 | 63696.4 | 103119000 | 754 | 717793.6694 | 754 | 403127.6782 | 747 | 375644.2296 | 43624.5 | 70644600 | 99 | 485472.6239 | 99 | 307405.1426 | 99 | 295016.6653 | 34009.6 | 54999200 | 254.9621 | 92.36% | 57.72% | 6.756% | 25.22% | 0.887% | 17.06% | 99.66% | 39.62% | 82.35% | 32.06% | 100% | 56.16% | 99.07% | 52.33% | 100% | 63.32% | 100% | 60.77% | City Large | 5188.1008 | Mountain
85721 | 1 | Tucson | 0 | AZ | 2007 | 7 | 15683.5801 | 838.486 | 1358988.9 | 2 | 616.092 | 2 | 384.4128 | 2 | 353 | 39.536 | 64040.9 | 3 | 4074.0227 | 3 | 2465.4297 | 3 | 2382 | 267.513 | 433378 | 2 | 10993.4654 | 2 | 5036.677 | 2 | 4643.8003 | 531.437 | 861570 | 2240.5114 | 28.57% | 3.928% | 42.86% | 25.98% | 28.57% | 70.1% | 100% | 62.4% | 100% | 57.3% | 100% | 60.52% | 100% | 58.47% | 100% | 45.82% | 100% | 42.24% | City Large | 5215.123 | Mountain
85724 | 1 | Tucson | 0 | AZ | 2007 | 2 | 37264.2543 | 2102.7114 | 3406658.6 | 0 | 0 | 0 | 0 | 0 | 0 | 0 | 0 | 1 | 610.3451 | 1 | 88 | 1 | 45 | 8.0214 | 13228.6 | 1 | 36653.9091 | 1 | 19231.4845 | 1 | 18627.5395 | 2094.69 | 3393430 | 18632.1271 | 0% | 0% | 50% | 1.638% | 50% | 98.36% | #DIV/0! | #DIV/0! | #DIV/0! | #DIV/0! | 100% | 14.42% | 100% | 7.373% | 100% | 52.47% | 100% | 50.82% | City Large | 5020.0389 | Mountain
85730 | 0.43364 | Tucson | 0 | AZ | 2007 | 9752 | 2254438.7745 | 128254.7 | 207237500 | 9329 | 1815056.7804 | 9326 | 921693.6478 | 8581 | 832154.974 | 98242.4 | 158715000 | 394 | 293492.3804 | 394 | 177147.7001 | 392 | 168870.0119 | 19171.9 | 31023800 | 29 | 145889.6137 | 29 | 95770.8211 | 28 | 91939.9594 | 10840.4 | 17498700 | 231.1771 | 95.66% | 80.51% | 4.04% | 13.02% | 0.2974% | 6.471% | 99.97% | 50.78% | 91.98% | 45.85% | 100% | 60.36% | 99.49% | 57.54% | 100% | 65.65% | 96.55% | 63.02% | Suburb Large | 1145.9726 | Mountain
85745 | 0.11851 | Tucson | 0 | AZ | 2007 | 5053 | 1340720.8264 | 71182.7 | 119611700 | 4719 | 867367.4565 | 4719 | 377584.2024 | 4090 | 313318.8332 | 38465.4 | 64616800 | 283 | 258673.8611 | 283 | 146802.5682 | 280 | 136757.3502 | 15978.5 | 26847800 | 51 | 214679.5088 | 51 | 151762.879 | 51 | 147295.7578 | 16738.8 | 28147100 | 265.3316 | 93.39% | 64.69% | 5.601% | 19.29% | 1.009% | 16.01% | 100% | 43.53% | 86.67% | 36.12% | 100% | 56.75% | 98.94% | 52.87% | 100% | 70.69% | 100% | 68.61% | City Large | 726.695 | Mountain
85746 | 0.18419 | Tucson | 0 | AZ | 2007 | 5630 | 1142929.4835 | 43467.08 | 72563900 | 5487 | 935252.2412 | 5482 | 281743.0586 | 4318 | 197049.446 | 28333.2 | 47148600 | 132 | 109372.3371 | 132 | 56216.0107 | 128 | 51863.3669 | 6255.42 | 10486400 | 11 | 98304.9051 | 11 | 80141.3932 | 11 | 78667.5409 | 8878.46 | 14928900 | 203.007 | 97.46% | 81.83% | 2.345% | 9.569% | 0.1954% | 8.601% | 99.91% | 30.12% | 78.7% | 21.07% | 100% | 51.4% | 96.97% | 47.42% | 100% | 81.52% | 100% | 80.02% | Rural Fringe | 620.1531 | Mountain
85747 | 0.10474 | Tucson | 0 | AZ | 2007 | 2082 | 699180.3462 | 38226.89 | 61406070 | 2039 | 442919.4024 | 2039 | 124464.2371 | 1672 | 92205.9278 | 15383.8 | 24410100 | 32 | 30400.5639 | 32 | 20654.2438 | 31 | 19369.6267 | 2188.79 | 3545370 | 11 | 225860.3799 | 11 | 186636.3918 | 11 | 183358.5368 | 20654.3 | 33450600 | 335.8215 | 97.93% | 63.35% | 1.537% | 4.348% | 0.5283% | 32.3% | 100% | 28.1% | 82% | 20.82% | 100% | 67.94% | 96.88% | 63.71% | 100% | 82.63% | 100% | 81.18% | Rural Distant | 318.3049 | Mountain
85748 | 0.00059853 | Tucson | 0 | AZ | 2007 | 11 | 8019.7821 | 553.3315 | 896489.3 | 3 | 737.021 | 3 | 359.4469 | 2 | 289.9773 | 33.2085 | 53849.3 | 8 | 7282.7611 | 8 | 4881.0306 | 8 | 4602.3964 | 520.123 | 842640 | 0 | 0 | 0 | 0 | 0 | 0 | 0 | 0 | 729.0711 | 27.27% | 9.19% | 72.73% | 90.81% | 0% | 0% | 100% | 48.77% | 66.67% | 39.34% | 100% | 67.02% | 100% | 63.2% | #DIV/0! | #DIV/0! | #DIV/0! | #DIV/0! | Suburb Large | 974.2015 | Mountain
85749 | 0.011446 | Tucson | 0 | AZ | 2007 | 1086 | 341272.0921 | 17689.72 | 28587190 | 928 | 212143.6392 | 926 | 100641.3744 | 825 | 86349.0242 | 10397 | 16809800 | 153 | 100517.1329 | 153 | 47320.5617 | 153 | 40685.7437 | 5035.66 | 8125730 | 5 | 28611.32 | 5 | 20231.7145 | 5 | 19390.7176 | 2257.06 | 3651660 | 314.2469 | 85.45% | 62.16% | 14.09% | 29.45% | 0.4604% | 8.384% | 99.78% | 47.44% | 88.9% | 40.7% | 100% | 47.08% | 100% | 40.48% | 100% | 70.71% | 100% | 67.77% | #N/A | 95.4454 | Mountain
85750 | 0.044184 | Tucson | 0 | AZ | 2007 | 1146 | 411695.8475 | 23981.286 | 38810830 | 987 | 290528.1793 | 987 | 163715.8329 | 965 | 149358.9874 | 17181.8 | 27809700 | 156 | 111349.6976 | 156 | 58297.0961 | 155 | 52041.8504 | 6108.28 | 9881330 | 3 | 9817.9707 | 3 | 6520.4579 | 3 | 6150.9903 | 691.206 | 1119800 | 359.2459 | 86.13% | 70.57% | 13.61% | 27.05% | 0.2618% | 2.385% | 100% | 56.35% | 97.77% | 51.41% | 100% | 52.35% | 99.36% | 46.74% | 100% | 66.41% | 100% | 62.65% | #N/A | 508.0806 | Mountain
85756 | 0.49222 | Tucson | 0 | AZ | 2007 | 8050 | 2446607.6092 | 153902.2 | 248769000 | 7659 | 1193901.0267 | 7645 | 476581.8483 | 6578 | 380719.0757 | 49196.6 | 79257600 | 289 | 294378.8166 | 289 | 202406.6845 | 284 | 192735.1381 | 22209.2 | 35930400 | 102 | 958327.766 | 102 | 745542.6584 | 102 | 730471.0505 | 82496.4 | 133581000 | 303.9264 | 95.14% | 48.8% | 3.59% | 12.03% | 1.267% | 39.17% | 99.82% | 39.92% | 85.89% | 31.89% | 100% | 68.76% | 98.27% | 65.47% | 100% | 77.8% | 100% | 76.22% | City Large | 397.2568 | Mountain
87059 | 0.20968 | Albuquerque | 0 | NM | 2012 | 168 | 69112.7046 | 4048.92 | 6829890 | 139 | 24158.3512 | 139 | 10725.7147 | 115 | 9382.5653 | 1132.14 | 1910680 | 26 | 22778.4051 | 26 | 12430.3511 | 26 | 11637.0269 | 1434.72 | 2416590 | 3 | 22175.9483 | 3 | 13909.6049 | 3 | 13105.204 | 1482.06 | 2502620 | 411.3851 | 82.74% | 34.96% | 15.48% | 32.96% | 1.786% | 32.09% | 100% | 44.4% | 82.73% | 38.84% | 100% | 54.57% | 100% | 51.09% | 100% | 62.72% | 100% | 59.1% | City Large | 51.1593 | Mountain
87102 | 1 | Albuquerque | 0 | NM | 2006 | 7855 | 2271137.0416 | 132971.4 | 224644800 | 7130 | 958736.4779 | 7055 | 315730.2933 | 4931 | 240479.9543 | 34986.4 | 59302000 | 577 | 548466.6454 | 577 | 323975.2449 | 571 | 305366.0802 | 38926.4 | 65681600 | 148 | 763933.9182 | 148 | 511117.2357 | 148 | 493071.988 | 59058.6 | 99661200 | 289.1327 | 90.77% | 42.21% | 7.346% | 24.15% | 1.884% | 33.64% | 98.95% | 32.93% | 69.16% | 25.08% | 100% | 59.07% | 98.96% | 55.68% | 100% | 66.91% | 100% | 64.54% | City Large | 3167.396 | Mountain
87104 | 1 | Albuquerque | 0 | NM | 2006 | 5114 | 1186605.0978 | 58042.6 | 97969100 | 4822 | 816618.1157 | 4755 | 286607.73 | 3640 | 227046.077 | 30531.3 | 51585600 | 261 | 220819.8772 | 261 | 113887.2737 | 254 | 103716.9291 | 14176 | 23883400 | 31 | 149167.105 | 31 | 105180.3097 | 31 | 101413.6514 | 13335.3 | 22500100 | 232.0307 | 94.29% | 68.82% | 5.104% | 18.61% | 0.6062% | 12.57% | 98.61% | 35.1% | 75.49% | 27.8% | 100% | 51.57% | 97.32% | 46.97% | 100% | 70.51% | 100% | 67.99% | City Large | 2724.2404 | Mountain
87105 | 0.69692 | Albuquerque | 0 | NM | 2012 | 21432 | 4565045.3998 | 184835 | 312212800 | 20624 | 3545411.1346 | 20424 | 1137865.4173 | 15518 | 855815.9626 | 113538 | 191960000 | 728 | 584765.6255 | 728 | 328893.345 | 717 | 304145.0185 | 36056.4 | 60782800 | 80 | 434868.6397 | 80 | 321017.2157 | 80 | 310106.3656 | 35240.6 | 59470000 | 213.0014 | 96.23% | 77.66% | 3.397% | 12.81% | 0.3733% | 9.526% | 99.03% | 32.09% | 75.24% | 24.14% | 100% | 56.24% | 98.49% | 52.01% | 100% | 73.82% | 100% | 71.31% | City Large | 577.244 | Mountain
87106 | 1 | Albuquerque | 0 | NM | 2006 | 9096 | 2567192.8257 | 148047.5 | 249875500 | 8396 | 1347978.2978 | 8283 | 514347.9446 | 6888 | 437137.3899 | 54916.7 | 92696700 | 578 | 564592.9552 | 578 | 317504.6066 | 562 | 297045.8917 | 39156.2 | 66109500 | 122 | 654621.5727 | 122 | 434523.7935 | 122 | 419490.8028 | 53974.6 | 91069300 | 282.2332 | 92.3% | 52.51% | 6.354% | 21.99% | 1.341% | 25.5% | 98.65% | 38.16% | 82.04% | 32.43% | 100% | 56.24% | 97.23% | 52.61% | 100% | 66.38% | 100% | 64.08% | City Large | 2672.7002 | Mountain
87107 | 0.99645 | Albuquerque | 0 | NM | 2006 | 14532 | 4240173.5482 | 247644.9 | 417770000 | 13058 | 2264135.6536 | 12937 | 873528.6137 | 10249 | 695390.6835 | 88077.5 | 148631000 | 1315 | 1137818.6315 | 1315 | 665880.7484 | 1290 | 621571.1915 | 82174.9 | 138557000 | 159 | 838219.2631 | 159 | 652396.7907 | 159 | 638052.9069 | 77392.5 | 130582000 | 291.7818 | 89.86% | 53.4% | 9.049% | 26.83% | 1.094% | 19.77% | 99.07% | 38.58% | 78.49% | 30.71% | 100% | 58.52% | 98.1% | 54.63% | 100% | 77.83% | 100% | 76.12% | City Large | 2147.0375 | Mountain
87108 | 1 | Albuquerque | 0 | NM | 2006 | 11974 | 2986601.8303 | 163591.7 | 276196900 | 11186 | 1884950.6936 | 11092 | 784618.9459 | 9642 | 684632.1645 | 83324.6 | 140768000 | 698 | 626977.3672 | 698 | 348875.6381 | 690 | 327161.5505 | 44357.5 | 74854000 | 90 | 474673.7695 | 90 | 308434.2679 | 90 | 295832.4601 | 35909.6 | 60574900 | 249.4239 | 93.42% | 63.11% | 5.829% | 20.99% | 0.7516% | 15.89% | 99.16% | 41.63% | 86.2% | 36.32% | 100% | 55.64% | 98.85% | 52.18% | 100% | 64.98% | 100% | 62.32% | City Large | 4078.4654 | Mountain
87109 | 0.99883 | Albuquerque | 0 | NM | 2006 | 12234 | 4407451.5003 | 238947.9 | 402947000 | 10812 | 2447480.8397 | 10797 | 843599.7559 | 9549 | 644640.8291 | 87824.4 | 147944000 | 1243 | 1101726.0875 | 1243 | 658827.0373 | 1219 | 615864.4455 | 75319.2 | 127088000 | 179 | 858244.5732 | 179 | 629992.2307 | 179 | 613622.3989 | 75804.3 | 127915000 | 360.2625 | 88.38% | 55.53% | 10.16% | 25% | 1.463% | 19.47% | 99.86% | 34.47% | 88.32% | 26.34% | 100% | 59.8% | 98.07% | 55.9% | 100% | 73.4% | 100% | 71.5% | City Large | 3944.2136 | Mountain
87110 | 1 | Albuquerque | 0 | NM | 2012 | 15694 | 4449593.0728 | 202803.4 | 342205300 | 14776 | 3122242.4482 | 14740 | 1057645.4738 | 12606 | 841892.9037 | 106545 | 179764000 | 816 | 752074.3765 | 816 | 460568.7834 | 806 | 436442.5358 | 50062.2 | 84485100 | 102 | 575276.2481 | 102 | 418782.7644 | 102 | 406496.3767 | 46196.2 | 77956200 | 283.5219 | 94.15% | 70.17% | 5.199% | 16.9% | 0.6499% | 12.93% | 99.76% | 33.87% | 85.31% | 26.96% | 100% | 61.24% | 98.77% | 58.03% | 100% | 72.8% | 100% | 70.66% | City Large | 4526.0925 | Mountain
87111 | 0.90797 | Albuquerque | 0 | NM | 2012 | 18074 | 5382721.8085 | 224997.3 | 378655700 | 16724 | 4168570.1317 | 16720 | 1491214.0107 | 15068 | 1167495.7604 | 152388 | 256379000 | 1291 | 912376.838 | 1291 | 440119.6129 | 1273 | 386356.3757 | 47416.1 | 79763100 | 59 | 301774.8388 | 59 | 228297.4203 | 59 | 221061.526 | 25193.2 | 42513600 | 297.8157 | 92.53% | 77.44% | 7.143% | 16.95% | 0.3264% | 5.606% | 99.98% | 35.77% | 90.1% | 28.01% | 100% | 48.24% | 98.61% | 42.35% | 100% | 75.65% | 100% | 73.25% | City Large | 3352.8334 | Mountain
87112 | 0.91427 | Albuquerque | 0 | NM | 2012 | 15358 | 3860519.6182 | 162860.5 | 274408400 | 14791 | 3145671.2013 | 14774 | 1106513.5903 | 12841 | 873041.8962 | 112596 | 189601000 | 507 | 436269.602 | 507 | 257454.6696 | 502 | 240336.773 | 27860.8 | 47014500 | 60 | 278578.8149 | 60 | 204893.9432 | 60 | 197079.0733 | 22403.7 | 37792900 | 251.3686 | 96.31% | 81.48% | 3.301% | 11.3% | 0.3907% | 7.216% | 99.89% | 35.18% | 86.82% | 27.75% | 100% | 59.01% | 99.01% | 55.09% | 100% | 73.55% | 100% | 70.74% | City Large | 4081.5313 | Mountain
87113 | 0.24028 | Albuquerque | 0 | NM | 2012 | 2208 | 505136.8555 | 24539.69 | 41338550 | 2086 | 388986.8665 | 2085 | 147071.5438 | 1758 | 117952.2738 | 15877.5 | 26719100 | 119 | 105123.7716 | 119 | 70333.0896 | 117 | 67641.8007 | 7696.38 | 12989300 | 3 | 11026.2174 | 3 | 8719.4257 | 3 | 8581.1265 | 965.81 | 1630150 | 228.7757 | 94.47% | 77.01% | 5.389% | 20.81% | 0.1359% | 2.183% | 99.95% | 37.81% | 84.28% | 30.32% | 100% | 66.91% | 98.32% | 64.34% | 100% | 79.08% | 100% | 77.82% | City Large | 1417.2727 | Mountain
87114 | 0.0079264 | Albuquerque | 0 | NM | 2012 | 232 | 57210.0103 | 2488.927 | 4212287 | 214 | 41902.019 | 212 | 14644.8818 | 172 | 11563.618 | 1500.88 | 2542910 | 17 | 10845.5102 | 17 | 5569.8824 | 17 | 4973.736 | 597.883 | 1011240 | 1 | 4462.481 | 1 | 3522.0414 | 1 | 3458.4877 | 390.164 | 658137 | 246.5949 | 92.24% | 73.24% | 7.328% | 18.96% | 0.431% | 7.8% | 99.07% | 34.95% | 80.37% | 27.6% | 100% | 51.36% | 100% | 45.86% | 100% | 78.93% | 100% | 77.5% | City Large | 1812.4839 | Mountain
87116 | 1 | Albuquerque | 0 | NM | 2012 | 1334 | 765266.3255 | 47803.09 | 80670600 | 1083 | 246123.1066 | 1081 | 78547.6416 | 967 | 60359.683 | 8914.49 | 15016500 | 192 | 202806.5003 | 192 | 123493.1681 | 186 | 118011.695 | 13911 | 23494300 | 59 | 316336.7186 | 59 | 226523.9053 | 59 | 219879.3988 | 24977.6 | 42159800 | 573.6629 | 81.18% | 32.16% | 14.39% | 26.5% | 4.423% | 41.34% | 99.82% | 31.91% | 89.29% | 24.52% | 100% | 60.89% | 96.88% | 58.19% | 100% | 71.61% | 100% | 69.51% | City Large | 82.5963 | Mountain
87117 | 1 | Albuquerque | 0 | NM | 2006 | 6 | 9341.6577 | 685.6931 | 1157743 | 2 | 98.1659 | 2 | 46.308 | 1 | 40.308 | 6.5621 | 11292 | 2 | 2150.4243 | 2 | 1236.4321 | 2 | 1170.1451 | 133.707 | 226018 | 2 | 7093.0675 | 2 | 4951.15 | 2 | 4860.5307 | 545.424 | 920433 | 1556.9429 | 33.33% | 1.051% | 33.33% | 23.02% | 33.33% | 75.93% | 100% | 47.17% | 50% | 41.06% | 100% | 57.5% | 100% | 54.41% | 100% | 69.8% | 100% | 68.53% | City Large | 80.0246 | Mountain
87120 | 0.37107 | Albuquerque | 0 | NM | 2006 | 10867 | 2527991.8911 | 110369.8 | 186076900 | 10453 | 2085747.9769 | 10443 | 720949.2917 | 8798 | 548014.9782 | 77131 | 130003000 | 392 | 316402.0757 | 392 | 170887.2131 | 390 | 153840.4574 | 22920.1 | 38653300 | 22 | 125841.8386 | 22 | 88273.2794 | 22 | 85246.7757 | 10318.7 | 17420600 | 232.6302 | 96.19% | 82.51% | 3.607% | 12.52% | 0.2024% | 4.978% | 99.9% | 34.57% | 84.17% | 26.27% | 100% | 54.01% | 99.49% | 48.62% | 100% | 70.15% | 100% | 67.74% | City Large | 2036.6834 | Mountain
87121 | 0.0059287 | Albuquerque | 0 | NM | 2006 | 2457 | 523963.655 | 24550.52 | 41464280 | 2331 | 359175.0398 | 2330 | 126516.0411 | 1770 | 93418.2289 | 13208.1 | 22331700 | 112 | 100355.1575 | 112 | 54942.0468 | 110 | 50435.1224 | 5799.36 | 9775070 | 14 | 64433.4578 | 14 | 49943.0839 | 14 | 48532.9253 | 5543.06 | 9357510 | 213.2534 | 94.87% | 68.55% | 4.558% | 19.15% | 0.5698% | 12.3% | 99.96% | 35.22% | 75.93% | 26.01% | 100% | 54.75% | 98.21% | 50.26% | 100% | 77.51% | 100% | 75.32% | City Large | 188.2961 | Mountain
87122 | 0.13058 | Albuquerque | 0 | NM | 2012 | 2455 | 803396.6717 | 38791.2 | 65434470 | 2135 | 577919.9382 | 2135 | 262854.054 | 2061 | 216933.058 | 27037.8 | 45641800 | 314 | 201794.8687 | 314 | 94591.6219 | 314 | 80618.0696 | 10172.6 | 17122900 | 6 | 23681.8648 | 6 | 14294.4013 | 6 | 13447.5669 | 1580.8 | 2669770 | 327.2492 | 86.97% | 71.93% | 12.79% | 25.12% | 0.2444% | 2.948% | 100% | 45.48% | 96.53% | 37.54% | 100% | 46.88% | 100% | 39.95% | 100% | 60.36% | 100% | 56.78% | City Large | 540.9266 | Mountain
87123 | 0.89817 | Albuquerque | 0 | NM | 2012 | 13833 | 3492094.9933 | 152799.5 | 257603500 | 13136 | 2636244.5406 | 13126 | 905609.113 | 10603 | 696407.263 | 92928.3 | 156673000 | 638 | 508318.9581 | 638 | 280987.0585 | 630 | 260161.0351 | 30840 | 51948900 | 59 | 347531.4945 | 59 | 262142.6067 | 59 | 254923.7562 | 29031.2 | 48981600 | 252.4467 | 94.96% | 75.49% | 4.612% | 14.56% | 0.4265% | 9.952% | 99.92% | 34.35% | 80.72% | 26.42% | 100% | 55.28% | 98.75% | 51.18% | 100% | 75.43% | 100% | 73.35% | City Large | 1540.5205 | Mountain
87131 | 1 | Albuquerque | 0 | NM | 2012 | 11 | 11856.0369 | 905.2287 | 1528859.5 | 6 | 1201.2262 | 6 | 560.0605 | 5 | 458.7592 | 58.5347 | 99390.5 | 4 | 7343.8979 | 4 | 5207.7861 | 4 | 5069.0705 | 575.717 | 971769 | 1 | 3310.9128 | 1 | 2460.3395 | 1 | 2394.5933 | 270.977 | 457700 | 1077.8215 | 54.55% | 10.13% | 36.36% | 61.94% | 9.091% | 27.93% | 100% | 46.62% | 83.33% | 38.19% | 100% | 70.91% | 100% | 69.02% | 100% | 74.31% | 100% | 72.32% | City Large | 3786.7342 | Mountain
87501 | 0.26621 | SantaFe | 0 | NM | 2009 | 8383 | 2416306.6213 | 132228.3 | 228628300 | 7477 | 1518640.7167 | 7433 | 752391.4947 | 6823 | 679631.1558 | 77236 | 133550000 | 845 | 617644.9247 | 844 | 344806.4271 | 844 | 313690.4576 | 35672.6 | 61678200 | 61 | 280020.9799 | 61 | 179935.2655 | 61 | 169657.5428 | 19319.7 | 33400100 | 288.2389 | 89.19% | 62.85% | 10.08% | 25.56% | 0.7277% | 11.59% | 99.41% | 49.54% | 91.25% | 44.75% | 99.88% | 55.83% | 99.88% | 50.79% | 100% | 64.26% | 100% | 60.59% | City Small | 141.4686 | Mountain
87505 | 0.72522 | SantaFe | 0 | NM | 2009 | 12924 | 3919073.4267 | 214524.4 | 370822100 | 11442 | 2414058.5127 | 11003 | 1164302.455 | 10235 | 1051068.4225 | 119975 | 207414000 | 1380 | 1052490.8082 | 1324 | 587210.2284 | 1305 | 546299.0977 | 62516.2 | 108055000 | 102 | 452524.1058 | 94 | 292922.0492 | 94 | 281927.3482 | 32033.2 | 55353100 | 303.24 | 88.53% | 61.6% | 10.68% | 26.86% | 0.7892% | 11.55% | 96.16% | 48.23% | 89.45% | 43.54% | 95.94% | 55.79% | 94.57% | 51.91% | 92.16% | 64.73% | 92.16% | 62.3% | City Small | 427.925 | Mountain
87506 | 0.0068089 | SantaFe | 0 | NM | 2009 | 295 | 120310.7295 | 6907.27 | 11947240 | 228 | 61117.9048 | 228 | 34411.9471 | 225 | 31139.3161 | 3529.02 | 6103510 | 65 | 49949.6394 | 65 | 26947.386 | 65 | 24120.6285 | 2735.9 | 4732900 | 2 | 9243.1854 | 2 | 5963.6455 | 2 | 5685.5741 | 642.35 | 1110830 | 407.833 | 77.29% | 50.8% | 22.03% | 41.52% | 0.678% | 7.683% | 100% | 56.3% | 98.68% | 50.95% | 100% | 53.95% | 100% | 48.29% | 100% | 64.52% | 100% | 61.51% | Rural Fringe | 42.1674 | Mountain
87507 | 0.30552 | SantaFe | 0 | NM | 2009 | 16423 | 3965927.2218 | 218971.9 | 378258600 | 15426 | 2755230.906 | 15357 | 1266185.7608 | 13920 | 1075318.2839 | 125665 | 216968000 | 918 | 739961.7715 | 915 | 496298.5836 | 910 | 472368.5062 | 53806.8 | 92989000 | 79 | 470734.5442 | 79 | 360964.0719 | 79 | 349111.4607 | 39500.1 | 68301600 | 241.4862 | 93.93% | 69.47% | 5.59% | 18.66% | 0.481% | 11.87% | 99.55% | 45.96% | 90.24% | 39.03% | 99.67% | 67.07% | 99.13% | 63.84% | 100% | 76.68% | 100% | 74.16% | City Small | 342.8502 | Mountain
87508 | 0.33663 | SantaFe | 0 | NM | 2009 | 2803 | 819679.3237 | 51008.9 | 88182900 | 2634 | 554568.4694 | 2632 | 294400.2979 | 2481 | 264651.0294 | 30552.9 | 52811600 | 146 | 132435.2105 | 146 | 88746.8547 | 146 | 83952.8269 | 9620.9 | 16634200 | 23 | 132675.6438 | 23 | 98476.5387 | 23 | 94804.8412 | 10835.1 | 18737100 | 292.4293 | 93.97% | 67.66% | 5.209% | 16.16% | 0.8205% | 16.19% | 99.92% | 53.09% | 94.19% | 47.72% | 100% | 67.01% | 100% | 63.39% | 100% | 74.22% | 100% | 71.46% | City Small | 92.7316 | Mountain
88008 | 0.92126 | ElPaso | 0 | TX | 2007 | 1904 | 807334.0968 | 52238.3 | 88894100 | 1671 | 367754.7442 | 1670 | 151238.3549 | 1562 | 118957.7786 | 16033 | 27057300 | 204 | 173857.5372 | 204 | 104740.5331 | 204 | 96271.4361 | 11550.3 | 19660600 | 29 | 265721.8154 | 29 | 222662.2933 | 29 | 218322.0837 | 24655 | 42176200 | 424.02 | 87.76% | 45.55% | 10.71% | 21.53% | 1.523% | 32.91% | 99.94% | 41.12% | 93.48% | 32.35% | 100% | 60.25% | 100% | 55.37% | 100% | 83.8% | 100% | 82.16% | Rural Fringe | 14.8832 | Mountain
88021 | 0.081684 | ElPaso | 0 | TX | 2007 | 315 | 112819.2715 | 7415.95 | 12637180 | 273 | 54110.0038 | 271 | 24832.1524 | 244 | 20331.527 | 2572.22 | 4369120 | 41 | 27612.1553 | 41 | 14607.906 | 41 | 12816.376 | 1590.64 | 2698330 | 1 | 31097.1124 | 1 | 29233.24 | 1 | 29045.4704 | 3253.09 | 5569730 | 358.1564 | 86.67% | 47.96% | 13.02% | 24.47% | 0.3175% | 27.56% | 99.27% | 45.89% | 89.38% | 37.57% | 100% | 52.9% | 100% | 46.42% | 100% | 94.01% | 100% | 93.4% | Rural Fringe | 41.9208 | Mountain
88063 | 1 | ElPaso | 0 | TX | 2007 | 3285 | 702945.7716 | 35589.48 | 60357980 | 3096 | 474347.2847 | 3085 | 198637.8487 | 2580 | 148635.667 | 19721.8 | 33447000 | 173 | 158385.1132 | 173 | 99942.7563 | 171 | 93073.5778 | 11390 | 19312200 | 16 | 70213.3737 | 16 | 40484.5672 | 16 | 37298.8791 | 4477.68 | 7598780 | 213.9865 | 94.25% | 67.48% | 5.266% | 22.53% | 0.4871% | 9.988% | 99.64% | 41.88% | 83.33% | 31.33% | 100% | 63.1% | 98.84% | 58.76% | 100% | 57.66% | 100% | 53.12% | Rural Fringe | 977.7647 | Mountain
89011 | 0.20702 | LasVegas | 0 | NV | 2009 | 2814 | 859441.8098 | 46592.2 | 78542900 | 2578 | 392655.6137 | 2566 | 91054.9398 | 1569 | 67736.3628 | 10753.1 | 18223700 | 197 | 201464.4801 | 197 | 110081.7101 | 187 | 103630.575 | 12269.1 | 20623700 | 39 | 265321.7161 | 39 | 212276.1303 | 39 | 209778.4739 | 23570 | 39695500 | 305.4164 | 91.61% | 45.69% | 7.001% | 23.44% | 1.386% | 30.87% | 99.53% | 23.19% | 60.86% | 17.25% | 100% | 54.64% | 94.92% | 51.44% | 100% | 80.01% | 100% | 79.07% | Suburb Large | 1016.4193 | Mountain
89012 | 0.63081 | LasVegas | 0 | NV | 2009 | 10044 | 2491171.4929 | 70464.95 | 118631780 | 9687 | 2155476.1085 | 9682 | 471202.583 | 7567 | 323393.2061 | 55855.4 | 94059500 | 336 | 250339.301 | 336 | 85199.2809 | 334 | 67142.8126 | 8858.86 | 14886900 | 21 | 85356.0833 | 21 | 51954.0404 | 21 | 49629.5674 | 5750.69 | 9685380 | 248.0258 | 96.45% | 86.52% | 3.345% | 10.05% | 0.2091% | 3.426% | 99.95% | 21.86% | 78.11% | 15% | 100% | 34.03% | 99.4% | 26.82% | 100% | 60.87% | 100% | 58.14% | Suburb Large | 1904.1931 | Mountain
89014 | 0.99699 | LasVegas | 0 | NV | 2009 | 10063 | 3445059.1678 | 151132.9 | 254897400 | 8965 | 1765838.1025 | 8937 | 385574.7169 | 6169 | 272444.1935 | 42479.1 | 71968300 | 978 | 737920.2832 | 978 | 279503.9543 | 901 | 243734.8311 | 30768.4 | 51753100 | 120 | 941300.7821 | 120 | 703077.207 | 120 | 687246.9549 | 77885.4 | 131176000 | 342.3491 | 89.09% | 51.26% | 9.719% | 21.42% | 1.192% | 27.32% | 99.69% | 21.84% | 68.81% | 15.43% | 100% | 37.88% | 92.13% | 33.03% | 100% | 74.69% | 100% | 73.01% | Suburb Large | 4369.5685 | Mountain
89015 | 0.012304 | LasVegas | 0 | NV | 2009 | 75 | 24185.8241 | 1396.294 | 2163186 | 66 | 9903.8029 | 63 | 3574.0038 | 40 | 3105.4651 | 360.949 | 559308 | 8 | 8658.6754 | 8 | 5384.8883 | 8 | 5148.2357 | 583.155 | 903441 | 1 | 5623.3458 | 1 | 4110.3548 | 1 | 3999.6263 | 452.19 | 700437 | 322.4777 | 88% | 40.95% | 10.67% | 35.8% | 1.333% | 23.25% | 95.45% | 36.09% | 60.61% | 31.36% | 100% | 62.19% | 100% | 59.46% | 100% | 73.09% | 100% | 71.13% | Suburb Large | 1579.8757 | Mountain
89030 | 1 | LasVegas | 0 | NV | 2009 | 11968 | 3471891.7249 | 201362.2 | 311730600 | 11187 | 1737161.0173 | 11153 | 622763.6238 | 8982 | 504757.5794 | 62543.5 | 96809700 | 629 | 560958.8707 | 629 | 332363.472 | 626 | 314396.9014 | 36261.7 | 56134900 | 152 | 1173771.8369 | 152 | 925260.7041 | 152 | 910018.222 | 102557 | 158786000 | 290.0979 | 93.47% | 50.03% | 5.256% | 16.16% | 1.27% | 33.81% | 99.7% | 35.85% | 80.29% | 29.06% | 100% | 59.25% | 99.52% | 56.05% | 100% | 78.83% | 100% | 77.53% | Suburb Large | 5802.1732 | Mountain
89031 | 1 | LasVegas | 0 | NV | 2009 | 21100 | 4342112.6002 | 130480.7 | 203931400 | 20742 | 3876110.5557 | 20723 | 845378.9572 | 14774 | 590823.6588 | 103380 | 161984000 | 321 | 272311.3671 | 321 | 106265.9979 | 305 | 92945.2033 | 11825.3 | 18279800 | 37 | 193690.6773 | 37 | 137441.525 | 37 | 133857.0698 | 15275.4 | 23667600 | 205.7873 | 98.3% | 89.27% | 1.521% | 6.271% | 0.1754% | 4.461% | 99.91% | 21.81% | 71.23% | 15.24% | 100% | 39.02% | 95.02% | 34.13% | 100% | 70.96% | 100% | 69.11% | Suburb Large | 6186.2706 | Mountain
89032 | 1 | LasVegas | 0 | NV | 2009 | 12847 | 3197689.7439 | 127036.2 | 197703000 | 12310 | 2282203.7229 | 12303 | 515665.1865 | 8925 | 363606.1385 | 61008.7 | 95481600 | 470 | 375162.0383 | 470 | 189068.4117 | 435 | 176382.5215 | 21211.8 | 32822200 | 67 | 540323.9828 | 67 | 405960.1439 | 67 | 396783.859 | 44815.7 | 69399200 | 248.9056 | 95.82% | 71.37% | 3.658% | 11.73% | 0.5215% | 16.9% | 99.94% | 22.6% | 72.5% | 15.93% | 100% | 50.4% | 92.55% | 47.02% | 100% | 75.13% | 100% | 73.43% | Suburb Large | 4282.5116 | Mountain
89052 | 0.15849 | LasVegas | 0 | NV | 2009 | 4959 | 1589463.8518 | 62355.3 | 105095100 | 4540 | 1011139.0676 | 4530 | 242596.4049 | 3719 | 180895.0457 | 29902.1 | 50514200 | 378 | 297802.0926 | 378 | 111890.3853 | 356 | 95927.7904 | 12276 | 20622100 | 41 | 280522.6916 | 41 | 182020.224 | 41 | 174955.6801 | 20177.2 | 33958800 | 320.521 | 91.55% | 63.62% | 7.623% | 18.74% | 0.8268% | 17.65% | 99.78% | 23.99% | 81.92% | 17.89% | 100% | 37.57% | 94.18% | 32.21% | 100% | 64.89% | 100% | 62.37% | Suburb Large | 1793.2858 | Mountain
89074 | 1 | LasVegas | 0 | NV | 2009 | 16081 | 4033095.7356 | 128427.5 | 217370500 | 15255 | 3064593.1791 | 15231 | 632565.775 | 10850 | 432623.5786 | 73880.9 | 125499000 | 749 | 563754.2981 | 749 | 200905.9777 | 715 | 170545.0999 | 22151.1 | 37311700 | 77 | 404748.2584 | 77 | 293314.0624 | 77 | 286205.4274 | 32395.5 | 54559800 | 250.7988 | 94.86% | 75.99% | 4.658% | 13.98% | 0.4788% | 10.04% | 99.84% | 20.64% | 71.12% | 14.12% | 100% | 35.64% | 95.46% | 30.25% | 100% | 72.47% | 100% | 70.71% | Suburb Large | 5327.1323 | Mountain
89081 | 0.99841 | LasVegas | 0 | NV | 2009 | 8621 | 2213112.0445 | 95836.4 | 149280800 | 8403 | 1510370.8942 | 8397 | 299899.672 | 5431 | 202602.5015 | 35587.6 | 55987900 | 156 | 147722.2332 | 156 | 78795.2197 | 140 | 73810.9899 | 8729 | 13520600 | 62 | 555018.9172 | 62 | 463280.6908 | 62 | 459078.5534 | 51519.8 | 79772300 | 256.7118 | 97.47% | 68.25% | 1.81% | 6.675% | 0.7192% | 25.08% | 99.93% | 19.86% | 64.63% | 13.41% | 100% | 53.34% | 89.74% | 49.97% | 100% | 83.47% | 100% | 82.71% | Suburb Large | 2776.7318 | Mountain
89084 | 0.20337 | LasVegas | 0 | NV | 2009 | 3309 | 778247.5623 | 25205.65 | 39093260 | 3229 | 658608.7086 | 3228 | 150761.7626 | 2474 | 107355.6045 | 18710.3 | 29033200 | 73 | 56900.4656 | 73 | 13473.8143 | 73 | 9060.8667 | 1424.38 | 2210000 | 7 | 62738.388 | 7 | 45975.9563 | 7 | 44682.6018 | 5070.97 | 7850060 | 235.1912 | 97.58% | 84.63% | 2.206% | 7.311% | 0.2115% | 8.061% | 99.97% | 22.89% | 76.62% | 16.3% | 100% | 23.68% | 100% | 15.92% | 100% | 73.28% | 100% | 71.22% | Suburb Large | 2537.0672 | Mountain
89086 | 0.0024969 | LasVegas | 0 | NV | 2009 | 963 | 222221.61 | 7594.65 | 11842470 | 930 | 178643.7338 | 929 | 38312.6379 | 652 | 27970.1683 | 4846.45 | 7588120 | 31 | 27561.7779 | 31 | 10966.7487 | 25 | 9864.5971 | 1268.06 | 1962490 | 2 | 16016.0983 | 2 | 13404.9849 | 2 | 13201.9392 | 1480.14 | 2291860 | 230.7597 | 96.57% | 80.39% | 3.219% | 12.4% | 0.2077% | 7.207% | 99.89% | 21.45% | 70.11% | 15.66% | 100% | 39.79% | 80.65% | 35.79% | 100% | 83.7% | 100% | 82.43% | Suburb Large | 11.3947 | Mountain
89101 | 1 | LasVegas | 0 | NV | 2009 | 7908 | 2539659.1493 | 114245 | 192328300 | 7134 | 1166146.9564 | 7092 | 388182.6744 | 5292 | 303134.9783 | 37466.3 | 63091800 | 653 | 612009.5571 | 652 | 311491.2536 | 635 | 287039.1636 | 33371.4 | 56157000 | 121 | 761502.6358 | 121 | 399715.005 | 121 | 380814.9719 | 43407.3 | 73079500 | 321.1506 | 90.21% | 45.92% | 8.257% | 24.1% | 1.53% | 29.98% | 99.41% | 33.29% | 74.18% | 25.99% | 99.85% | 50.9% | 97.24% | 46.9% | 100% | 52.49% | 100% | 50.01% | Suburb Large | 9142.6122 | Mountain
89102 | 1 | LasVegas | 0 | NV | 2009 | 7873 | 3173689.5274 | 152576 | 256971000 | 6761 | 1465519.9529 | 6731 | 430571.9922 | 5418 | 339969.3485 | 42855 | 72154800 | 950 | 832825.4767 | 950 | 414622.4362 | 911 | 388071.7055 | 45455.4 | 76580200 | 162 | 875344.0977 | 162 | 581701.5568 | 162 | 565098.9372 | 64265.6 | 108236000 | 403.1106 | 85.88% | 46.18% | 12.07% | 26.24% | 2.058% | 27.58% | 99.56% | 29.38% | 80.14% | 23.2% | 100% | 49.79% | 95.89% | 46.6% | 100% | 66.45% | 100% | 64.56% | Suburb Large | 6364.952 | Mountain
89103 | 1 | LasVegas | 0 | NV | 2009 | 10727 | 3826211.1963 | 181805 | 306337600 | 9536 | 1845357.5504 | 9504 | 507828.5949 | 7382 | 380220.5639 | 50253.3 | 84727600 | 1046 | 870476.457 | 1045 | 421570.5887 | 984 | 390226.6805 | 46272.7 | 77976000 | 145 | 1110377.1888 | 145 | 772087.971 | 145 | 755900.0787 | 85279 | 143634000 | 356.6898 | 88.9% | 48.23% | 9.751% | 22.75% | 1.352% | 29.02% | 99.66% | 27.52% | 77.41% | 20.6% | 99.9% | 48.43% | 94.07% | 44.83% | 100% | 69.53% | 100% | 68.08% | Suburb Large | 7507.4226 | Mountain
89104 | 1 | LasVegas | 0 | NV | 2009 | 11476 | 2882062.4511 | 122554.9 | 206412100 | 10875 | 1894776.077 | 10816 | 560322.2963 | 8320 | 433468.0578 | 56095.1 | 94496500 | 518 | 453578.699 | 518 | 223955.7253 | 501 | 207395.3567 | 24397.5 | 41064200 | 83 | 533707.6752 | 83 | 380939.5876 | 83 | 371819.2181 | 42062.3 | 70851400 | 251.1382 | 94.76% | 65.74% | 4.514% | 15.74% | 0.7232% | 18.52% | 99.46% | 29.57% | 76.51% | 22.88% | 100% | 49.38% | 96.72% | 45.72% | 100% | 71.38% | 100% | 69.67% | Suburb Large | 7198.9632 | Mountain
89106 | 1 | LasVegas | 0 | NV | 2009 | 7166 | 2035273.3678 | 87520.6 | 147497400 | 6609 | 1102055.8709 | 6579 | 301177.92 | 4607 | 223616.3147 | 29488.2 | 49743900 | 479 | 410994.6823 | 479 | 178926.4406 | 445 | 162938.0057 | 19555 | 32948300 | 78 | 522222.8147 | 78 | 340053.7913 | 78 | 330043.739 | 38477.4 | 64805200 | 284.0181 | 92.23% | 54.15% | 6.684% | 20.19% | 1.088% | 25.66% | 99.55% | 27.33% | 69.71% | 20.29% | 100% | 43.53% | 92.9% | 39.64% | 100% | 65.12% | 100% | 63.2% | Suburb Large | 4851.5341 | Mountain
89107 | 1 | LasVegas | 0 | NV | 2009 | 10782 | 2736125.6413 | 105897.4 | 178560500 | 10110 | 1844047.1668 | 10083 | 541422.4949 | 8062 | 412140.6268 | 53864 | 90873500 | 602 | 467563.5021 | 602 | 173765.7067 | 571 | 151456.0546 | 18905.4 | 31883600 | 70 | 424514.9724 | 70 | 299351.1419 | 70 | 290776.563 | 33128 | 55803400 | 253.7679 | 93.77% | 67.4% | 5.583% | 17.09% | 0.6492% | 15.52% | 99.73% | 29.36% | 79.74% | 22.35% | 100% | 37.16% | 94.85% | 32.39% | 100% | 70.52% | 100% | 68.5% | Suburb Large | 6385.5749 | Mountain
89108 | 1 | LasVegas | 0 | NV | 2009 | 18595 | 4290179.8257 | 133684.9 | 225758500 | 17628 | 3222067.8033 | 17587 | 772889.3004 | 12304 | 543679.9464 | 78639.5 | 133072000 | 916 | 685264.4503 | 916 | 234192.49 | 848 | 197916.5601 | 26095.2 | 43934400 | 51 | 382847.5721 | 51 | 260967.4743 | 51 | 252112.1083 | 28950.2 | 48752100 | 230.7168 | 94.8% | 75.1% | 4.926% | 15.97% | 0.2743% | 8.924% | 99.77% | 23.99% | 69.8% | 16.87% | 100% | 34.18% | 92.58% | 28.88% | 100% | 68.16% | 100% | 65.85% | Suburb Large | 7504.2303 | Mountain
89109 | 1 | LasVegas | 0 | NV | 2009 | 1427 | 3635640.2756 | 194961.12 | 328287440 | 921 | 188008.154 | 890 | 58048.875 | 640 | 49252.5327 | 5889.02 | 9929340 | 363 | 378959.0546 | 362 | 182226.3663 | 344 | 170587.9417 | 19761.1 | 33272100 | 143 | 3068673.067 | 142 | 1541185.4761 | 141 | 1492278.9438 | 169311 | 285086000 | 2547.7507 | 64.54% | 5.171% | 25.44% | 10.42% | 10.02% | 84.41% | 96.63% | 30.88% | 69.49% | 26.2% | 99.72% | 48.09% | 94.77% | 45.01% | 99.3% | 50.22% | 98.6% | 48.63% | Suburb Large | 2244.7972 | Mountain
89110 | 0.94916 | LasVegas | 0 | NV | 2009 | 18556 | 3999835.5857 | 119073.1 | 184942200 | 17904 | 3295475.3529 | 17864 | 760904.5768 | 12210 | 530818.5792 | 79248 | 123251000 | 608 | 426428.4038 | 608 | 165400.303 | 572 | 143958.2117 | 17955.4 | 27816600 | 44 | 277931.8291 | 44 | 197941.1419 | 44 | 192239.0408 | 21869.7 | 33874600 | 215.5548 | 96.49% | 82.39% | 3.277% | 10.66% | 0.2371% | 6.949% | 99.78% | 23.09% | 68.2% | 16.11% | 100% | 38.79% | 94.08% | 33.76% | 100% | 71.22% | 100% | 69.17% | Suburb Large | 6105.2077 | Mountain
89113 | 1 | LasVegas | 0 | NV | 2009 | 7893 | 2179317.3754 | 70313.9 | 119149500 | 7043 | 1322237.2319 | 7028 | 280458.6214 | 4712 | 196198.2696 | 32198 | 54913200 | 809 | 604223.9088 | 809 | 167361.9733 | 744 | 129348.124 | 18016.8 | 30382300 | 41 | 252856.2346 | 41 | 181171.7409 | 41 | 177249.2042 | 20099.1 | 33854000 | 276.1076 | 89.23% | 60.67% | 10.25% | 27.73% | 0.5194% | 11.6% | 99.79% | 21.21% | 66.9% | 14.84% | 100% | 27.7% | 91.97% | 21.41% | 100% | 71.65% | 100% | 70.1% | Suburb Large | 2075.095 | Mountain
89115 | 0.094361 | LasVegas | 0 | NV | 2009 | 14585 | 4258966.5713 | 234331 | 362742400 | 13553 | 2036670.599 | 13460 | 561577.9112 | 8730 | 411673.2236 | 57253.3 | 88826800 | 867 | 768388.5619 | 867 | 417198.3474 | 833 | 392272.0241 | 46278.7 | 71563600 | 165 | 1453907.4104 | 165 | 1160846.1438 | 165 | 1139423.5154 | 130799 | 202352000 | 292.01 | 92.92% | 47.82% | 5.944% | 18.04% | 1.131% | 34.14% | 99.31% | 27.57% | 64.41% | 20.21% | 100% | 54.3% | 96.08% | 51.05% | 100% | 79.84% | 100% | 78.37% | Suburb Large | 160.4045 | Mountain
89117 | 1 | LasVegas | 0 | NV | 2009 | 17376 | 4904558.3898 | 145437.5 | 246071000 | 15283 | 3139008.1863 | 15238 | 654237.6648 | 10757 | 459101.449 | 74405.1 | 126329000 | 2026 | 1413038.8746 | 2026 | 414937.2156 | 1934 | 329621.5527 | 44362.1 | 74814200 | 67 | 352511.3289 | 67 | 242811.1064 | 67 | 234831.2385 | 26670.3 | 44927800 | 282.2605 | 87.95% | 64% | 11.66% | 28.81% | 0.3856% | 7.187% | 99.71% | 20.84% | 70.39% | 14.63% | 100% | 29.36% | 95.46% | 23.33% | 100% | 68.88% | 100% | 66.62% | Suburb Large | 5815.6568 | Mountain
89118 | 1 | LasVegas | 0 | NV | 2009 | 6377 | 3839437.5133 | 249178.5 | 420040100 | 4816 | 918847.247 | 4795 | 242309.5696 | 3473 | 186566.5862 | 26600.5 | 45079100 | 1271 | 1155142.791 | 1271 | 589258.069 | 1206 | 549086.9623 | 65412 | 110284000 | 290 | 1765447.4753 | 290 | 1414907.7949 | 290 | 1399684.2058 | 157166 | 264677000 | 602.0758 | 75.52% | 23.93% | 19.93% | 30.09% | 4.548% | 45.98% | 99.56% | 26.37% | 72.11% | 20.3% | 100% | 51.01% | 94.89% | 47.53% | 100% | 80.14% | 100% | 79.28% | Suburb Large | 2113.8264 | Mountain
89119 | 1 | LasVegas | 0 | NV | 2009 | 8486 | 4468051.8354 | 258477.8 | 435588800 | 7122 | 1400691.442 | 7081 | 411499.1764 | 5264 | 321791.0921 | 42351.2 | 71549000 | 1064 | 1015570.9439 | 1064 | 529125.4625 | 1026 | 495128.1322 | 57634.6 | 97124800 | 300 | 2051789.4495 | 300 | 1433898.9698 | 298 | 1397579.4044 | 158492 | 266915000 | 526.5204 | 83.93% | 31.35% | 12.54% | 22.73% | 3.535% | 45.92% | 99.42% | 29.38% | 73.91% | 22.97% | 100% | 52.1% | 96.43% | 48.75% | 100% | 69.89% | 99.33% | 68.12% | Suburb Large | 3517.3462 | Mountain
89120 | 1 | LasVegas | 0 | NV | 2009 | 7793 | 2754012.9236 | 114484.2 | 193018800 | 6783 | 1490682.1806 | 6760 | 342171.2848 | 4899 | 238329.6938 | 34950.6 | 59046200 | 900 | 710952.8453 | 900 | 300023.9203 | 852 | 270021.1482 | 33106.5 | 55777500 | 110 | 552377.8978 | 110 | 418801.0073 | 110 | 411672.3796 | 46427.1 | 78195100 | 353.3957 | 87.04% | 54.13% | 11.55% | 25.82% | 1.412% | 20.06% | 99.66% | 22.95% | 72.22% | 15.99% | 100% | 42.2% | 94.67% | 37.98% | 100% | 75.82% | 100% | 74.53% | Suburb Large | 3499.7313 | Mountain
89121 | 1 | LasVegas | 0 | NV | 2009 | 16537 | 4609253.1764 | 164380.2 | 277022200 | 14992 | 2866667.0206 | 14852 | 747467.351 | 11045 | 542998.2919 | 72354.4 | 121951000 | 1432 | 1141656.4446 | 1432 | 477774.4846 | 1321 | 427874.1564 | 51328.8 | 86493200 | 113 | 600929.7111 | 113 | 373977.0283 | 113 | 355903.3448 | 40697 | 68578000 | 278.7237 | 90.66% | 62.19% | 8.659% | 24.77% | 0.6833% | 13.04% | 99.07% | 26.07% | 73.67% | 18.94% | 100% | 41.85% | 92.25% | 37.48% | 100% | 62.23% | 100% | 59.23% | Suburb Large | 6837.7861 | Mountain
89122 | 0.325 | LasVegas | 0 | NV | 2009 | 14056 | 3004083.2629 | 101846.2 | 171624100 | 13617 | 2377366.9884 | 13590 | 598648.4506 | 9662 | 435152.9197 | 64427.8 | 108710000 | 383 | 298209.5359 | 383 | 130626.2822 | 368 | 116939.9646 | 14277.9 | 23980700 | 56 | 328506.7387 | 56 | 209860.5968 | 56 | 202548.6854 | 23140.5 | 38933400 | 213.7225 | 96.88% | 79.14% | 2.725% | 9.927% | 0.3984% | 10.94% | 99.8% | 25.18% | 70.96% | 18.3% | 100% | 43.8% | 96.08% | 39.21% | 100% | 63.88% | 100% | 61.66% | Suburb Large | 1396.2963 | Mountain
89123 | 0.97778 | LasVegas | 0 | NV | 2009 | 17481 | 4241785.6604 | 132074 | 224192600 | 16671 | 3354533.2538 | 16655 | 730375.9802 | 11896 | 516671.1697 | 85448.3 | 145729000 | 751 | 572652.3176 | 751 | 207795.0383 | 720 | 177882.7734 | 23308.6 | 39196500 | 59 | 314600.089 | 59 | 212156.2989 | 59 | 205253.7171 | 23317.1 | 39267100 | 242.6512 | 95.37% | 79.08% | 4.296% | 13.5% | 0.3375% | 7.417% | 99.9% | 21.77% | 71.36% | 15.4% | 100% | 36.29% | 95.87% | 31.06% | 100% | 67.44% | 100% | 65.24% | Suburb Large | 5348.736 | Mountain
89128 | 1 | LasVegas | 0 | NV | 2009 | 11128 | 2686923.5789 | 85021.7 | 143554700 | 10423 | 1875483.582 | 10413 | 384920.6899 | 6937 | 263162.9128 | 42957.4 | 72754000 | 647 | 504096.8619 | 647 | 177248.6744 | 577 | 150037.2921 | 19259.3 | 32383200 | 58 | 307343.135 | 58 | 206577.4137 | 58 | 199426.9368 | 22805 | 38417500 | 241.4561 | 93.66% | 69.8% | 5.814% | 18.76% | 0.5212% | 11.44% | 99.9% | 20.52% | 66.55% | 14.03% | 100% | 35.16% | 89.18% | 29.76% | 100% | 67.21% | 100% | 64.89% | Suburb Large | 6582.745 | Mountain
89129 | 0.999 | LasVegas | 0 | NV | 2009 | 17037 | 3871796.6844 | 109737.1 | 186849300 | 15989 | 3012985.1824 | 15960 | 616549.8279 | 10115 | 422504.7628 | 72752.6 | 124439000 | 1013 | 655128.0824 | 1013 | 187948.5552 | 992 | 148486.4133 | 21580.8 | 36473100 | 35 | 203683.4195 | 35 | 137996.115 | 35 | 134032.324 | 15403.7 | 25937200 | 227.2581 | 93.85% | 77.82% | 5.946% | 16.92% | 0.2054% | 5.261% | 99.82% | 20.46% | 63.26% | 14.02% | 100% | 28.69% | 97.93% | 22.67% | 100% | 67.75% | 100% | 65.8% | Suburb Large | 4570.6503 | Mountain
89130 | 1 | LasVegas | 0 | NV | 2009 | 11259 | 2768813.9823 | 90545.3 | 153579700 | 10900 | 2303753.4767 | 10891 | 518669.7333 | 8014 | 367266.9931 | 62044.8 | 105618000 | 326 | 254607.3001 | 326 | 106055.4854 | 317 | 92667.6251 | 11766.3 | 19769500 | 33 | 210453.2055 | 33 | 151468.7519 | 33 | 147333.5277 | 16734.2 | 28192200 | 245.9201 | 96.81% | 83.2% | 2.895% | 9.196% | 0.2931% | 7.601% | 99.92% | 22.51% | 73.52% | 15.94% | 100% | 41.65% | 97.24% | 36.4% | 100% | 71.97% | 100% | 70.01% | Suburb Large | 4219.425 | Mountain
89131 | 0.063764 | LasVegas | 0 | NV | 2009 | 906 | 350315.2425 | 12653.74 | 19701910 | 775 | 214236.3503 | 774 | 51437.1332 | 604 | 37331.2179 | 6106.77 | 9543280 | 126 | 83203.9837 | 126 | 25703.4514 | 124 | 20261.7275 | 2849.33 | 4428870 | 5 | 52874.9085 | 5 | 33887.051 | 5 | 32406.3461 | 3697.64 | 5729760 | 386.6614 | 85.54% | 61.16% | 13.91% | 23.75% | 0.5519% | 15.09% | 99.87% | 24.01% | 77.94% | 17.43% | 100% | 30.89% | 98.41% | 24.35% | 100% | 64.09% | 100% | 61.29% | Suburb Large | 1516.2256 | Mountain
89134 | 0.30516 | LasVegas | 0 | NV | 2009 | 11538 | 3144616.0198 | 87702.42 | 147529600 | 10847 | 2622765.0885 | 10843 | 610112.605 | 9238 | 404114.186 | 68922.5 | 115996000 | 673 | 434521.8578 | 673 | 121372.504 | 667 | 89967.8525 | 13100 | 21989400 | 18 | 87329.0735 | 18 | 51109.4554 | 18 | 47826.6612 | 5679.92 | 9544200 | 272.5443 | 94.01% | 83.4% | 5.833% | 13.82% | 0.156% | 2.777% | 99.96% | 23.26% | 85.17% | 15.41% | 100% | 27.93% | 99.11% | 20.71% | 100% | 58.53% | 100% | 54.77% | Suburb Large | 1113.5834 | Mountain
89135 | 0.68984 | LasVegas | 0 | NV | 2009 | 8779 | 2539073.5694 | 68399.9 | 115391400 | 8097 | 1925171.4976 | 8091 | 426029.8184 | 6388 | 259676.086 | 44633.8 | 75494100 | 664 | 418994.6747 | 664 | 107530.3566 | 660 | 71229.9737 | 10842.7 | 18141300 | 18 | 194907.3971 | 18 | 117012.2097 | 18 | 111836.6631 | 12923.4 | 21756000 | 289.2213 | 92.23% | 75.82% | 7.564% | 16.5% | 0.205% | 7.676% | 99.93% | 22.13% | 78.89% | 13.49% | 100% | 25.66% | 99.4% | 17% | 100% | 60.03% | 100% | 57.38% | Suburb Large | 1660.1642 | Mountain
89138 | 0.044056 | LasVegas | 0 | NV | 2009 | 1347 | 293429.684 | 6491.6 | 10971308 | 1328 | 273384.0433 | 1324 | 57173.2344 | 961 | 33448.0951 | 5870.71 | 9928740 | 18 | 14326.4694 | 18 | 2998.3269 | 18 | 1645.0034 | 282.674 | 472582 | 1 | 5719.1713 | 1 | 3151.591 | 1 | 2987.1345 | 338.216 | 569986 | 217.8394 | 98.59% | 93.17% | 1.336% | 4.882% | 0.07424% | 1.949% | 99.7% | 20.91% | 72.36% | 12.23% | 100% | 20.93% | 100% | 11.48% | 100% | 55.11% | 100% | 52.23% | Suburb Large | 469.2103 | Mountain
89139 | 1 | LasVegas | 0 | NV | 2009 | 10739 | 2098530.6175 | 69358.5 | 117921700 | 10313 | 1561173.123 | 10254 | 301976.3491 | 6205 | 208029.7705 | 35232 | 60385500 | 399 | 256675.9298 | 399 | 89657.524 | 379 | 76182.0182 | 10137.3 | 17127300 | 27 | 280681.5647 | 27 | 215080.0725 | 27 | 211392.3051 | 23989.2 | 40408900 | 195.4121 | 96.03% | 74.39% | 3.715% | 12.23% | 0.2514% | 13.38% | 99.43% | 19.34% | 60.17% | 13.33% | 100% | 34.93% | 94.99% | 29.68% | 100% | 76.63% | 100% | 75.31% | Suburb Large | 2856.5742 | Mountain
89141 | 0.3257 | LasVegas | 0 | NV | 2009 | 2889 | 611934.9441 | 16019.47 | 27357350 | 2841 | 542244.3598 | 2834 | 100421.4088 | 1697 | 66360.5944 | 11641.8 | 19971200 | 44 | 28394.6407 | 44 | 10107.9383 | 43 | 8501.6195 | 1128.96 | 1907980 | 4 | 41295.9437 | 4 | 29013.8534 | 4 | 28184.8778 | 3248.71 | 5478170 | 211.8155 | 98.34% | 88.61% | 1.523% | 4.64% | 0.1385% | 6.748% | 99.75% | 18.52% | 59.73% | 12.24% | 100% | 35.6% | 97.73% | 29.94% | 100% | 70.26% | 100% | 68.25% | Suburb Large | 2021.1756 | Mountain
89142 | 0.64541 | LasVegas | 0 | NV | 2009 | 8992 | 1591943.9884 | 41387.23 | 64129170 | 8830 | 1408926.2889 | 8809 | 300390.5875 | 5302 | 201174.042 | 31036.9 | 48129300 | 149 | 111764.6077 | 149 | 46208.0837 | 136 | 41214.8318 | 5070.2 | 7824510 | 13 | 71253.0919 | 13 | 47967.591 | 13 | 46154.337 | 5280.13 | 8175360 | 177.04 | 98.2% | 88.5% | 1.657% | 7.021% | 0.1446% | 4.476% | 99.76% | 21.32% | 60.05% | 14.28% | 100% | 41.34% | 91.28% | 36.88% | 100% | 67.32% | 100% | 64.78% | Suburb Large | 3898.9038 | Mountain
89144 | 1 | LasVegas | 0 | NV | 2009 | 6741 | 1894255.2436 | 62249.9 | 104618700 | 6106 | 1287396.4113 | 6104 | 298818.539 | 4794 | 198190.2371 | 34365 | 57799600 | 602 | 377122.1149 | 602 | 102809.026 | 595 | 72871.85 | 11064 | 18474000 | 33 | 229736.7173 | 33 | 150219.7665 | 33 | 145329.7295 | 16820.9 | 28345100 | 281.0051 | 90.58% | 67.96% | 8.93% | 19.91% | 0.4895% | 12.13% | 99.97% | 23.21% | 78.51% | 15.39% | 100% | 27.26% | 98.84% | 19.32% | 100% | 65.39% | 100% | 63.26% | Suburb Large | 4579.8585 | Mountain
89145 | 1 | LasVegas | 0 | NV | 2009 | 7811 | 2063080.0356 | 60350 | 102061900 | 7202 | 1463495.2116 | 7187 | 328744.9657 | 5069 | 221153.0014 | 34381.1 | 58277600 | 586 | 397890.1707 | 586 | 101910.453 | 557 | 75315.9887 | 10892.5 | 18383400 | 23 | 201694.6533 | 23 | 136880.9928 | 23 | 132190.7433 | 15076.4 | 25400900 | 264.125 | 92.2% | 70.94% | 7.502% | 19.29% | 0.2945% | 9.776% | 99.79% | 22.46% | 70.38% | 15.11% | 100% | 25.61% | 95.05% | 18.93% | 100% | 67.87% | 100% | 65.54% | Suburb Large | 5098.5885 | Mountain
89146 | 1 | LasVegas | 0 | NV | 2009 | 5547 | 1995972.3723 | 76365.3 | 128802700 | 4737 | 1103054.1739 | 4713 | 276245.9067 | 3752 | 204516.7877 | 28581.6 | 48248700 | 739 | 550687.0764 | 739 | 221832.0226 | 713 | 195114.0331 | 24028.7 | 40521500 | 71 | 342231.1221 | 71 | 215087.3266 | 71 | 206054.337 | 23755 | 40032500 | 359.8292 | 85.4% | 55.26% | 13.32% | 27.59% | 1.28% | 17.15% | 99.49% | 25.04% | 79.21% | 18.54% | 100% | 40.28% | 96.48% | 35.43% | 100% | 62.85% | 100% | 60.21% | Suburb Large | 4069.3945 | Mountain
89147 | 1 | LasVegas | 0 | NV | 2009 | 14703 | 3406291.291 | 104234.6 | 176968300 | 14011 | 2656535.0957 | 13992 | 545243.1648 | 9079 | 375038.6562 | 62368.4 | 106426000 | 648 | 472726.5612 | 648 | 173867.0624 | 616 | 151179.3816 | 19530 | 32910400 | 44 | 277029.6341 | 44 | 201281.7901 | 44 | 196149.6754 | 22336.2 | 37631900 | 231.6732 | 95.29% | 77.99% | 4.407% | 13.88% | 0.2993% | 8.133% | 99.86% | 20.52% | 64.8% | 14.12% | 100% | 36.78% | 95.06% | 31.98% | 100% | 72.66% | 100% | 70.8% | Suburb Large | 6599.9021 | Mountain
89148 | 1 | LasVegas | 0 | NV | 2009 | 13408 | 2686275.4342 | 79433.4 | 135018200 | 12928 | 2137322.8021 | 12858 | 415300.0749 | 8046 | 292117.7195 | 50078.8 | 85565300 | 456 | 359679.7863 | 456 | 138554.0148 | 440 | 119859.6323 | 15136.9 | 25498000 | 24 | 189272.8459 | 24 | 128431.9255 | 23 | 124526.488 | 14217.7 | 23954900 | 200.3487 | 96.42% | 79.56% | 3.401% | 13.39% | 0.179% | 7.046% | 99.46% | 19.43% | 62.24% | 13.67% | 100% | 38.52% | 96.49% | 33.32% | 100% | 67.86% | 95.83% | 65.79% | Suburb Large | 3248.5928 | Mountain
89149 | 0.45051 | LasVegas | 0 | NV | 2009 | 6021 | 1883106.7144 | 61383.8 | 95406900 | 5189 | 1211346.7166 | 5171 | 269091.8932 | 3715 | 184951.215 | 30929.1 | 48217200 | 802 | 466190.3779 | 802 | 122760.2168 | 774 | 90893.4626 | 14335 | 22218500 | 30 | 205569.6199 | 30 | 146162.9079 | 30 | 142318.2621 | 16119.7 | 24971200 | 312.7565 | 86.18% | 64.33% | 13.32% | 24.76% | 0.4983% | 10.92% | 99.65% | 22.21% | 71.59% | 15.27% | 100% | 26.33% | 96.51% | 19.5% | 100% | 71.1% | 100% | 69.23% | Suburb Large | 1244.3046 | Mountain
89156 | 0.37774 | LasVegas | 0 | NV | 2009 | 8395 | 1576799.0203 | 47187.55 | 73266100 | 8147 | 1328087.781 | 8126 | 314819.6306 | 5304 | 225299.9084 | 32637.1 | 50751900 | 234 | 163025.781 | 234 | 72848.765 | 207 | 65036.549 | 7923.61 | 12250400 | 14 | 85685.4582 | 14 | 59577.2176 | 14 | 57893.7695 | 6626.84 | 10263800 | 187.826 | 97.05% | 84.23% | 2.787% | 10.34% | 0.1668% | 5.434% | 99.74% | 23.7% | 65.1% | 16.96% | 100% | 44.69% | 88.46% | 39.89% | 100% | 69.53% | 100% | 67.57% | Suburb Large | 686.0669 | Mountain
89158 | 1 | LasVegas | 0 | NV | 2009 | 27 | 207616.4173 | 7357.0344 | 12389128 | 16 | 2557.3487 | 9 | 538.8694 | 6 | 493.0276 | 55.2194 | 92986 | 6 | 7668.758 | 6 | 2617.4195 | 6 | 2417.4308 | 271.615 | 456842 | 5 | 197390.3107 | 5 | 65683.7748 | 5 | 62473.6689 | 7030.2 | 11839300 | 7689.4969 | 59.26% | 1.232% | 22.22% | 3.694% | 18.52% | 95.07% | 56.25% | 21.07% | 37.5% | 19.28% | 100% | 34.13% | 100% | 31.52% | 100% | 33.28% | 100% | 31.65% | Suburb Large | 399.0888 | Mountain
89161 | 0.0077308 | LasVegas | 0 | NV | 2009 | 85 | 20664.4741 | 641.274 | 1086751 | 78 | 15614.7535 | 78 | 4713.7345 | 60 | 3534.9704 | 505.509 | 855754 | 7 | 5049.7206 | 7 | 1271.7329 | 7 | 862.9463 | 135.765 | 230997 | 0 | 0 | 0 | 0 | 0 | 0 | 0 | 0 | 243.1115 | 91.76% | 75.56% | 8.235% | 24.44% | 0% | 0% | 100% | 30.19% | 76.92% | 22.64% | 100% | 25.18% | 100% | 17.09% | #DIV/0! | #DIV/0! | #DIV/0! | #DIV/0! | Suburb Large | 20.928 | Mountain
89166 | 0.012666 | LasVegas | 0 | NV | 2009 | 110 | 17573.3637 | 335.936 | 527018 | 110 | 17573.3637 | 110 | 3151.6026 | 71 | 1899.2652 | 335.936 | 527018 | 0 | 0 | 0 | 0 | 0 | 0 | 0 | 0 | 0 | 0 | 0 | 0 | 0 | 0 | 0 | 0 | 159.7579 | 100% | 100% | 0% | 0% | 0% | 0% | 100% | 17.93% | 64.55% | 10.81% | #DIV/0! | #DIV/0! | #DIV/0! | #DIV/0! | #DIV/0! | #DIV/0! | #DIV/0! | #DIV/0! | Suburb Large | 119.9312 | Mountain
89169 | 1 | LasVegas | 0 | NV | 2009 | 3420 | 1236607.4884 | 59130.3 | 99612400 | 2995 | 628003.0529 | 2977 | 251784.5109 | 2713 | 222000.528 | 25965.9 | 43723600 | 380 | 330321.1592 | 380 | 145500.6718 | 362 | 134341.5243 | 15857.5 | 26732200 | 45 | 278283.2763 | 45 | 157378.4886 | 45 | 149483.6376 | 17306.9 | 29156600 | 361.5811 | 87.57% | 50.78% | 11.11% | 26.71% | 1.316% | 22.5% | 99.4% | 40.09% | 90.58% | 35.35% | 100% | 44.05% | 95.26% | 40.67% | 100% | 56.55% | 100% | 53.72% | Suburb Large | 7765.8676 | Mountain
89178 | 0.17013 | LasVegas | 0 | NV | 2009 | 8451 | 1591240.9252 | 35205.36 | 60210020 | 8399 | 1541962.5207 | 8389 | 283325.529 | 5376 | 186277.9059 | 32873.1 | 56267600 | 48 | 29758.4462 | 48 | 8805.1905 | 48 | 7060.3601 | 1020.3 | 1729710 | 4 | 19519.9583 | 4 | 11771.5336 | 4 | 11123.6257 | 1311.96 | 2212710 | 188.2903 | 99.38% | 96.9% | 0.568% | 1.87% | 0.04733% | 1.227% | 99.88% | 18.37% | 64.01% | 12.08% | 100% | 29.59% | 100% | 23.73% | 100% | 60.31% | 100% | 56.99% | Suburb Large | 280.0943 | Mountain
89179 | 0.021333 | LasVegas | 0 | NV | 2009 | 193 | 27737.8467 | 569.126 | 976679 | 193 | 27737.8467 | 193 | 5003.6133 | 126 | 3187.8025 | 569.126 | 976679 | 0 | 0 | 0 | 0 | 0 | 0 | 0 | 0 | 0 | 0 | 0 | 0 | 0 | 0 | 0 | 0 | 143.7194 | 100% | 100% | 0% | 0% | 0% | 0% | 100% | 18.04% | 65.28% | 11.49% | #DIV/0! | #DIV/0! | #DIV/0! | #DIV/0! | #DIV/0! | #DIV/0! | #DIV/0! | #DIV/0! | Suburb Large | 168.406 | Mountain
89183 | 0.64673 | LasVegas | 0 | NV | 2009 | 7910 | 1591387.4176 | 50423.01 | 85805500 | 7539 | 1151666.2226 | 7481 | 225899.6407 | 4511 | 159621.1518 | 26912.3 | 46147000 | 355 | 243961.5636 | 355 | 73569.3265 | 340 | 60269.1152 | 8513.11 | 14391900 | 16 | 195759.6314 | 16 | 134830.7561 | 16 | 132188.2469 | 14997.6 | 25266600 | 201.1868 | 95.31% | 72.37% | 4.488% | 15.33% | 0.2023% | 12.3% | 99.23% | 19.62% | 59.84% | 13.86% | 100% | 30.16% | 95.77% | 24.7% | 100% | 68.88% | 100% | 67.53% | Suburb Large | 5002.0394 | Mountain
89191 | 1 | LasVegas | 0 | NV | 2009 | 169 | 172252.6372 | 10218.828 | 15784632 | 74 | 13959.6536 | 72 | 5304.9736 | 46 | 4498.6234 | 560.128 | 864572 | 77 | 79352.0389 | 77 | 43267.7515 | 76 | 40871.3363 | 4848 | 7493650 | 18 | 78940.9447 | 18 | 42860.0596 | 18 | 40728.1982 | 4810.7 | 7426410 | 1019.2464 | 43.79% | 8.104% | 45.56% | 46.07% | 10.65% | 45.83% | 97.3% | 38% | 62.16% | 32.23% | 100% | 54.53% | 98.7% | 51.51% | 100% | 54.29% | 100% | 51.59% | Suburb Large | 166.6103 | Mountain
89423 | 0.30771 | CarsonCity | 0 | NV | 2009 | 3826 | 1207411.3654 | 50736.7 | 81698800 | 3562 | 868895.08 | 3534 | 226441.5881 | 2776 | 155802.7414 | 24769.7 | 39800800 | 239 | 201528.4518 | 239 | 119821.9656 | 235 | 112331.1599 | 13383.4 | 21583200 | 25 | 136987.8336 | 25 | 113649.3574 | 25 | 111900.4357 | 12583.6 | 20314800 | 315.5806 | 93.1% | 71.96% | 6.247% | 16.69% | 0.6534% | 11.35% | 99.21% | 26.06% | 77.93% | 17.93% | 100% | 59.46% | 98.33% | 55.74% | 100% | 82.96% | 100% | 81.69% | Town Fringe | 72.8457 | Mountain
89431 | 1 | Reno | 0 | NV | 2007 | 11192 | 4551847.5033 | 264234.3 | 415141600 | 10143 | 1860423.7456 | 9880 | 394784.5176 | 6243 | 273803.287 | 41451.6 | 65675300 | 806 | 799982.0263 | 806 | 447826.1406 | 776 | 424170.7404 | 50058.7 | 78559300 | 243 | 1891441.7313 | 243 | 1548931.4438 | 243 | 1531189.8013 | 172724 | 270907000 | 406.7055 | 90.63% | 40.87% | 7.202% | 17.57% | 2.171% | 41.55% | 97.41% | 21.22% | 61.55% | 14.72% | 100% | 55.98% | 96.28% | 53.02% | 100% | 81.89% | 100% | 80.95% | City Midsize | 3908.6448 | Mountain
89433 | 1 | Reno | 0 | NV | 2007 | 7357 | 1097474.6694 | 36338.26 | 57368130 | 7306 | 1022438.9309 | 7260 | 319559.8026 | 5353 | 219102.2425 | 31894.7 | 50410800 | 43 | 32179.6776 | 43 | 19022.6828 | 39 | 17777.2232 | 2127.6 | 3342750 | 8 | 42856.0609 | 8 | 19592.177 | 8 | 18175.0562 | 2315.96 | 3614580 | 149.1742 | 99.31% | 93.16% | 0.5845% | 2.932% | 0.1087% | 3.905% | 99.37% | 31.25% | 73.27% | 21.43% | 100% | 59.11% | 90.7% | 55.24% | 100% | 45.72% | 100% | 42.41% | City Midsize | 1543.7852 | Mountain
89434 | 0.3244 | Reno | 0 | NV | 2007 | 8094 | 2642167.9708 | 120318.7 | 188983700 | 7717 | 1643043.9945 | 7699 | 356366.583 | 5926 | 233112.444 | 39408.6 | 62046200 | 306 | 241059.3589 | 306 | 93361.1252 | 290 | 81192.9314 | 10759.8 | 16915500 | 71 | 758064.6174 | 71 | 627665.9226 | 71 | 620718.0189 | 70150.3 | 110022000 | 326.4354 | 95.34% | 62.19% | 3.781% | 9.124% | 0.8772% | 28.69% | 99.77% | 21.69% | 76.79% | 14.19% | 100% | 38.73% | 94.77% | 33.68% | 100% | 82.8% | 100% | 81.88% | Rural Distant | 272.4919 | Mountain
89436 | 0.71798 | Reno | 0 | NV | 2007 | 12668 | 3171512.2882 | 113503.8 | 178671000 | 12237 | 2753747.7086 | 12227 | 741674.7837 | 10427 | 516065.9908 | 92051.7 | 145070000 | 408 | 261897.6492 | 408 | 90312.2925 | 398 | 71299.9204 | 10744.5 | 16841200 | 23 | 155866.9304 | 23 | 96380.6599 | 23 | 90843.248 | 10707.6 | 16759800 | 250.3562 | 96.6% | 86.83% | 3.221% | 8.258% | 0.1816% | 4.915% | 99.92% | 26.93% | 85.21% | 18.74% | 100% | 34.48% | 97.55% | 27.22% | 100% | 61.84% | 100% | 58.28% | City Midsize | 663.6328 | Mountain
89441 | 0.10802 | Reno | 0 | NV | 2007 | 1781 | 477871.1481 | 20669.34 | 32567949 | 1757 | 427043.2002 | 1757 | 134221.9372 | 1564 | 100418.7269 | 17619.3 | 27790700 | 19 | 11292.7462 | 19 | 4460.9646 | 19 | 3789.1763 | 584.68 | 908549 | 5 | 39535.2017 | 5 | 22488.4592 | 5 | 21073.8497 | 2465.36 | 3868700 | 268.3162 | 98.65% | 89.36% | 1.067% | 2.363% | 0.2807% | 8.273% | 100% | 31.43% | 89.02% | 23.51% | 100% | 39.5% | 100% | 33.55% | 100% | 56.88% | 100% | 53.3% | City Midsize | 279.1778 | Mountain
89501 | 1 | Reno | 0 | NV | 2007 | 574 | 421525.4372 | 12975.63 | 20385980 | 432 | 70150.3907 | 418 | 16189.1278 | 230 | 10930.9911 | 1543.38 | 2444640 | 112 | 117176.3568 | 110 | 47176.64 | 106 | 42629.7229 | 4978.25 | 7810640 | 30 | 234198.6897 | 30 | 61979.9693 | 29 | 56764.278 | 6454 | 10130700 | 734.3649 | 75.26% | 16.64% | 19.51% | 27.8% | 5.226% | 55.56% | 96.76% | 23.08% | 53.24% | 15.58% | 98.21% | 40.26% | 94.64% | 36.38% | 100% | 26.46% | 96.67% | 24.24% | City Midsize | 5331.2093 | Mountain
89502 | 1 | Reno | 0 | NV | 2007 | 12118 | 4647263.6352 | 238194.2 | 373857700 | 10812 | 1885411.76 | 10525 | 430641.8173 | 6591 | 294052.557 | 44061.1 | 69309100 | 1058 | 995101.9798 | 1058 | 522111.088 | 1004 | 485498.6354 | 57499.1 | 90251600 | 248 | 1766749.8953 | 248 | 1241372.4234 | 248 | 1208431.5324 | 136634 | 214297000 | 383.5009 | 89.22% | 40.57% | 8.731% | 21.41% | 2.047% | 38.02% | 97.35% | 22.84% | 60.96% | 15.6% | 100% | 52.47% | 94.9% | 48.79% | 100% | 70.26% | 100% | 68.4% | City Midsize | 2040.1897 | Mountain
89503 | 1 | Reno | 0 | NV | 2007 | 7694 | 1695852.2534 | 51606.7 | 81289700 | 7387 | 1247702.4779 | 7192 | 262585.4009 | 4628 | 170046.098 | 27869.4 | 44064200 | 262 | 243608.7302 | 262 | 98964.1734 | 253 | 86754.6141 | 10990.5 | 17228800 | 45 | 204541.0453 | 45 | 117983.7087 | 45 | 111327.1561 | 12746.8 | 19996700 | 220.4123 | 96.01% | 73.57% | 3.405% | 14.36% | 0.5849% | 12.06% | 97.36% | 21.05% | 62.65% | 13.63% | 100% | 40.62% | 96.56% | 35.61% | 100% | 57.68% | 100% | 54.43% | City Midsize | 3645.844 | Mountain
89506 | 0.18252 | Reno | 0 | NV | 2007 | 9375 | 2413234.1947 | 121558.41 | 191250200 | 9164 | 1618380.4882 | 9101 | 464149.724 | 6897 | 321742.9311 | 52501.6 | 82948200 | 165 | 132553.5347 | 165 | 71748.621 | 155 | 65213.7618 | 7864.31 | 12325300 | 46 | 662300.1718 | 46 | 549470.9161 | 46 | 543857.8573 | 61192.5 | 95976700 | 257.4116 | 97.75% | 67.06% | 1.76% | 5.493% | 0.4907% | 27.44% | 99.31% | 28.68% | 75.26% | 19.88% | 100% | 54.13% | 93.94% | 49.2% | 100% | 82.96% | 100% | 82.12% | City Midsize | 250.0279 | Mountain
89509 | 1 | Reno | 0 | NV | 2007 | 11901 | 3314379.1967 | 94729.4 | 148788100 | 10976 | 2344422.7754 | 10659 | 465256.6734 | 6709 | 296523.2933 | 47764.7 | 75083600 | 876 | 658196.3508 | 876 | 243381.0059 | 806 | 206932.0457 | 26401.8 | 41461200 | 49 | 311760.0705 | 49 | 185267.7375 | 49 | 176228.6959 | 20562.9 | 32243300 | 278.4959 | 92.23% | 70.73% | 7.361% | 19.86% | 0.4117% | 9.406% | 97.11% | 19.85% | 61.12% | 12.65% | 100% | 36.98% | 92.01% | 31.44% | 100% | 59.43% | 100% | 56.53% | City Midsize | 3427.9337 | Mountain
89511 | 0.42745 | Reno | 0 | NV | 2007 | 11164 | 4093112.3058 | 168264.8 | 264505500 | 9305 | 2246433.8846 | 9239 | 582874.4099 | 7380 | 395092.7119 | 66330.6 | 104598000 | 1761 | 1161812.1665 | 1761 | 398810.4279 | 1716 | 311380.6998 | 45070.8 | 70754800 | 98 | 684866.2546 | 98 | 513459.2993 | 97 | 498819.2696 | 56863.4 | 89152700 | 366.6349 | 83.35% | 54.88% | 15.77% | 28.38% | 0.8778% | 16.73% | 99.29% | 25.95% | 79.31% | 17.59% | 100% | 34.33% | 97.44% | 26.8% | 100% | 74.97% | 98.98% | 72.83% | City Midsize | 231.1693 | Mountain
89512 | 1 | Reno | 0 | NV | 2007 | 6306 | 1819323.8158 | 84203.2 | 132295000 | 5805 | 980831.8595 | 5702 | 264149.2726 | 3866 | 188116.9387 | 27164.3 | 42795400 | 432 | 384966.257 | 432 | 183505.4372 | 409 | 167289.511 | 20738.4 | 32567300 | 69 | 453525.6993 | 69 | 322866.775 | 68 | 314334.1596 | 36300.5 | 56932300 | 288.5068 | 92.06% | 53.91% | 6.851% | 21.16% | 1.094% | 24.93% | 98.23% | 26.93% | 66.6% | 19.18% | 100% | 47.67% | 94.68% | 43.46% | 100% | 71.19% | 98.55% | 69.31% | City Midsize | 3905.7192 | Mountain
89519 | 0.52883 | Reno | 0 | NV | 2007 | 2392 | 740724.6652 | 21602.605 | 33874610 | 2081 | 541866.4041 | 2071 | 125407.6946 | 1689 | 83310.2571 | 14931.9 | 23446000 | 309 | 186065.7739 | 309 | 51646.1797 | 302 | 36773.744 | 6003.4 | 9382360 | 2 | 12792.4872 | 2 | 6370.7439 | 2 | 5715.1222 | 667.305 | 1046250 | 309.6675 | 87% | 73.15% | 12.92% | 25.12% | 0.08361% | 1.727% | 99.52% | 23.14% | 81.16% | 15.37% | 100% | 27.76% | 97.73% | 19.76% | 100% | 49.8% | 100% | 44.68% | City Midsize | 246.3769 | Mountain
89521 | 0.39852 | Reno | 0 | NV | 2007 | 8114 | 2489724.5113 | 115401.2 | 180982600 | 7689 | 1679443.4517 | 7680 | 460369.627 | 6552 | 321729.7509 | 55986.2 | 87872400 | 383 | 339284.1073 | 383 | 138631.4707 | 375 | 118086.6744 | 15924.5 | 24903400 | 42 | 470996.9522 | 42 | 391133.3396 | 42 | 386165.8829 | 43490.5 | 68206800 | 306.8431 | 94.76% | 67.45% | 4.72% | 13.63% | 0.5176% | 18.92% | 99.88% | 27.41% | 85.21% | 19.16% | 100% | 40.86% | 97.91% | 34.8% | 100% | 83.04% | 100% | 81.99% | Rural Distant | 219.2503 | Mountain
89523 | 0.20177 | Reno | 0 | NV | 2007 | 5910 | 1326716.6918 | 51314.2 | 80504400 | 5561 | 935971.872 | 5539 | 234849.9753 | 4194 | 164204.8845 | 27975.8 | 43960900 | 327 | 236827.9932 | 327 | 95494.7226 | 317 | 81532.1114 | 11058.4 | 17290500 | 22 | 153916.8266 | 22 | 110359.4194 | 22 | 106275.6782 | 12280 | 19253000 | 224.4867 | 94.09% | 70.55% | 5.533% | 17.85% | 0.3723% | 11.6% | 99.6% | 25.09% | 75.42% | 17.54% | 100% | 40.32% | 96.94% | 34.43% | 100% | 71.7% | 100% | 69.05% | City Midsize | 931.7897 | Mountain
89701 | 0.53837 | CarsonCity | Carson City, NV | NV | 2009 | 9145 | 2665033.6869 | 113584 | 178140500 | 8445 | 1666801.229 | 8325 | 406480.5529 | 5837 | 284033.1342 | 41856.8 | 65691300 | 613 | 533325.4546 | 613 | 298301.2329 | 580 | 280737.5756 | 33587.1 | 52644500 | 87 | 464907.0034 | 87 | 345590.4869 | 87 | 335862.2361 | 38140.1 | 59804700 | 291.4198 | 92.35% | 62.54% | 6.703% | 20.01% | 0.9513% | 17.44% | 98.58% | 24.39% | 69.12% | 17.04% | 100% | 55.93% | 94.62% | 52.64% | 100% | 74.34% | 100% | 72.24% | City Small | 343.7212 | Mountain
89703 | 0.23579 | CarsonCity | Carson City, NV | NV | 2009 | 4139 | 1181611.8081 | 33514.54 | 49235000 | 3847 | 842816.181 | 3684 | 158943.5113 | 2267 | 98549.2841 | 15762.8 | 23147200 | 275 | 223972.1425 | 275 | 84220.0812 | 263 | 72699.3388 | 9200.71 | 13514500 | 17 | 114823.4846 | 17 | 76396.0685 | 17 | 73934.8761 | 8551.03 | 12573300 | 285.4824 | 92.95% | 71.33% | 6.644% | 18.95% | 0.4107% | 9.718% | 95.76% | 18.86% | 58.93% | 11.69% | 100% | 37.6% | 95.64% | 32.46% | 100% | 66.53% | 100% | 64.39% | City Small | 161.4359 | Mountain
89704 | 0.029935 | CarsonCity | 0 | NV | 2009 | 23 | 6902.6615 | 151.7214 | 235311.2 | 19 | 4340.6605 | 19 | 952.3802 | 14 | 682.1734 | 110.354 | 171884 | 4 | 2562.0009 | 4 | 405.7817 | 4 | 245.3294 | 41.3674 | 63427.2 | 0 | 0 | 0 | 0 | 0 | 0 | 0 | 0 | 300.1157 | 82.61% | 62.88% | 17.39% | 37.12% | 0% | 0% | 100% | 21.94% | 73.68% | 15.72% | 100% | 15.84% | 100% | 9.576% | #DIV/0! | #DIV/0! | #DIV/0! | #DIV/0! | City Midsize | 81.4102 | Mountain
89705 | 0.28877 | CarsonCity | 0 | NV | 2009 | 2316 | 572811.1067 | 22022.26 | 35443130 | 2259 | 449679.564 | 2255 | 113015.1366 | 1718 | 76208.9645 | 11708.1 | 18792200 | 50 | 41358.0053 | 50 | 24686.3905 | 48 | 23352.316 | 2728.71 | 4402230 | 7 | 81773.5375 | 7 | 68607.8409 | 7 | 67426.3009 | 7585.45 | 12248700 | 247.3278 | 97.54% | 78.5% | 2.159% | 7.22% | 0.3022% | 14.28% | 99.82% | 25.13% | 76.05% | 16.95% | 100% | 59.69% | 96% | 56.46% | 100% | 83.9% | 100% | 82.45% | Town Fringe | 214.0526 | Mountain
89706 | 0.5433 | CarsonCity | Carson City, NV | NV | 2009 | 7556 | 2071261.1813 | 101212.9 | 158525300 | 6951 | 1184961.1603 | 6762 | 319164.0089 | 4849 | 237125.8166 | 32136.5 | 50264700 | 517 | 492633.2353 | 517 | 304638.1626 | 501 | 289512.0635 | 34050 | 53330100 | 88 | 393666.7857 | 88 | 316360.2547 | 88 | 310106.9367 | 35026.4 | 54930500 | 274.1214 | 91.99% | 57.21% | 6.842% | 23.78% | 1.165% | 19.01% | 97.28% | 26.93% | 69.76% | 20.01% | 100% | 61.84% | 96.91% | 58.77% | 100% | 80.36% | 100% | 78.77% | Town Distant | 667.5491 | Mountain
89711 | 1 | CarsonCity | Carson City, NV | NV | 2009 | 1 | 2588.8064 | 225.584 | 364201 | 0 | 0 | 0 | 0 | 0 | 0 | 0 | 0 | 0 | 0 | 0 | 0 | 0 | 0 | 0 | 0 | 1 | 2588.8064 | 1 | 2034.7403 | 1 | 2014.1416 | 225.584 | 364201 | 2588.8064 | 0% | 0% | 0% | 0% | 100% | 100% | #DIV/0! | #DIV/0! | #DIV/0! | #DIV/0! | #DIV/0! | #DIV/0! | #DIV/0! | #DIV/0! | 100% | 78.6% | 100% | 77.8% | City Small | 2380.0936 | Mountain
90001 | 1 | LosAngeles | 0 | CA | 2007 | 11232 | 2389681.0413 | 174729.9 | 263135800 | 10787 | 1260841.8995 | 10783 | 638300.3849 | 9955 | 495309.3665 | 74349.6 | 110251000 | 327 | 332732.9087 | 327 | 224059.3726 | 327 | 209976.3986 | 26914.9 | 40852800 | 118 | 796106.233 | 118 | 602000.8973 | 118 | 580569.8683 | 73465.4 | 112032000 | 212.7565 | 96.04% | 52.76% | 2.911% | 13.92% | 1.051% | 33.31% | 99.96% | 50.62% | 92.29% | 39.28% | 100% | 67.34% | 100% | 63.11% | 100% | 75.62% | 100% | 72.93% | City Large | 17130.3299 | Pacific
90002 | 1 | LosAngeles | Los Angeles, CA | CA | 2007 | 10105 | 1467884.5423 | 89907.12 | 135685100 | 9946 | 1197371.1258 | 9935 | 581325.7526 | 9095 | 448303.8956 | 68014.5 | 102050000 | 138 | 122139.1552 | 138 | 75311.1492 | 138 | 69917.5228 | 9096.92 | 13893200 | 21 | 148374.2612 | 21 | 112135.7455 | 21 | 108324.5846 | 12795.7 | 19741900 | 145.2632 | 98.43% | 81.57% | 1.366% | 8.321% | 0.2078% | 10.11% | 99.89% | 48.55% | 91.44% | 37.44% | 100% | 61.66% | 100% | 57.24% | 100% | 75.58% | 100% | 73.01% | City Large | 16657.0855 | Pacific
90003 | 1 | LosAngeles | Los Angeles, CA | CA | 2007 | 13014 | 1949594.6963 | 125856.6 | 186517200 | 12679 | 1516002.1915 | 12670 | 768715.5947 | 11733 | 601930.2516 | 91949.8 | 134553000 | 301 | 271801.8489 | 301 | 175512.595 | 301 | 164055.1018 | 20803.7 | 31798200 | 34 | 161790.656 | 34 | 109334.2705 | 34 | 104351.4104 | 13103.1 | 20166000 | 149.8075 | 97.43% | 77.76% | 2.313% | 13.94% | 0.2613% | 8.299% | 99.93% | 50.71% | 92.54% | 39.71% | 100% | 64.57% | 100% | 60.36% | 100% | 67.58% | 100% | 64.5% | City Large | 18905.0775 | Pacific
90004 | 1 | LosAngeles | Los Angeles, CA | CA | 2007 | 7814 | 1945381.1344 | 110578.2 | 168495400 | 7150 | 1249772.0588 | 7135 | 559462.1974 | 6594 | 446744.8552 | 63779.4 | 96390400 | 615 | 515216.6269 | 615 | 300294.1881 | 615 | 274633.8552 | 33728.9 | 51879600 | 49 | 180392.4487 | 49 | 118922.3112 | 49 | 110185.0261 | 13069.9 | 20225400 | 248.961 | 91.5% | 64.24% | 7.87% | 26.48% | 0.6271% | 9.273% | 99.79% | 44.77% | 92.22% | 35.75% | 100% | 58.29% | 100% | 53.3% | 100% | 65.92% | 100% | 61.08% | City Large | 20487.2771 | Pacific
90005 | 1 | LosAngeles | Los Angeles, CA | CA | 2007 | 2084 | 921170.3455 | 53108.7 | 81634900 | 1616 | 309133.5666 | 1614 | 137114.7654 | 1436 | 110259.8876 | 15056.5 | 22822000 | 407 | 362953.6118 | 407 | 208041.6927 | 407 | 189537.2197 | 22792.2 | 35198900 | 61 | 249083.167 | 61 | 138775.5679 | 61 | 130386.2535 | 15260 | 23614000 | 442.0203 | 77.54% | 33.56% | 19.53% | 39.4% | 2.927% | 27.04% | 99.88% | 44.35% | 88.86% | 35.67% | 100% | 57.32% | 100% | 52.22% | 100% | 55.71% | 100% | 52.35% | City Large | 30756.5417 | Pacific
90006 | 1 | LosAngeles | Los Angeles, CA | CA | 2007 | 5095 | 1366147.9451 | 83896.6 | 128322100 | 4524 | 733355.4148 | 4519 | 333444.8556 | 4165 | 276189.322 | 39427.9 | 59807600 | 526 | 476829.0711 | 526 | 295330.4376 | 524 | 272717.1382 | 33063.4 | 50920400 | 45 | 155963.4592 | 45 | 102597.4188 | 45 | 95249.6808 | 11405.3 | 17594100 | 268.135 | 88.79% | 53.68% | 10.32% | 34.9% | 0.8832% | 11.42% | 99.89% | 45.47% | 92.06% | 37.66% | 100% | 61.94% | 99.62% | 57.19% | 100% | 65.78% | 100% | 61.07% | City Large | 32010.6339 | Pacific
90007 | 1 | LosAngeles | Los Angeles, CA | CA | 2007 | 4785 | 1771646.808 | 120521.7 | 184219200 | 4226 | 605652.9741 | 4217 | 280584.018 | 3824 | 229296.6093 | 33834.8 | 50327200 | 415 | 410115.7857 | 415 | 250317.6603 | 413 | 232620.4153 | 28422 | 43780300 | 144 | 755878.0482 | 144 | 516741.2442 | 144 | 490171.2075 | 58264.9 | 90111700 | 370.2501 | 88.32% | 34.19% | 8.673% | 23.15% | 3.009% | 42.67% | 99.79% | 46.33% | 90.49% | 37.86% | 100% | 61.04% | 99.52% | 56.72% | 100% | 68.36% | 100% | 64.85% | City Large | 17526.8236 | Pacific
90008 | 1 | LosAngeles | Los Angeles, CA | CA | 2007 | 6615 | 1652783.0214 | 93982.1 | 142748800 | 6070 | 1084476.6136 | 6057 | 479658.0537 | 5656 | 372873.1765 | 55207.1 | 83563300 | 525 | 446738.6234 | 525 | 227255.9921 | 525 | 205576.8127 | 28261.9 | 42851900 | 20 | 121567.7844 | 20 | 94712.7714 | 20 | 91420.3112 | 10513.1 | 16333600 | 249.8538 | 91.76% | 65.62% | 7.937% | 27.03% | 0.3023% | 7.355% | 99.79% | 44.23% | 93.18% | 34.38% | 100% | 50.87% | 100% | 46.02% | 100% | 77.91% | 100% | 75.2% | City Large | 10189.9731 | Pacific
90010 | 1 | LosAngeles | Los Angeles, CA | CA | 2007 | 33 | 46142.7683 | 2117.212 | 3280430 | 11 | 2102.1436 | 11 | 913.7979 | 9 | 764.0943 | 103.353 | 157220 | 15 | 17397.2235 | 15 | 7114.6561 | 14 | 6312.4429 | 745.989 | 1159070 | 7 | 26643.4012 | 7 | 11814.5585 | 7 | 10786.0725 | 1267.87 | 1964140 | 1398.2657 | 33.33% | 4.556% | 45.45% | 37.7% | 21.21% | 57.74% | 100% | 43.47% | 81.82% | 36.35% | 100% | 40.9% | 93.33% | 36.28% | 100% | 44.34% | 100% | 40.48% | City Large | 33545.2057 | Pacific
90011 | 1 | LosAngeles | Los Angeles, CA | CA | 2007 | 14840 | 2717167.8913 | 172329.5 | 257043700 | 14331 | 1851652.3046 | 14316 | 826405.52 | 12985 | 643133.2367 | 104780 | 153151000 | 407 | 408723.2771 | 407 | 261339.8076 | 405 | 242342.4293 | 30050.8 | 46227900 | 102 | 456792.3096 | 102 | 321451.0457 | 102 | 305057.1139 | 37498.7 | 57664800 | 183.0976 | 96.57% | 68.15% | 2.743% | 15.04% | 0.6873% | 16.81% | 99.9% | 44.63% | 90.61% | 34.73% | 100% | 63.94% | 99.51% | 59.29% | 100% | 70.37% | 100% | 66.78% | City Large | 22153.951 | Pacific
90012 | 1 | LosAngeles | Los Angeles, CA | CA | 2007 | 1945 | 1645536.7736 | 99391.7 | 155018700 | 1469 | 235473.2727 | 1466 | 99880.5744 | 1287 | 79615.3804 | 10845 | 16816300 | 307 | 320584.4213 | 307 | 180461.6725 | 306 | 163508.4945 | 19796.2 | 30940400 | 169 | 1089479.0796 | 169 | 620105.9077 | 169 | 577193.0057 | 68750.5 | 107262000 | 846.0343 | 75.53% | 14.31% | 15.78% | 19.48% | 8.689% | 66.21% | 99.8% | 42.42% | 87.61% | 33.81% | 100% | 56.29% | 99.67% | 51% | 100% | 56.92% | 100% | 52.98% | City Large | 8844.8747 | Pacific
90013 | 1 | LosAngeles | Los Angeles, CA | CA | 2007 | 230 | 636666.8048 | 44329.247 | 68587910 | 59 | 13759.2242 | 57 | 7784.2136 | 55 | 7014.6316 | 822.537 | 1270010 | 88 | 112276.1135 | 88 | 69169.5968 | 87 | 65104.4 | 7694.41 | 11887200 | 83 | 510631.4671 | 83 | 322564.9567 | 83 | 304306.8691 | 35812.3 | 55430700 | 2768.1165 | 25.65% | 2.161% | 38.26% | 17.63% | 36.09% | 80.2% | 96.61% | 56.57% | 93.22% | 50.98% | 100% | 61.61% | 98.86% | 57.99% | 100% | 63.17% | 100% | 59.59% | City Large | 15449.342 | Pacific
90014 | 1 | LosAngeles | Los Angeles, CA | CA | 2007 | 109 | 413698.5395 | 23580.581 | 36613813 | 9 | 2536.0072 | 9 | 1468.0609 | 9 | 1402.1497 | 159.351 | 248103 | 48 | 57153.9596 | 48 | 24451.512 | 48 | 21054.1364 | 2434.83 | 3782110 | 52 | 354008.5728 | 52 | 193265.0533 | 52 | 180294.2138 | 20986.4 | 32583600 | 3795.3994 | 8.257% | 0.613% | 44.04% | 13.82% | 47.71% | 85.57% | 100% | 57.89% | 100% | 55.29% | 100% | 42.78% | 100% | 36.84% | 100% | 54.59% | 100% | 50.93% | City Large | 17294.1978 | Pacific
90015 | 1 | LosAngeles | Los Angeles, CA | CA | 2007 | 1281 | 1519976.3015 | 105721.81 | 163672700 | 813 | 134851.4161 | 812 | 58764.9037 | 731 | 48408.9417 | 6708.31 | 10272200 | 289 | 328771.7868 | 289 | 204403.0833 | 289 | 190810.8057 | 22826.8 | 35341500 | 179 | 1056353.0985 | 179 | 680271.8525 | 179 | 645998.1683 | 76186.7 | 118059000 | 1186.5545 | 63.47% | 8.872% | 22.56% | 21.63% | 13.97% | 69.5% | 99.88% | 43.58% | 89.91% | 35.9% | 100% | 62.17% | 100% | 58.04% | 100% | 64.4% | 100% | 61.15% | City Large | 12240.0185 | Pacific
90016 | 1 | LosAngeles | Los Angeles, CA | CA | 2007 | 11002 | 2245715.546 | 131429 | 200518800 | 10437 | 1480658.8138 | 10429 | 695104.1395 | 9547 | 534478.7043 | 73134.3 | 111263000 | 502 | 466413.5672 | 502 | 276732.7118 | 500 | 254630.2952 | 32060.9 | 48998500 | 63 | 298643.165 | 63 | 224363.0611 | 63 | 216319.6915 | 26233.8 | 40257300 | 204.1188 | 94.86% | 65.93% | 4.563% | 20.77% | 0.5726% | 13.3% | 99.92% | 46.95% | 91.47% | 36.1% | 100% | 59.33% | 99.6% | 54.59% | 100% | 75.13% | 100% | 72.43% | City Large | 11908.3627 | Pacific
90017 | 1 | LosAngeles | Los Angeles, CA | CA | 2007 | 656 | 589572.3539 | 31413.76 | 48758750 | 418 | 85488.773 | 417 | 41023.5073 | 388 | 35491.6546 | 4394.66 | 6801050 | 177 | 177630.6757 | 177 | 98641.5489 | 177 | 90788.8196 | 10613.8 | 16470100 | 61 | 326452.9052 | 61 | 152232.0398 | 61 | 142134.7528 | 16405.3 | 25487600 | 898.7383 | 63.72% | 14.5% | 26.98% | 30.13% | 9.299% | 55.37% | 99.76% | 47.99% | 92.82% | 41.52% | 100% | 55.53% | 100% | 51.11% | 100% | 46.63% | 100% | 43.54% | City Large | 33382.2968 | Pacific
90018 | 1 | LosAngeles | Los Angeles, CA | CA | 2007 | 10299 | 1823792.4066 | 107818.67 | 161578800 | 9979 | 1446616.6319 | 9958 | 656898.2879 | 9253 | 523938.9459 | 79853.8 | 118794000 | 294 | 270018.0158 | 294 | 166680.3488 | 294 | 154370.03 | 19197.9 | 29288200 | 26 | 107157.7588 | 26 | 75493.983 | 26 | 71400.9181 | 8766.97 | 13496600 | 177.0844 | 96.89% | 79.32% | 2.855% | 14.81% | 0.2525% | 5.876% | 99.79% | 45.41% | 92.72% | 36.22% | 100% | 61.73% | 100% | 57.17% | 100% | 70.45% | 100% | 66.63% | City Large | 16858.2523 | Pacific
90019 | 1 | LosAngeles | Los Angeles, CA | CA | 2007 | 12923 | 2445126.893 | 123163.79 | 188566600 | 12417 | 1927446.127 | 12403 | 857944.4056 | 11287 | 665675.8509 | 88677.8 | 135341000 | 483 | 422523.4492 | 483 | 251073.5726 | 483 | 227645.3539 | 27373.7 | 42253900 | 23 | 95157.3168 | 23 | 65158.2929 | 23 | 60353.6571 | 7112.29 | 10971700 | 189.2074 | 96.08% | 78.83% | 3.738% | 17.28% | 0.178% | 3.892% | 99.89% | 44.51% | 90.9% | 34.54% | 100% | 59.42% | 100% | 53.88% | 100% | 68.47% | 100% | 63.43% | City Large | 16142.1574 | Pacific
90020 | 1 | LosAngeles | Los Angeles, CA | CA | 2007 | 2104 | 925071.8471 | 55294.47 | 84787300 | 1511 | 303721.2676 | 1503 | 123159.9385 | 1308 | 95760.0928 | 14240.6 | 21318100 | 556 | 483407.221 | 556 | 284235.3027 | 555 | 262596.2472 | 31608.5 | 48823700 | 37 | 137943.3585 | 37 | 85711.1713 | 37 | 80047.2399 | 9445.37 | 14645500 | 439.6729 | 71.82% | 32.83% | 26.43% | 52.26% | 1.759% | 14.91% | 99.47% | 40.55% | 86.57% | 31.53% | 100% | 58.8% | 99.82% | 54.32% | 100% | 62.14% | 100% | 58.03% | City Large | 28996.1341 | Pacific
90021 | 1 | LosAngeles | Los Angeles, CA | CA | 2007 | 786 | 1842223.8249 | 157228.93 | 242589900 | 242 | 44681.7276 | 241 | 25398.8196 | 232 | 22812.1822 | 2818.13 | 4310900 | 285 | 348586.6465 | 285 | 244338.3312 | 285 | 232776.4022 | 28368.8 | 43625000 | 259 | 1448955.4508 | 259 | 1101528.2291 | 259 | 1063320.1746 | 126042 | 194654000 | 2343.7962 | 30.79% | 2.425% | 36.26% | 18.92% | 32.95% | 78.65% | 99.59% | 56.84% | 95.87% | 51.05% | 100% | 70.09% | 100% | 66.78% | 100% | 76.02% | 100% | 73.39% | City Large | 3212.6195 | Pacific
90022 | 1 | LosAngeles | 0 | CA | 2007 | 14103 | 2705990.6944 | 164294.8 | 250248000 | 13631 | 1696137.8613 | 13623 | 742369.1957 | 12134 | 537246.9147 | 78960.3 | 118620000 | 391 | 379464.4298 | 391 | 242899.1667 | 390 | 222993.8869 | 26942 | 41405800 | 81 | 630388.4033 | 81 | 511166.5658 | 81 | 498600.7867 | 58392.5 | 90222200 | 191.8734 | 96.65% | 62.68% | 2.772% | 14.02% | 0.5743% | 23.3% | 99.94% | 43.77% | 89.02% | 31.67% | 100% | 64.01% | 99.74% | 58.77% | 100% | 81.09% | 100% | 79.09% | City Large | 14573.793 | Pacific
90023 | 1 | LosAngeles | Los Angeles, CA | CA | 2007 | 8691 | 2528968.0718 | 179163.9 | 274053000 | 8173 | 1043821.9033 | 8161 | 452325.8017 | 7373 | 344938.3885 | 51905.2 | 78500800 | 377 | 391073.2977 | 377 | 253079.0563 | 377 | 234820.8362 | 29393.9 | 45009200 | 141 | 1094072.8708 | 141 | 818610.0001 | 141 | 791191.6495 | 97864.8 | 150543000 | 290.987 | 94.04% | 41.27% | 4.338% | 15.46% | 1.622% | 43.26% | 99.85% | 43.33% | 90.21% | 33.05% | 100% | 64.71% | 100% | 60.05% | 100% | 74.82% | 100% | 72.32% | City Large | 11700.9153 | Pacific
90024 | 1 | LosAngeles | Los Angeles, CA | CA | 2007 | 4190 | 1867538.9943 | 91598.3 | 140840600 | 3509 | 738027.1827 | 3499 | 264887.2449 | 3147 | 188877.3111 | 28165.5 | 42821400 | 578 | 559347.8809 | 578 | 271796.8016 | 578 | 236728.3612 | 29537.8 | 45579500 | 103 | 570163.9307 | 103 | 307898.8104 | 103 | 284684.7835 | 33895 | 52439700 | 445.7134 | 83.75% | 39.52% | 13.79% | 29.95% | 2.458% | 30.53% | 99.72% | 35.89% | 89.68% | 25.59% | 100% | 48.59% | 100% | 42.32% | 100% | 54% | 100% | 49.93% | City Large | 14508.5592 | Pacific
90025 | 1 | LosAngeles | Los Angeles, CA | CA | 2007 | 5452 | 1984345.3241 | 112430.4 | 173508400 | 4497 | 879145.8799 | 4484 | 381656.863 | 4052 | 309622.357 | 41321.3 | 63333300 | 878 | 780159.708 | 878 | 448151.803 | 876 | 406682.3106 | 48808.8 | 75613800 | 77 | 325039.7362 | 77 | 201103.6222 | 77 | 188581.6226 | 22300.3 | 34561300 | 363.9665 | 82.48% | 44.3% | 16.1% | 39.32% | 1.412% | 16.38% | 99.71% | 43.41% | 90.1% | 35.22% | 100% | 57.44% | 99.77% | 52.13% | 100% | 61.87% | 100% | 58.02% | City Large | 15061.9976 | Pacific
90026 | 1 | LosAngeles | Los Angeles, CA | CA | 2007 | 12481 | 2072527.1618 | 95420.61 | 148115500 | 12046 | 1600002.6581 | 11981 | 615955.3092 | 10043 | 465884.0646 | 66051.4 | 102196000 | 398 | 347916.4863 | 398 | 195126.9705 | 397 | 175794.9787 | 21356 | 33375900 | 37 | 124608.0174 | 37 | 73534.1462 | 37 | 66904.0419 | 8013.21 | 12543600 | 166.0546 | 96.51% | 77.2% | 3.189% | 16.79% | 0.2965% | 6.012% | 99.46% | 38.5% | 83.37% | 29.12% | 100% | 56.08% | 99.75% | 50.53% | 100% | 59.01% | 100% | 53.69% | City Large | 16566.8133 | Pacific
90027 | 1 | LosAngeles | Los Angeles, CA | CA | 2007 | 8408 | 2178864.1935 | 116480.4 | 179778400 | 7676 | 1308665.6379 | 7639 | 540800.4251 | 6684 | 422578.2895 | 59583.7 | 91322200 | 675 | 584909.0585 | 675 | 328035.4882 | 672 | 297586.9262 | 37357.6 | 57880700 | 57 | 285289.4971 | 57 | 176073.4265 | 57 | 165817.1025 | 19539.1 | 30575500 | 259.1418 | 91.29% | 60.06% | 8.028% | 26.84% | 0.6779% | 13.09% | 99.52% | 41.32% | 87.08% | 32.29% | 100% | 56.08% | 99.56% | 50.88% | 100% | 61.72% | 100% | 58.12% | City Large | 5434.5259 | Pacific
90028 | 1 | LosAngeles | Los Angeles, CA | CA | 2007 | 2352 | 1289136.8414 | 77636.6 | 120200800 | 1695 | 305440.175 | 1686 | 132540.31 | 1533 | 111360.6408 | 15265.6 | 23351900 | 569 | 539233.3769 | 568 | 302042.1315 | 567 | 275789.9339 | 33900.4 | 52610300 | 88 | 444463.2895 | 88 | 254319.1293 | 88 | 233744.0256 | 28470.6 | 44238600 | 548.1024 | 72.07% | 23.69% | 24.19% | 41.83% | 3.741% | 34.48% | 99.47% | 43.39% | 90.44% | 36.46% | 99.82% | 56.01% | 99.65% | 51.14% | 100% | 57.22% | 100% | 52.59% | City Large | 21029.1761 | Pacific
90029 | 1 | LosAngeles | Los Angeles, CA | CA | 2007 | 4368 | 1017102.3673 | 61459.31 | 94946100 | 3992 | 600776.4295 | 3982 | 277921.6035 | 3605 | 228993.454 | 31796 | 48710400 | 350 | 304907.1212 | 350 | 185108.9866 | 350 | 171932.4071 | 20917.9 | 32509700 | 26 | 111418.8166 | 26 | 79773.0454 | 26 | 75749.6396 | 8745.41 | 13726000 | 232.8531 | 91.39% | 59.07% | 8.013% | 29.98% | 0.5952% | 10.95% | 99.75% | 46.26% | 90.31% | 38.12% | 100% | 60.71% | 100% | 56.39% | 100% | 71.6% | 100% | 67.99% | City Large | 27080.5736 | Pacific
90031 | 1 | LosAngeles | Los Angeles, CA | CA | 2007 | 6410 | 1470263.4462 | 93448.1 | 144113200 | 6101 | 795959.6261 | 6071 | 324718.5243 | 5293 | 248752.2819 | 38710.4 | 58892500 | 244 | 238741.3999 | 244 | 145932.7075 | 244 | 134407.047 | 16942.3 | 26215600 | 65 | 435562.4201 | 65 | 329564.9222 | 65 | 317211.9627 | 37795.4 | 59005100 | 229.3703 | 95.18% | 54.14% | 3.807% | 16.24% | 1.014% | 29.62% | 99.51% | 40.8% | 86.76% | 31.25% | 100% | 61.13% | 100% | 56.3% | 100% | 75.66% | 100% | 72.83% | City Large | 10489.5492 | Pacific
90032 | 1 | LosAngeles | Los Angeles, CA | CA | 2007 | 10455 | 1743621.3717 | 91023.4 | 139786500 | 10197 | 1324917.7329 | 10160 | 543992.1444 | 8908 | 396177.8702 | 59458.1 | 90539900 | 216 | 202488.8328 | 216 | 121743.5967 | 216 | 111614.7236 | 13817.5 | 21513000 | 42 | 216214.806 | 42 | 155070.5503 | 42 | 148310.2462 | 17747.8 | 27733600 | 166.7739 | 97.53% | 75.99% | 2.066% | 11.61% | 0.4017% | 12.4% | 99.64% | 41.06% | 87.36% | 29.9% | 100% | 60.12% | 100% | 55.12% | 100% | 71.72% | 100% | 68.59% | City Large | 9646.8882 | Pacific
90033 | 1 | LosAngeles | Los Angeles, CA | CA | 2007 | 7064 | 1690749.2411 | 100522.1 | 154240200 | 6621 | 888936.6428 | 6611 | 386415.4963 | 5912 | 301434.0702 | 43760.2 | 66601700 | 363 | 354774.639 | 363 | 216497.5787 | 362 | 199101.8565 | 24376.8 | 37579300 | 80 | 447037.9594 | 80 | 289290.9955 | 80 | 273654.9566 | 32385.1 | 50059200 | 239.3473 | 93.73% | 52.58% | 5.139% | 20.98% | 1.133% | 26.44% | 99.85% | 43.47% | 89.29% | 33.91% | 100% | 61.02% | 99.72% | 56.12% | 100% | 64.71% | 100% | 61.22% | City Large | 14976.7438 | Pacific
90034 | 1 | LosAngeles | Los Angeles, CA | CA | 2007 | 8147 | 2249063.5371 | 126453.9 | 194011100 | 7237 | 1267730.6205 | 7219 | 544721.9457 | 6429 | 416138.1554 | 58396.1 | 88654600 | 857 | 709614.7426 | 857 | 425935.2255 | 856 | 388098.2662 | 46615.6 | 72141200 | 53 | 271718.1741 | 53 | 191317.6776 | 53 | 182070.8277 | 21442.2 | 33215300 | 276.0603 | 88.83% | 56.37% | 10.52% | 31.55% | 0.6505% | 12.08% | 99.75% | 42.97% | 88.84% | 32.83% | 100% | 60.02% | 99.88% | 54.69% | 100% | 70.41% | 100% | 67.01% | City Large | 17308.0432 | Pacific
90035 | 1 | LosAngeles | Los Angeles, CA | CA | 2007 | 6549 | 1515103.9718 | 78212.8 | 119404340 | 6163 | 1103278.4103 | 6157 | 489137.1952 | 5727 | 382284.0764 | 52022.4 | 79017600 | 365 | 325732.5286 | 365 | 189203.3524 | 364 | 170005.3274 | 20522 | 31616200 | 21 | 86093.0329 | 21 | 51818.556 | 21 | 47740.5442 | 5668.4 | 8770540 | 231.3489 | 94.11% | 72.82% | 5.573% | 21.5% | 0.3207% | 5.682% | 99.9% | 44.33% | 92.93% | 34.65% | 100% | 58.09% | 99.73% | 52.19% | 100% | 60.19% | 100% | 55.45% | City Large | 14107.8911 | Pacific
90036 | 1 | LosAngeles | Los Angeles, CA | CA | 2007 | 6051 | 1847196.9043 | 102880.2 | 158271500 | 5590 | 1017737.6632 | 5586 | 492473.2217 | 5299 | 399660.2584 | 51374.2 | 78765700 | 366 | 364639.1921 | 366 | 197889.935 | 366 | 175914.7203 | 21529.3 | 33142900 | 95 | 464820.0491 | 95 | 277148.5785 | 95 | 252286.523 | 29976.7 | 46362900 | 305.2713 | 92.38% | 55.1% | 6.049% | 19.74% | 1.57% | 25.16% | 99.93% | 48.39% | 94.79% | 39.27% | 100% | 54.27% | 100% | 48.24% | 100% | 59.62% | 100% | 54.28% | City Large | 14315.3032 | Pacific
90037 | 1 | LosAngeles | Los Angeles, CA | CA | 2007 | 8939 | 1748662.8036 | 116891.8 | 172748700 | 8630 | 1281500.9645 | 8623 | 616168.6207 | 8177 | 504649.3246 | 80823.1 | 117437000 | 277 | 274492.1095 | 277 | 174590.3781 | 276 | 162201.0831 | 19973.7 | 30632400 | 32 | 192669.7296 | 32 | 128446.445 | 32 | 123447.7831 | 16095 | 24679300 | 195.6217 | 96.54% | 73.28% | 3.099% | 15.7% | 0.358% | 11.02% | 99.92% | 48.08% | 94.75% | 39.38% | 100% | 63.6% | 99.64% | 59.09% | 100% | 66.67% | 100% | 64.07% | City Large | 21330.4168 | Pacific
90038 | 1 | LosAngeles | Los Angeles, CA | CA | 2007 | 3329 | 1253876.6046 | 80814.2 | 124780000 | 2812 | 484692.3438 | 2806 | 235394.0044 | 2589 | 200213.2191 | 26762.7 | 40972100 | 426 | 407331.0914 | 426 | 243092.5173 | 426 | 223412.9018 | 27453.5 | 42606200 | 91 | 361853.1694 | 91 | 225628.6429 | 91 | 208935.2824 | 26598 | 41201700 | 376.6526 | 84.47% | 38.66% | 12.8% | 32.49% | 2.734% | 28.86% | 99.79% | 48.57% | 92.07% | 41.31% | 100% | 59.68% | 100% | 54.85% | 100% | 62.35% | 100% | 57.74% | City Large | 16710.6864 | Pacific
90039 | 1 | LosAngeles | Los Angeles, CA | CA | 2007 | 10083 | 2019523.8803 | 114550.1 | 177847400 | 9692 | 1245744.3743 | 9643 | 485761.9058 | 8222 | 359773.5213 | 51734.7 | 79620300 | 305 | 288721.0697 | 305 | 178525.5385 | 304 | 164240.2992 | 20033 | 31211000 | 86 | 485058.4363 | 86 | 379642.9491 | 86 | 366921.1139 | 42782.4 | 67016100 | 200.29 | 96.12% | 61.69% | 3.025% | 14.3% | 0.8529% | 24.02% | 99.49% | 38.99% | 84.83% | 28.88% | 100% | 61.83% | 99.67% | 56.89% | 100% | 78.27% | 100% | 75.64% | City Large | 6886.0432 | Pacific
90040 | 1 | LosAngeles | 0 | CA | 2007 | 3507 | 4329313.7229 | 389512.4 | 592737900 | 2693 | 346796.1137 | 2690 | 158554.3105 | 2348 | 110853.8482 | 16821.3 | 25025000 | 390 | 465447.735 | 390 | 319331.4671 | 390 | 299561.3714 | 36215.1 | 54847900 | 424 | 3517069.8742 | 424 | 2967690.0888 | 424 | 2907882.1749 | 336476 | 512865000 | 1234.4778 | 76.79% | 8.01% | 11.12% | 10.75% | 12.09% | 81.24% | 99.89% | 45.72% | 87.19% | 31.97% | 100% | 68.61% | 100% | 64.36% | 100% | 84.38% | 100% | 82.68% | City Small | 1960.8209 | Pacific
90041 | 1 | LosAngeles | Los Angeles, CA | CA | 2007 | 7996 | 1375836.6329 | 63655.52 | 97698400 | 7777 | 1096118.8129 | 7719 | 416074.9535 | 6452 | 300061.8157 | 44115 | 67296500 | 200 | 187756.2481 | 200 | 110603.4096 | 199 | 101103.6265 | 12476.5 | 19361700 | 19 | 91961.5719 | 19 | 63272.4252 | 19 | 59050.8262 | 7064.02 | 11040200 | 172.0656 | 97.26% | 79.67% | 2.501% | 13.65% | 0.2376% | 6.684% | 99.25% | 37.96% | 82.96% | 27.37% | 100% | 58.91% | 99.5% | 53.85% | 100% | 68.8% | 100% | 64.21% | City Large | 7160.3539 | Pacific
90042 | 1 | LosAngeles | Los Angeles, CA | CA | 2007 | 13078 | 2076456.1231 | 96387.9 | 147608800 | 12676 | 1645235.5889 | 12606 | 638914.0609 | 10710 | 453497.2902 | 68916.4 | 104831000 | 370 | 315958.1789 | 370 | 179304.9213 | 368 | 160596.8332 | 19965.9 | 31073000 | 32 | 115262.3552 | 32 | 69230.3616 | 32 | 61776.8659 | 7505.6 | 11704800 | 158.7747 | 96.93% | 79.23% | 2.829% | 15.22% | 0.2447% | 5.551% | 99.45% | 38.83% | 84.49% | 27.56% | 100% | 56.75% | 99.46% | 50.83% | 100% | 60.06% | 100% | 53.6% | City Large | 13170.0693 | Pacific
90043 | 1 | LosAngeles | Los Angeles, CA | CA | 2007 | 13742 | 2273325.6082 | 122439.91 | 184768100 | 13389 | 1925664.9148 | 13384 | 850235.8519 | 12361 | 663123.1224 | 97007.9 | 145844000 | 331 | 256063.4514 | 331 | 154514.1711 | 331 | 143539.9484 | 18210 | 27828700 | 22 | 91597.242 | 22 | 62303.9275 | 22 | 58984.2687 | 7222.01 | 11095400 | 165.429 | 97.43% | 84.71% | 2.409% | 11.26% | 0.1601% | 4.029% | 99.96% | 44.15% | 92.32% | 34.44% | 100% | 60.34% | 100% | 56.06% | 100% | 68.02% | 100% | 64.4% | City Large | 10684.6158 | Pacific
90044 | 1 | LosAngeles | 0 | CA | 2007 | 18499 | 2713761.9841 | 167882.1 | 250148600 | 18082 | 2269345.8058 | 18069 | 1138990.8675 | 16722 | 887756.7682 | 133541 | 197608000 | 392 | 322746.524 | 392 | 204487.3842 | 392 | 189944.8079 | 23920 | 36484600 | 25 | 121669.6543 | 25 | 90144.6003 | 25 | 86738.0358 | 10421.1 | 16056000 | 146.6978 | 97.75% | 83.62% | 2.119% | 11.89% | 0.1351% | 4.483% | 99.93% | 50.19% | 92.48% | 39.12% | 100% | 63.36% | 100% | 58.85% | 100% | 74.09% | 100% | 71.29% | City Large | 16933.2115 | Pacific
90045 | 1 | LosAngeles | Los Angeles, CA | CA | 2007 | 10811 | 3473976.6454 | 220502.7 | 336460300 | 10197 | 1677531.0185 | 10194 | 696381.858 | 9606 | 498909.3738 | 79964.5 | 119395000 | 425 | 467438.6831 | 425 | 291219.0787 | 425 | 268768.3035 | 33493.2 | 51357300 | 189 | 1329006.9438 | 189 | 950666.4266 | 189 | 907884.2186 | 107045 | 165708000 | 321.3372 | 94.32% | 48.29% | 3.931% | 13.46% | 1.748% | 38.26% | 99.97% | 41.51% | 94.2% | 29.74% | 100% | 62.3% | 100% | 57.5% | 100% | 71.53% | 100% | 68.31% | City Large | 4562.3399 | Pacific
90046 | 1 | LosAngeles | Los Angeles, CA | CA | 2007 | 9300 | 2482206.8133 | 129142.79 | 200177000 | 8376 | 1563080.0859 | 8248 | 634458.8231 | 7052 | 512586.6718 | 67932.3 | 105158000 | 887 | 783004.7888 | 887 | 451877.3551 | 887 | 411717.331 | 51351.4 | 79633900 | 37 | 136121.9386 | 37 | 89264.8586 | 37 | 83068.0215 | 9859.09 | 15385100 | 266.904 | 90.06% | 62.97% | 9.538% | 31.54% | 0.3978% | 5.484% | 98.47% | 40.59% | 84.19% | 32.79% | 100% | 57.71% | 100% | 52.58% | 100% | 65.58% | 100% | 61.02% | City Large | 8357.6259 | Pacific
90047 | 1 | LosAngeles | Los Angeles, CA | CA | 2007 | 15196 | 2352971.4676 | 140147.9 | 211543400 | 14916 | 1881588.5076 | 14908 | 926081.8157 | 13981 | 721688.0916 | 102728 | 153958000 | 239 | 236235.7639 | 239 | 151920.9051 | 239 | 141947.59 | 17593.7 | 26956400 | 41 | 235147.1962 | 41 | 172502.6864 | 41 | 165581.3032 | 19826.2 | 30629000 | 154.8415 | 98.16% | 79.97% | 1.573% | 10.04% | 0.2698% | 9.994% | 99.95% | 49.22% | 93.73% | 38.36% | 100% | 64.31% | 100% | 60.09% | 100% | 73.36% | 100% | 70.42% | City Large | 10580.6662 | Pacific
90048 | 1 | LosAngeles | Los Angeles, CA | CA | 2007 | 5567 | 1482892.5068 | 79122.1 | 121721900 | 5160 | 876556.0162 | 5156 | 414282.1235 | 4879 | 330511.1029 | 42755.7 | 65468700 | 366 | 359508.9574 | 366 | 204795.3797 | 366 | 184709.4482 | 22159.3 | 34193600 | 41 | 246827.5332 | 41 | 133498.2747 | 41 | 122805.416 | 14207.1 | 22059600 | 266.3719 | 92.69% | 59.11% | 6.574% | 24.24% | 0.7365% | 16.65% | 99.92% | 47.26% | 94.55% | 37.71% | 100% | 56.97% | 100% | 51.38% | 100% | 54.09% | 100% | 49.75% | City Large | 11602.4829 | Pacific
90049 | 1 | LosAngeles | Los Angeles, CA | CA | 2007 | 9583 | 3224641.6357 | 141914 | 215852100 | 8224 | 2032495.7283 | 8174 | 722869.2589 | 7273 | 530222.2193 | 79277.4 | 119834000 | 1307 | 948843.1447 | 1307 | 432509.8092 | 1292 | 364887.8289 | 48418.3 | 74116400 | 52 | 243302.7627 | 52 | 128006.6581 | 52 | 115758.3877 | 14218.3 | 21901700 | 336.496 | 85.82% | 63.03% | 13.64% | 29.42% | 0.5426% | 7.545% | 99.39% | 35.57% | 88.44% | 26.09% | 100% | 45.58% | 98.85% | 38.46% | 100% | 52.61% | 100% | 47.58% | City Large | 1981.6126 | Pacific
90056 | 1 | LosAngeles | 0 | CA | 2007 | 3026 | 921740.2263 | 53315.97 | 79962390 | 2798 | 706166.3165 | 2795 | 310227.0006 | 2633 | 239492.4088 | 37809.5 | 56065600 | 214 | 143557.3718 | 214 | 83138.611 | 214 | 74804.1271 | 9473.85 | 14534900 | 14 | 72016.538 | 14 | 54209.2475 | 14 | 52037.7118 | 6032.62 | 9361890 | 304.6068 | 92.47% | 76.61% | 7.072% | 15.57% | 0.4627% | 7.813% | 99.89% | 43.93% | 94.1% | 33.91% | 100% | 57.91% | 100% | 52.11% | 100% | 75.27% | 100% | 72.26% | Suburb Large | 4853.1952 | Pacific
90057 | 1 | LosAngeles | Los Angeles, CA | CA | 2007 | 1411 | 676045.6013 | 40433.77 | 63299900 | 1014 | 187539.4546 | 1010 | 81921.3779 | 905 | 68104.804 | 9151.59 | 14229400 | 353 | 338989.3012 | 353 | 198696.1649 | 353 | 182660.8449 | 21565.3 | 33823300 | 44 | 149516.8456 | 44 | 89407.2942 | 44 | 83320.1739 | 9716.88 | 15247200 | 479.1252 | 71.86% | 27.74% | 25.02% | 50.14% | 3.118% | 22.12% | 99.61% | 43.68% | 89.25% | 36.31% | 100% | 58.61% | 100% | 53.88% | 100% | 59.8% | 100% | 55.73% | City Large | 46376.5662 | Pacific
90058 | 1 | LosAngeles | 0 | CA | 2007 | 2000 | 5184053.0914 | 477628.61 | 735494800 | 924 | 151685.1721 | 921 | 83290.7067 | 836 | 72484.5801 | 9475.11 | 14416300 | 502 | 597876.4025 | 502 | 413273.993 | 502 | 394217.0781 | 49748.5 | 75935500 | 574 | 4434491.5168 | 574 | 3560824.0123 | 574 | 3490366.213 | 418405 | 645143000 | 2592.0265 | 46.2% | 2.926% | 25.1% | 11.53% | 28.7% | 85.54% | 99.68% | 54.91% | 90.48% | 47.79% | 100% | 69.12% | 100% | 65.94% | 100% | 80.3% | 100% | 78.71% | City Large | 1854.6453 | Pacific
90059 | 1 | LosAngeles | 0 | CA | 2007 | 8238 | 1520821.1598 | 100318.5 | 150965000 | 8010 | 1030127.1069 | 8002 | 502670.7256 | 7287 | 378813.6374 | 58317.1 | 86287700 | 177 | 158879.2233 | 177 | 105224.7172 | 177 | 98721.1738 | 12412.8 | 18973500 | 51 | 331814.8295 | 51 | 260170.5275 | 51 | 252905.4725 | 29588.6 | 45703800 | 184.6105 | 97.23% | 67.73% | 2.149% | 10.45% | 0.6191% | 21.82% | 99.9% | 48.8% | 90.97% | 36.77% | 100% | 66.23% | 100% | 62.14% | 100% | 78.41% | 100% | 76.22% | City Large | 12364.1032 | Pacific
90061 | 1 | LosAngeles | 0 | CA | 2007 | 5798 | 1445535.9958 | 111878.7 | 170085100 | 5536 | 709462.0526 | 5530 | 355236.365 | 5124 | 271824.8612 | 42472.1 | 62447100 | 170 | 184135.1158 | 170 | 139487.3499 | 169 | 133595.7364 | 15667.5 | 24245200 | 92 | 551938.8274 | 92 | 477336.2722 | 92 | 469555.8754 | 53739.1 | 83392800 | 249.3163 | 95.48% | 49.08% | 2.932% | 12.74% | 1.587% | 38.18% | 99.89% | 50.07% | 92.56% | 38.31% | 100% | 75.75% | 99.41% | 72.55% | 100% | 86.48% | 100% | 85.07% | City Large | 9917.2099 | Pacific
90062 | 1 | LosAngeles | Los Angeles, CA | CA | 2007 | 7550 | 1166582.4645 | 68911.11 | 102010120 | 7437 | 1057236.8046 | 7430 | 484345.6386 | 6926 | 391282.634 | 61109.6 | 90041500 | 108 | 92843.8707 | 108 | 56158.6827 | 108 | 51986.7885 | 6492.21 | 9938550 | 5 | 16501.7892 | 5 | 11933.8157 | 5 | 11383.9566 | 1309.3 | 2030070 | 154.5142 | 98.5% | 90.63% | 1.43% | 7.959% | 0.06623% | 1.415% | 99.91% | 45.81% | 93.13% | 37.01% | 100% | 60.49% | 100% | 55.99% | 100% | 72.32% | 100% | 68.99% | City Large | 16824.4777 | Pacific
90063 | 1 | LosAngeles | 0 | CA | 2007 | 10880 | 1857807.6979 | 107907.7 | 163270100 | 10627 | 1287190.4441 | 10618 | 550086.6142 | 9552 | 413032.1914 | 62705.2 | 94075200 | 188 | 185416.3413 | 188 | 115015.6069 | 188 | 106086.3643 | 13320.8 | 20298500 | 65 | 385200.9125 | 65 | 271642.6103 | 65 | 260403.1128 | 31881.7 | 48896400 | 170.7544 | 97.67% | 69.29% | 1.728% | 9.98% | 0.5974% | 20.73% | 99.92% | 42.74% | 89.88% | 32.09% | 100% | 62.03% | 100% | 57.22% | 100% | 70.52% | 100% | 67.6% | City Large | 15583.8303 | Pacific
90064 | 1 | LosAngeles | Los Angeles, CA | CA | 2007 | 8185 | 1917575.8096 | 97194.2 | 148645500 | 7786 | 1261263.0322 | 7765 | 471976.6529 | 6787 | 339400.2253 | 51589.6 | 78123600 | 338 | 333284.0738 | 338 | 191494.6573 | 338 | 171764.4018 | 21022.5 | 32462400 | 61 | 323028.7036 | 61 | 219440.4031 | 61 | 205691.9842 | 24582.1 | 38059500 | 234.2793 | 95.13% | 65.77% | 4.13% | 17.38% | 0.7453% | 16.85% | 99.73% | 37.42% | 87.17% | 26.91% | 100% | 57.46% | 100% | 51.54% | 100% | 67.93% | 100% | 63.68% | City Large | 7467.4396 | Pacific
90065 | 1 | LosAngeles | Los Angeles, CA | CA | 2007 | 12274 | 2017489.4071 | 98549.2 | 152399800 | 11958 | 1560265.7654 | 11872 | 588838.2945 | 9953 | 425674.4818 | 63541.9 | 97673800 | 272 | 262498.0957 | 272 | 161713.3095 | 272 | 149524.0551 | 18491.5 | 28842800 | 44 | 194725.5461 | 44 | 146517.4277 | 44 | 140863.7598 | 16515.8 | 25883200 | 164.371 | 97.43% | 77.34% | 2.216% | 13.01% | 0.3585% | 9.652% | 99.28% | 37.74% | 83.23% | 27.28% | 100% | 61.61% | 100% | 56.96% | 100% | 75.24% | 100% | 72.34% | City Large | 9257.6245 | Pacific
90066 | 1 | LosAngeles | Los Angeles, CA | CA | 2007 | 13925 | 2890442.9865 | 155019.3 | 237814100 | 13314 | 2009378.8833 | 13300 | 801732.2933 | 11813 | 593874.9276 | 89989 | 136955000 | 534 | 457794.8532 | 534 | 272051.7209 | 534 | 247000.1048 | 29854.2 | 46194100 | 77 | 423269.2499 | 77 | 318888.0091 | 77 | 304694.7676 | 35176.1 | 54665000 | 207.5722 | 95.61% | 69.52% | 3.835% | 15.84% | 0.553% | 14.64% | 99.89% | 39.9% | 88.73% | 29.56% | 100% | 59.43% | 100% | 53.95% | 100% | 75.34% | 100% | 71.99% | City Large | 11420.0612 | Pacific
90067 | 1 | LosAngeles | Los Angeles, CA | CA | 2007 | 198 | 371851.0946 | 21823.258 | 33784525 | 75 | 17013.8008 | 72 | 5476.8643 | 63 | 4037.3822 | 545.958 | 838095 | 72 | 94552.4666 | 72 | 43098.53 | 71 | 37541.8676 | 4670.5 | 7210930 | 51 | 260284.8272 | 51 | 149943.0309 | 51 | 139910.5972 | 16606.8 | 25735500 | 1878.0358 | 37.88% | 4.575% | 36.36% | 25.43% | 25.76% | 70% | 96% | 32.19% | 84% | 23.73% | 100% | 45.58% | 98.61% | 39.7% | 100% | 57.61% | 100% | 53.75% | City Large | 5871.0649 | Pacific
90068 | 1 | LosAngeles | Los Angeles, CA | CA | 2007 | 7059 | 1471159.4422 | 60595.83 | 93859930 | 6770 | 1159482.5056 | 6672 | 395324.9998 | 5277 | 295825.0221 | 41216 | 63564900 | 267 | 234337.608 | 267 | 126079.5525 | 266 | 113752.8243 | 13890.8 | 21682500 | 22 | 77339.3286 | 22 | 50223.2252 | 22 | 47659.513 | 5489.03 | 8612530 | 208.409 | 95.91% | 78.81% | 3.782% | 15.93% | 0.3117% | 5.257% | 98.55% | 34.09% | 77.95% | 25.51% | 100% | 53.8% | 99.63% | 48.54% | 100% | 64.94% | 100% | 61.62% | City Large | 3030.0775 | Pacific
90069 | 1 | LosAngeles | Los Angeles, CA | CA | 2007 | 4124 | 1344453.3199 | 70408.4 | 108337900 | 3511 | 687954.6341 | 3490 | 284501.2522 | 3093 | 222612.0965 | 29520.3 | 45227200 | 568 | 489315.2207 | 568 | 267669.4843 | 568 | 235376.5269 | 29051.8 | 44812400 | 45 | 167183.4651 | 45 | 106799.4426 | 45 | 99299.284 | 11836.3 | 18298300 | 326.0071 | 85.14% | 51.17% | 13.77% | 36.4% | 1.091% | 12.44% | 99.4% | 41.35% | 88.09% | 32.36% | 100% | 54.7% | 100% | 48.1% | 100% | 63.88% | 100% | 59.4% | City Large | 9533.4888 | Pacific
90071 | 1 | LosAngeles | Los Angeles, CA | CA | 2007 | 16 | 52129.6436 | 717.5408 | 1116032.8 | 4 | 823.9238 | 4 | 277.0737 | 3 | 265.0737 | 29.6878 | 46225.8 | 3 | 4507.0691 | 2 | 1484.4719 | 2 | 1367.5444 | 155.418 | 241890 | 9 | 46798.6507 | 9 | 5347.766 | 8 | 4628.9014 | 532.435 | 827917 | 3258.1027 | 25% | 1.581% | 18.75% | 8.646% | 56.25% | 89.77% | 100% | 33.63% | 75% | 32.17% | 66.67% | 32.94% | 66.67% | 30.34% | 100% | 11.43% | 88.89% | 9.891% | City Large | 14653.9059 | Pacific
90077 | 1 | LosAngeles | Los Angeles, CA | CA | 2007 | 3778 | 1249317.5705 | 49527.64 | 74829430 | 3156 | 776024.4982 | 3091 | 252418.9533 | 2553 | 188638.3518 | 28637 | 43135300 | 611 | 421462.2666 | 611 | 158163.0897 | 608 | 122643.9397 | 18053.2 | 27291800 | 11 | 51830.8058 | 11 | 26248.8463 | 11 | 23380.6879 | 2837.44 | 4402330 | 330.6823 | 83.54% | 62.12% | 16.17% | 33.74% | 0.2912% | 4.149% | 97.94% | 32.53% | 80.89% | 24.31% | 100% | 37.53% | 99.51% | 29.1% | 100% | 50.64% | 100% | 45.11% | City Large | 1446.6862 | Pacific
90089 | 1 | LosAngeles | Los Angeles, CA | CA | 2007 | 70 | 79848.9448 | 4240.015 | 6561612 | 27 | 5288.7947 | 27 | 1839.1045 | 18 | 1406.4273 | 192.995 | 297122 | 35 | 40819.0123 | 35 | 16128.2216 | 34 | 13710.7624 | 1793.56 | 2769620 | 8 | 33741.1378 | 8 | 20152.5663 | 8 | 18826.5637 | 2253.46 | 3494870 | 1140.6992 | 38.57% | 6.623% | 50% | 51.12% | 11.43% | 42.26% | 100% | 34.77% | 66.67% | 26.59% | 100% | 39.51% | 97.14% | 33.59% | 100% | 59.73% | 100% | 55.8% | City Large | 11981.6176 | Pacific
90094 | 1 | LosAngeles | Los Angeles, CA | CA | 2007 | 235 | 185686.279 | 10000.308 | 15372210 | 154 | 20869.5931 | 154 | 6790.3587 | 116 | 4370.1677 | 668.718 | 1022830 | 57 | 65467.2538 | 57 | 30530.9958 | 57 | 24316.1101 | 3237.29 | 4979870 | 24 | 99349.4322 | 24 | 53317.0279 | 24 | 48112.5612 | 6094.3 | 9369510 | 790.1544 | 65.53% | 11.24% | 24.26% | 35.26% | 10.21% | 53.5% | 100% | 32.54% | 75.32% | 20.94% | 100% | 46.64% | 100% | 37.14% | 100% | 53.67% | 100% | 48.43% | City Large | 6032.814 | Pacific
90095 | 1 | LosAngeles | Los Angeles, CA | CA | 2007 | 8 | 13864.1038 | 671.548 | 1051227 | 1 | 86.7885 | 1 | 20.9588 | 0 | 0 | 0 | 0 | 5 | 7494.7045 | 5 | 3025.2925 | 5 | 2751.2632 | 318.19 | 494939 | 2 | 6282.6108 | 2 | 2635.6295 | 2 | 2441.8191 | 353.358 | 556288 | 1733.013 | 12.5% | 0.626% | 62.5% | 54.06% | 25% | 45.32% | 100% | 24.15% | 0% | 0% | 100% | 40.37% | 100% | 36.71% | 100% | 41.95% | 100% | 38.87% | City Large | 15165.0301 | Pacific
90201 | 1 | LosAngeles | 0 | CA | 2007 | 17683 | 3213127.5868 | 196566.8 | 291790500 | 16978 | 2164020.2818 | 16955 | 1044088.2926 | 15365 | 746670.3741 | 113466 | 166556000 | 609 | 554726.1641 | 609 | 358706.6923 | 608 | 327385.468 | 40871.7 | 61243300 | 96 | 494381.141 | 96 | 371331.408 | 96 | 355438.3831 | 42229.1 | 63991200 | 181.7072 | 96.01% | 67.35% | 3.444% | 17.26% | 0.5429% | 15.39% | 99.86% | 48.25% | 90.5% | 34.5% | 100% | 64.66% | 99.84% | 59.02% | 100% | 75.11% | 100% | 71.9% | City Large | 17558.7596 | Pacific
90210 | 1 | LosAngeles | Los Angeles, CA | CA | 2007 | 8798 | 3214128.5913 | 145245.4 | 222259400 | 6880 | 1653504.0618 | 6809 | 586385.7928 | 5769 | 441197.8234 | 63275.1 | 96337600 | 1864 | 1262086.219 | 1864 | 582960.8061 | 1852 | 488198.2901 | 64249.8 | 98466300 | 54 | 298538.3105 | 54 | 163158.638 | 54 | 149189.997 | 17720.5 | 27455500 | 365.3249 | 78.2% | 51.44% | 21.19% | 39.27% | 0.6138% | 9.288% | 98.97% | 35.46% | 83.85% | 26.68% | 100% | 46.19% | 99.36% | 38.68% | 100% | 54.65% | 100% | 49.97% | City Large | 2261.8603 | Pacific
90211 | 1 | LosAngeles | 0 | CA | 2007 | 1883 | 522571.0571 | 28350.81 | 43644250 | 1729 | 311873.0291 | 1728 | 147152.6168 | 1644 | 118604.5124 | 15414.9 | 23686000 | 126 | 120444.3981 | 126 | 65501.3976 | 126 | 58036.1437 | 7042.32 | 10851100 | 28 | 90253.6299 | 28 | 53425.348 | 28 | 49776.9064 | 5893.59 | 9107150 | 277.5205 | 91.82% | 59.68% | 6.691% | 23.05% | 1.487% | 17.27% | 99.94% | 47.18% | 95.08% | 38.03% | 100% | 54.38% | 100% | 48.19% | 100% | 59.19% | 100% | 55.15% | Suburb Large | 12092.5254 | Pacific
90212 | 1 | LosAngeles | 0 | CA | 2007 | 2334 | 663059.3032 | 35144.17 | 53547870 | 2143 | 414402.4952 | 2143 | 186524.222 | 2031 | 148624.4332 | 20548.7 | 31085600 | 166 | 153082.9475 | 166 | 81385.7363 | 165 | 72124.5957 | 8928.48 | 13724500 | 25 | 95573.8605 | 25 | 52134.4837 | 25 | 47652.3336 | 5666.99 | 8737770 | 284.0871 | 91.82% | 62.5% | 7.112% | 23.09% | 1.071% | 14.41% | 100% | 45.01% | 94.77% | 35.86% | 100% | 53.16% | 99.4% | 47.11% | 100% | 54.55% | 100% | 49.86% | Suburb Large | 12528.8343 | Pacific
90220 | 1 | LosAngeles | 0 | CA | 2007 | 12867 | 4674293.9712 | 388692.3 | 586939400 | 12206 | 1694920.1693 | 12201 | 842856.4661 | 11387 | 640575.9454 | 97594.5 | 142816000 | 326 | 321429.4273 | 326 | 228062.4991 | 326 | 216372.5448 | 26101.8 | 39417400 | 335 | 2657944.3745 | 335 | 2365954.2699 | 335 | 2344885.0213 | 264996 | 404706000 | 363.2777 | 94.86% | 36.26% | 2.534% | 6.877% | 2.604% | 56.86% | 99.96% | 49.73% | 93.29% | 37.79% | 100% | 70.95% | 100% | 67.32% | 100% | 89.01% | 100% | 88.22% | City Small | 6309.3063 | Pacific
90221 | 1 | LosAngeles | 0 | CA | 2007 | 11746 | 3008839.7939 | 223285 | 335904000 | 11226 | 1399388.5032 | 11207 | 654203.5614 | 10162 | 481957.5717 | 73599.3 | 108107000 | 328 | 326613.9047 | 328 | 223911.4004 | 328 | 209381.9986 | 25653.7 | 38588000 | 192 | 1282837.3861 | 192 | 1107552.1927 | 192 | 1087430.0668 | 124032 | 189209000 | 256.1587 | 95.57% | 46.51% | 2.792% | 10.86% | 1.635% | 42.64% | 99.83% | 46.75% | 90.52% | 34.44% | 100% | 68.56% | 100% | 64.11% | 100% | 86.34% | 100% | 84.77% | City Small | 9981.7409 | Pacific
90222 | 1 | LosAngeles | 0 | CA | 2007 | 7243 | 1253574.823 | 77703.6 | 116562400 | 7033 | 862199.2108 | 7026 | 410320.4887 | 6261 | 290727.1255 | 45539.6 | 67577000 | 176 | 164823.3281 | 176 | 106982.7808 | 176 | 99102.3418 | 12892.6 | 19523400 | 34 | 226552.284 | 34 | 159873.8479 | 34 | 151890.2838 | 19271.4 | 29462000 | 173.074 | 97.1% | 68.78% | 2.43% | 13.15% | 0.4694% | 18.07% | 99.9% | 47.59% | 89.02% | 33.72% | 100% | 64.91% | 100% | 60.13% | 100% | 70.57% | 100% | 67.04% | City Small | 12178.4833 | Pacific
90230 | 1 | LosAngeles | 0 | CA | 2007 | 6397 | 1672540.4551 | 95711.5 | 146760500 | 5891 | 907377.9607 | 5886 | 358215.4951 | 5371 | 265877.5645 | 40777.8 | 61732600 | 446 | 415096.2906 | 446 | 239284.6693 | 444 | 216291.5295 | 26498.8 | 40860100 | 60 | 350066.2038 | 60 | 257260.1206 | 60 | 245534.0194 | 28434.9 | 44167800 | 261.457 | 92.09% | 54.25% | 6.972% | 24.82% | 0.9379% | 20.93% | 99.92% | 39.48% | 91.17% | 29.3% | 100% | 57.65% | 99.55% | 52.11% | 100% | 73.49% | 100% | 70.14% | Suburb Large | 7157.7658 | Pacific
90232 | 1 | LosAngeles | 0 | CA | 2007 | 4638 | 1398857.476 | 85238.4 | 130899100 | 4234 | 628995.6502 | 4227 | 256059.7359 | 3797 | 194575.4041 | 29330.3 | 44677400 | 297 | 316050.2258 | 297 | 190825.9937 | 297 | 174616.2075 | 21436.1 | 33045200 | 107 | 453811.6 | 107 | 303708.8323 | 107 | 284633.5532 | 34472 | 53176500 | 301.6079 | 91.29% | 44.96% | 6.404% | 22.59% | 2.307% | 32.44% | 99.83% | 40.71% | 89.68% | 30.93% | 100% | 60.38% | 100% | 55.25% | 100% | 66.92% | 100% | 62.72% | Suburb Large | 8608.5233 | Pacific
90240 | 1 | LosAngeles | 0 | CA | 2007 | 6611 | 1469357.281 | 80077.3 | 119257080 | 6344 | 1207953.0948 | 6342 | 518274.3179 | 5992 | 385593.2558 | 61588.4 | 91256700 | 249 | 185299.6517 | 249 | 106929.5472 | 249 | 95647.1572 | 12191.5 | 18409100 | 18 | 76104.5344 | 18 | 57157.0175 | 18 | 54252.5888 | 6297.4 | 9591280 | 222.2595 | 95.96% | 82.21% | 3.766% | 12.61% | 0.2723% | 5.179% | 99.97% | 42.91% | 94.45% | 31.92% | 100% | 57.71% | 100% | 51.62% | 100% | 75.1% | 100% | 71.29% | Suburb Large | 8341.6567 | Pacific
90241 | 1 | LosAngeles | 0 | CA | 2007 | 9855 | 2854475.3074 | 185143.5 | 277694700 | 9129 | 1632963.954 | 9123 | 724061.9819 | 8641 | 558362.4476 | 87344.2 | 129896000 | 626 | 571964.7845 | 626 | 348537.8134 | 626 | 319774.0328 | 40170.5 | 60774200 | 100 | 649546.5688 | 100 | 498759.1774 | 100 | 480126.5102 | 57628.8 | 87024500 | 289.6474 | 92.63% | 57.21% | 6.352% | 20.04% | 1.015% | 22.76% | 99.93% | 44.34% | 94.65% | 34.19% | 100% | 60.94% | 100% | 55.91% | 100% | 76.79% | 100% | 73.92% | Suburb Large | 8874.4949 | Pacific
90242 | 1 | LosAngeles | 0 | CA | 2007 | 9410 | 2206607.2128 | 140900.8 | 210861600 | 8986 | 1340677.0249 | 8976 | 593510.3587 | 8393 | 447783.2815 | 71536.4 | 105573000 | 353 | 317084.7277 | 353 | 197195.4011 | 352 | 182027.4169 | 22631.2 | 34146200 | 71 | 548845.4602 | 71 | 399950.7108 | 71 | 383262.9229 | 46733.2 | 71142400 | 234.496 | 95.49% | 60.76% | 3.751% | 14.37% | 0.7545% | 24.87% | 99.89% | 44.27% | 93.4% | 33.4% | 100% | 62.19% | 99.72% | 57.41% | 100% | 72.87% | 100% | 69.83% | Suburb Large | 9662.0009 | Pacific
90245 | 1 | LosAngeles | 0 | CA | 2007 | 5584 | 2609965.215 | 192759.6 | 296307800 | 4920 | 815432.2233 | 4913 | 362629.2547 | 4436 | 284946.2984 | 42732.3 | 63653700 | 469 | 499772.829 | 469 | 330668.9699 | 466 | 311180.39 | 37144.3 | 57456100 | 195 | 1294760.1626 | 195 | 1008693.0084 | 195 | 974570.7347 | 112883 | 175198000 | 467.4006 | 88.11% | 31.24% | 8.399% | 19.15% | 3.492% | 49.61% | 99.86% | 44.47% | 90.16% | 34.94% | 100% | 66.16% | 99.36% | 62.26% | 100% | 77.91% | 100% | 75.27% | Suburb Large | 3106.3517 | Pacific
90247 | 1 | LosAngeles | 0 | CA | 2007 | 9849 | 2284091.0194 | 150734.1 | 226783800 | 9186 | 1427778.4486 | 9177 | 674243.9331 | 8497 | 521331.4748 | 81013.5 | 120027000 | 591 | 532895.6173 | 591 | 349923.7439 | 591 | 330639.6712 | 41539.1 | 63256300 | 72 | 323416.9536 | 72 | 250062.6848 | 72 | 240831.9433 | 28181.5 | 43500500 | 231.911 | 93.27% | 62.51% | 6.001% | 23.33% | 0.731% | 14.16% | 99.9% | 47.22% | 92.5% | 36.51% | 100% | 65.66% | 100% | 62.05% | 100% | 77.32% | 100% | 74.46% | City Large | 11196.3221 | Pacific
90248 | 1 | LosAngeles | Los Angeles, CA | CA | 2007 | 4276 | 2568802.58 | 214839.2 | 330503700 | 3531 | 552821.5266 | 3528 | 263948.2076 | 3315 | 207249.2606 | 30572.5 | 45646100 | 469 | 546218.9871 | 469 | 394521.6422 | 468 | 378898.866 | 45428.7 | 69836600 | 276 | 1469762.0663 | 276 | 1229177.9373 | 276 | 1205196.44 | 138838 | 215021000 | 600.749 | 82.58% | 21.52% | 10.97% | 21.26% | 6.455% | 57.22% | 99.92% | 47.75% | 93.88% | 37.49% | 100% | 72.23% | 99.79% | 69.37% | 100% | 83.63% | 100% | 82% | City Large | 3648.3239 | Pacific
90249 | 1 | LosAngeles | 0 | CA | 2007 | 6746 | 2031921.0222 | 148362.6 | 224393700 | 6217 | 1011369.2636 | 6211 | 487860.5867 | 6109 | 372090.7723 | 59480.9 | 87659800 | 406 | 427277.4114 | 406 | 302925.6864 | 406 | 289128.5478 | 35080.4 | 53709900 | 123 | 593274.3472 | 123 | 473925.7137 | 123 | 460673.6018 | 53801.3 | 83024000 | 301.2038 | 92.16% | 49.77% | 6.018% | 21.03% | 1.823% | 29.2% | 99.9% | 48.24% | 98.26% | 36.79% | 100% | 70.9% | 100% | 67.67% | 100% | 79.88% | 100% | 77.65% | City Large | 8687.8331 | Pacific
90250 | 1 | LosAngeles | 0 | CA | 2007 | 17706 | 4415196.5588 | 297151.7 | 447619000 | 16615 | 2549888.0899 | 16606 | 1202583.7472 | 15474 | 932262.2428 | 145378 | 213625000 | 933 | 896583.1461 | 933 | 570317.3866 | 933 | 539448.043 | 67201.6 | 102909000 | 158 | 968725.3227 | 158 | 746378.1024 | 158 | 723014.1002 | 84572.1 | 131085000 | 249.3616 | 93.84% | 57.75% | 5.269% | 20.31% | 0.8924% | 21.94% | 99.95% | 47.16% | 93.13% | 36.56% | 100% | 63.61% | 100% | 60.17% | 100% | 77.05% | 100% | 74.64% | City Large | 13708.3284 | Pacific
90254 | 1 | LosAngeles | 0 | CA | 2007 | 6249 | 1033918.0112 | 47427.48 | 72583020 | 6090 | 825979.9111 | 6088 | 336320.9871 | 5174 | 241603.6948 | 32733.5 | 49878300 | 138 | 124956.1301 | 138 | 76377.6024 | 138 | 68994.6035 | 8320.68 | 12835700 | 21 | 82981.97 | 21 | 56598.6486 | 21 | 53069.618 | 6373.3 | 9869020 | 165.4534 | 97.46% | 79.89% | 2.208% | 12.09% | 0.3361% | 8.026% | 99.97% | 40.72% | 84.96% | 29.25% | 100% | 61.12% | 100% | 55.22% | 100% | 68.21% | 100% | 63.95% | Suburb Large | 11362.0825 | Pacific
90255 | 1 | LosAngeles | 0 | CA | 2007 | 13152 | 2573340.5118 | 165205.1 | 250256300 | 12573 | 1603918.568 | 12562 | 800389.508 | 11746 | 614334.9721 | 88931.8 | 133777000 | 497 | 452182.411 | 497 | 284582.6402 | 497 | 263576.0997 | 33781.9 | 51566300 | 82 | 517239.5327 | 82 | 357563.65 | 82 | 340404.7222 | 42491.4 | 64913000 | 195.6615 | 95.6% | 62.33% | 3.779% | 17.57% | 0.6235% | 20.1% | 99.91% | 49.9% | 93.42% | 38.3% | 100% | 62.94% | 100% | 58.29% | 100% | 69.13% | 100% | 65.81% | City Large | 20019.7262 | Pacific
90260 | 1 | LosAngeles | 0 | CA | 2007 | 8380 | 1432271.7459 | 88137.6 | 131989800 | 8109 | 1021458.8866 | 8097 | 474970.0381 | 7153 | 350880.7736 | 55036.9 | 80937500 | 244 | 219114.4584 | 244 | 140900.5678 | 244 | 130907.4861 | 16088.2 | 24679000 | 27 | 191698.4009 | 27 | 151531.1337 | 27 | 146901.4258 | 17012.5 | 26373300 | 170.9155 | 96.77% | 71.32% | 2.912% | 15.3% | 0.3222% | 13.38% | 99.85% | 46.5% | 88.21% | 34.35% | 100% | 64.3% | 100% | 59.74% | 100% | 79.05% | 100% | 76.63% | Suburb Large | 13690.9635 | Pacific
90261 | 1 | LosAngeles | 0 | CA | 2007 | 41 | 46724.351 | 2755.203 | 4211453 | 19 | 5331.1004 | 19 | 2028.3082 | 18 | 1655.1391 | 269.99 | 392913 | 18 | 18907.7265 | 18 | 8411.0997 | 18 | 6828.0585 | 987.343 | 1482470 | 4 | 22485.5241 | 4 | 14058.0255 | 4 | 13056.6539 | 1497.87 | 2336070 | 1139.6183 | 46.34% | 11.41% | 43.9% | 40.47% | 9.756% | 48.12% | 100% | 38.05% | 94.74% | 31.05% | 100% | 44.48% | 100% | 36.11% | 100% | 62.52% | 100% | 58.07% | Suburb Large | 4780.9347 | Pacific
90262 | 1 | LosAngeles | 0 | CA | 2007 | 12809 | 2325538.116 | 127798.9 | 189790100 | 12382 | 1617943.9081 | 12368 | 707098.1065 | 10727 | 476514.8574 | 71898.9 | 105708000 | 362 | 341262.1762 | 362 | 213086.5819 | 362 | 192358.0712 | 24051.9 | 36079600 | 65 | 366332.0317 | 65 | 269761.4811 | 65 | 258684.1819 | 31848.1 | 48002500 | 181.555 | 96.67% | 69.57% | 2.826% | 14.67% | 0.5075% | 15.75% | 99.89% | 43.7% | 86.63% | 29.45% | 100% | 62.44% | 100% | 56.37% | 100% | 73.64% | 100% | 70.61% | Suburb Large | 14176.7538 | Pacific
90265 | 0.010297 | Oxnard | 0 | CA | 2010 | 7 | 914.3378 | 50.1397 | 77527.3 | 7 | 914.3378 | 7 | 374.9879 | 4 | 312.8306 | 50.1397 | 77527.3 | 0 | 0 | 0 | 0 | 0 | 0 | 0 | 0 | 0 | 0 | 0 | 0 | 0 | 0 | 0 | 0 | 130.6197 | 100% | 100% | 0% | 0% | 0% | 0% | 100% | 41.01% | 57.14% | 34.21% | #DIV/0! | #DIV/0! | #DIV/0! | #DIV/0! | #DIV/0! | #DIV/0! | #DIV/0! | #DIV/0! | City Small | 172.1554 | Pacific
90266 | 1 | LosAngeles | 0 | CA | 2007 | 13598 | 2864842.4375 | 154255.9 | 233481900 | 13140 | 2119277.2184 | 13123 | 909380.0972 | 11681 | 676953.6335 | 98812.7 | 147958000 | 383 | 335754.2108 | 383 | 190140.4698 | 379 | 169859.7012 | 21915.6 | 33586600 | 75 | 409811.0083 | 75 | 299113.2741 | 75 | 286563.234 | 33527.6 | 51937300 | 210.6812 | 96.63% | 73.98% | 2.817% | 11.72% | 0.5516% | 14.3% | 99.87% | 42.91% | 88.9% | 31.94% | 100% | 56.63% | 98.96% | 50.59% | 100% | 72.99% | 100% | 69.93% | Suburb Large | 6230.667 | Pacific
90270 | 1 | LosAngeles | 0 | CA | 2007 | 4753 | 722886.1682 | 40692.47 | 60920840 | 4636 | 556700.3305 | 4633 | 265777.3681 | 4205 | 184479.1672 | 28210.8 | 41879500 | 100 | 86235.2006 | 100 | 52306.0612 | 100 | 46936.368 | 5947.9 | 9059500 | 17 | 79950.6371 | 17 | 55283.4385 | 17 | 52065.5456 | 6533.77 | 9981840 | 152.0905 | 97.54% | 77.01% | 2.104% | 11.93% | 0.3577% | 11.06% | 99.94% | 47.74% | 90.7% | 33.14% | 100% | 60.66% | 100% | 54.43% | 100% | 69.15% | 100% | 65.12% | City Large | 21048.1809 | Pacific
90272 | 0.7897 | LosAngeles | Los Angeles, CA | CA | 2007 | 7267 | 1881595.7135 | 85205.18 | 128968790 | 6779 | 1495788.654 | 6755 | 586967.9426 | 6169 | 433897.3405 | 64481.1 | 97428400 | 471 | 317229.1973 | 471 | 136017.1151 | 468 | 109601.3167 | 15689 | 23772900 | 17 | 68577.8622 | 17 | 44439.0605 | 17 | 41125.4724 | 5035.08 | 7767490 | 258.9233 | 93.28% | 79.5% | 6.481% | 16.86% | 0.2339% | 3.645% | 99.65% | 39.24% | 91% | 29.01% | 100% | 42.88% | 99.36% | 34.55% | 100% | 64.8% | 100% | 59.97% | City Large | 1507.3797 | Pacific
90274 | 1 | LosAngeles | 0 | CA | 2007 | 11849 | 3729589.0236 | 172762.4 | 259905800 | 10323 | 2587317.1519 | 10222 | 926717.9038 | 9211 | 697828.0791 | 112174 | 168279000 | 1497 | 973169.1907 | 1497 | 403230.1559 | 1480 | 328278.941 | 49488.7 | 74524100 | 29 | 169102.681 | 29 | 98417.0457 | 29 | 89740.6278 | 11099.7 | 17102700 | 314.7598 | 87.12% | 69.37% | 12.63% | 26.09% | 0.2447% | 4.534% | 99.02% | 35.82% | 89.23% | 26.97% | 100% | 41.43% | 98.86% | 33.73% | 100% | 58.2% | 100% | 53.07% | Suburb Large | 2106.9877 | Pacific
90275 | 0.21979 | LosAngeles | 0 | CA | 2007 | 10132 | 2895912.4415 | 155184.12 | 233788470 | 9421 | 2372044.177 | 9410 | 1025972.1908 | 9040 | 804464.5931 | 122390 | 183839000 | 695 | 457804.4849 | 695 | 236118.2635 | 691 | 201220.1386 | 27853.7 | 42296300 | 16 | 66063.7797 | 16 | 44763.6494 | 16 | 42126.9388 | 4940.42 | 7653170 | 285.8184 | 92.98% | 81.91% | 6.859% | 15.81% | 0.1579% | 2.281% | 99.88% | 43.25% | 95.96% | 33.91% | 100% | 51.58% | 99.42% | 43.95% | 100% | 67.76% | 100% | 63.77% | City Large | 545.3799 | Pacific
90277 | 1 | LosAngeles | 0 | CA | 2007 | 9512 | 2102965.0738 | 106592.6 | 161786700 | 8990 | 1495984.3072 | 8973 | 593944.0994 | 8086 | 444688.5848 | 65878.3 | 99153900 | 478 | 417779.3757 | 478 | 243534.6801 | 477 | 220585.1462 | 27641.1 | 42422100 | 44 | 189201.391 | 44 | 117885.88 | 44 | 109516.3169 | 13073.2 | 20210700 | 221.0855 | 94.51% | 71.14% | 5.025% | 19.87% | 0.4626% | 8.997% | 99.81% | 39.7% | 89.94% | 29.73% | 100% | 58.29% | 99.79% | 52.8% | 100% | 62.31% | 100% | 57.88% | Suburb Large | 7851.6821 | Pacific
90278 | 1 | LosAngeles | 0 | CA | 2007 | 11571 | 2356588.5212 | 132270.4 | 196589400 | 11267 | 1794295.416 | 11261 | 738235.7005 | 10033 | 557621.0433 | 87451.2 | 127537000 | 246 | 199448.5781 | 246 | 122707.5681 | 246 | 114397.8307 | 14417.5 | 21925300 | 58 | 362844.5272 | 58 | 273124.0019 | 58 | 262255.6067 | 30401.7 | 47127100 | 203.6633 | 97.37% | 76.14% | 2.126% | 8.463% | 0.5013% | 15.4% | 99.95% | 41.14% | 89.05% | 31.08% | 100% | 61.52% | 100% | 57.36% | 100% | 75.27% | 100% | 72.28% | Suburb Large | 11053.0945 | Pacific
90280 | 1 | LosAngeles | 0 | CA | 2007 | 20931 | 3814048.0795 | 236682.1 | 354167400 | 20202 | 2490098.0918 | 20189 | 1152313.5018 | 18301 | 832406.0834 | 127041 | 188521000 | 600 | 578938.3851 | 600 | 370454.5831 | 599 | 341241.9106 | 43432.3 | 65173400 | 129 | 745011.6026 | 129 | 579722.5031 | 129 | 560223.3884 | 66208.8 | 100473000 | 182.2201 | 96.52% | 65.29% | 2.867% | 15.18% | 0.6163% | 19.53% | 99.94% | 46.28% | 90.59% | 33.43% | 100% | 63.99% | 99.83% | 58.94% | 100% | 77.81% | 100% | 75.2% | City Large | 12672.3221 | Pacific
90291 | 1 | LosAngeles | Los Angeles, CA | CA | 2007 | 9293 | 1472511.2589 | 67692.98 | 103959460 | 8952 | 1118665.9726 | 8918 | 436438.2999 | 7369 | 320673.6311 | 45399.7 | 69528300 | 327 | 285772.5862 | 327 | 151491.5667 | 327 | 134518.8558 | 16935.9 | 26112400 | 14 | 68072.7001 | 14 | 48589.6209 | 14 | 45731.4804 | 5357.38 | 8318760 | 158.4538 | 96.33% | 75.97% | 3.519% | 19.41% | 0.1507% | 4.623% | 99.62% | 39.01% | 82.32% | 28.67% | 100% | 53.01% | 100% | 47.07% | 100% | 71.38% | 100% | 67.18% | City Large | 10263.5837 | Pacific
90292 | 1 | LosAngeles | 0 | CA | 2007 | 2085 | 1062525.4466 | 62291.4 | 96393800 | 1615 | 278731.757 | 1615 | 108045.3961 | 1390 | 81154.951 | 10827.3 | 16654500 | 381 | 372613.9392 | 381 | 215167.4996 | 381 | 196245.9122 | 23721.4 | 36661200 | 89 | 411179.7505 | 89 | 255767.1552 | 89 | 236569.2177 | 27742.7 | 43078100 | 509.6045 | 77.46% | 26.23% | 18.27% | 35.07% | 4.269% | 38.7% | 100% | 38.76% | 86.07% | 29.12% | 100% | 57.75% | 100% | 52.67% | 100% | 62.2% | 100% | 57.53% | City Large | 7472.8352 | Pacific
90293 | 1 | LosAngeles | Los Angeles, CA | CA | 2007 | 2265 | 878538.1229 | 55087.5 | 84355200 | 1968 | 363920.5267 | 1966 | 163578.0773 | 1838 | 129563.1374 | 18089.4 | 27473300 | 259 | 246200.1191 | 259 | 151206.1595 | 259 | 139426.3294 | 16793.6 | 25956400 | 38 | 268417.477 | 38 | 177915.4038 | 38 | 166501.9268 | 20204.5 | 30925500 | 387.8756 | 86.89% | 41.42% | 11.43% | 28.02% | 1.678% | 30.55% | 99.9% | 44.95% | 93.39% | 35.6% | 100% | 61.42% | 100% | 56.63% | 100% | 66.28% | 100% | 62.03% | City Large | 2472.1428 | Pacific
90301 | 1 | LosAngeles | 0 | CA | 2007 | 6436 | 1698804.8135 | 110604 | 168692900 | 5799 | 810439.6601 | 5795 | 386910.4045 | 5336 | 303453.4889 | 44715.9 | 67006200 | 576 | 524188.8473 | 576 | 325667.2552 | 576 | 303153.702 | 37590.6 | 57790200 | 61 | 364176.3061 | 61 | 252116.0682 | 61 | 239854.6011 | 28297.5 | 43896500 | 263.9535 | 90.1% | 47.71% | 8.95% | 30.86% | 0.9478% | 21.44% | 99.93% | 47.74% | 92.02% | 37.44% | 100% | 62.13% | 100% | 57.83% | 100% | 69.23% | 100% | 65.86% | Suburb Large | 13527.999 | Pacific
90302 | 1 | LosAngeles | 0 | CA | 2007 | 5222 | 1164732.0923 | 68368.9 | 104452300 | 4741 | 650428.7008 | 4729 | 277274.324 | 4161 | 209615.9777 | 30941.6 | 46671200 | 448 | 373388.8503 | 448 | 221887.7603 | 448 | 204228.4711 | 25540.2 | 39295600 | 33 | 140914.5413 | 33 | 106551.0354 | 33 | 102361.5457 | 11887.1 | 18485500 | 223.0433 | 90.79% | 55.84% | 8.579% | 32.06% | 0.6319% | 12.1% | 99.75% | 42.63% | 87.77% | 32.23% | 100% | 59.43% | 100% | 54.7% | 100% | 75.61% | 100% | 72.64% | Suburb Large | 14512.6151 | Pacific
90303 | 1 | LosAngeles | 0 | CA | 2007 | 5485 | 1126581.5812 | 71277.01 | 106441300 | 5324 | 782778.5893 | 5321 | 356218.84 | 4963 | 264797.0204 | 42134.4 | 61699300 | 129 | 117942.4075 | 129 | 74365.4899 | 129 | 69430.757 | 8594.81 | 13124300 | 32 | 225860.5844 | 32 | 180671.6455 | 32 | 174017.8857 | 20547.8 | 31617700 | 205.3932 | 97.06% | 69.48% | 2.352% | 10.47% | 0.5834% | 20.05% | 99.94% | 45.51% | 93.22% | 33.83% | 100% | 63.05% | 100% | 58.87% | 100% | 79.99% | 100% | 77.05% | Suburb Large | 12785.5728 | Pacific
90304 | 1 | LosAngeles | 0 | CA | 2007 | 4615 | 728226.9891 | 42232.02 | 63466620 | 4461 | 560870.1275 | 4460 | 258792.2384 | 3978 | 195611.8771 | 29609.9 | 44057600 | 143 | 131532.3377 | 143 | 84446.6716 | 143 | 78726.1584 | 9645.21 | 14786000 | 11 | 35824.5239 | 11 | 27166.5459 | 11 | 26038.6823 | 2976.91 | 4623020 | 157.7957 | 96.66% | 77.02% | 3.099% | 18.06% | 0.2384% | 4.919% | 99.98% | 46.14% | 89.17% | 34.88% | 100% | 64.2% | 100% | 59.85% | 100% | 75.83% | 100% | 72.68% | City Large | 18183.1302 | Pacific
90305 | 1 | LosAngeles | 0 | CA | 2007 | 5037 | 897879.4802 | 51762.1 | 77415040 | 4851 | 702161.9642 | 4846 | 326970.0415 | 4523 | 243457.2429 | 37428.7 | 55789700 | 175 | 152048.6238 | 175 | 82532.4685 | 175 | 74936.5007 | 10560 | 15817400 | 11 | 43668.8923 | 11 | 32588.3429 | 11 | 30945.9191 | 3773.4 | 5807940 | 178.2568 | 96.31% | 78.2% | 3.474% | 16.93% | 0.2184% | 4.864% | 99.9% | 46.57% | 93.24% | 34.67% | 100% | 54.28% | 100% | 49.28% | 100% | 74.63% | 100% | 70.86% | Suburb Large | 6242.11 | Pacific
90401 | 1 | LosAngeles | 0 | CA | 2007 | 714 | 652809.9764 | 39207.17 | 60673950 | 399 | 80029.6455 | 396 | 36237.8577 | 348 | 30280.3607 | 4006.17 | 6150250 | 249 | 242632.6834 | 249 | 135547.7601 | 249 | 122540.9374 | 14860.9 | 22997900 | 66 | 330147.6475 | 66 | 185648.2186 | 66 | 170470.7836 | 20340.1 | 31525800 | 914.2997 | 55.88% | 12.26% | 34.87% | 37.17% | 9.244% | 50.57% | 99.25% | 45.28% | 87.22% | 37.84% | 100% | 55.87% | 100% | 50.5% | 100% | 56.23% | 100% | 51.63% | City Small | 7234.2983 | Pacific
90402 | 1 | LosAngeles | 0 | CA | 2007 | 4705 | 964414.9988 | 39384.9 | 60087400 | 4491 | 783599.8321 | 4447 | 267968.4715 | 3756 | 195195.471 | 29368.8 | 44652800 | 210 | 162804.249 | 210 | 79331.2678 | 207 | 69625.4861 | 8983.26 | 13833400 | 4 | 18010.9177 | 4 | 9086.4956 | 4 | 8214.0767 | 1032.84 | 1601200 | 204.9766 | 95.45% | 81.25% | 4.463% | 16.88% | 0.08502% | 1.868% | 99.02% | 34.2% | 83.63% | 24.91% | 100% | 48.73% | 98.57% | 42.77% | 100% | 50.45% | 100% | 45.61% | City Small | 5612.061 | Pacific
90403 | 1 | LosAngeles | 0 | CA | 2007 | 3563 | 1073660.8304 | 58860.56 | 90480440 | 2913 | 550455.6746 | 2904 | 228720.0093 | 2632 | 183375.6969 | 25798 | 39417100 | 638 | 472495.4026 | 638 | 266318.1904 | 638 | 244039.1262 | 30000.5 | 46327600 | 12 | 50709.7532 | 12 | 26695.1038 | 12 | 24541.2444 | 3062.06 | 4735740 | 301.3362 | 81.76% | 51.27% | 17.91% | 44.01% | 0.3368% | 4.723% | 99.69% | 41.55% | 90.35% | 33.31% | 100% | 56.36% | 100% | 51.65% | 100% | 52.64% | 100% | 48.4% | City Small | 15873.1523 | Pacific
90404 | 1 | LosAngeles | 0 | CA | 2007 | 3622 | 1351357.0964 | 84373.6 | 130112500 | 3002 | 507893.6277 | 2995 | 223955.3866 | 2655 | 182457.5699 | 25176 | 38511600 | 541 | 482212.0742 | 541 | 286417.4415 | 541 | 262401.9809 | 32271.8 | 49864800 | 79 | 361251.3945 | 79 | 240484.0688 | 79 | 226632.5861 | 26925.8 | 41736100 | 373.0969 | 82.88% | 37.58% | 14.94% | 35.68% | 2.181% | 26.73% | 99.77% | 44.09% | 88.44% | 35.92% | 100% | 59.4% | 100% | 54.42% | 100% | 66.57% | 100% | 62.74% | City Small | 10797.3457 | Pacific
90405 | 1 | LosAngeles | 0 | CA | 2007 | 6894 | 1482719.7887 | 77887.5 | 119745500 | 6474 | 953159.9368 | 6460 | 384832.2792 | 5620 | 288785.271 | 42461.4 | 64916900 | 373 | 336446.5873 | 373 | 193154.3756 | 372 | 175272.8168 | 21596.5 | 33388100 | 47 | 193113.2646 | 47 | 123174.4172 | 47 | 115159.8825 | 13829.6 | 21440500 | 215.0739 | 93.91% | 64.28% | 5.411% | 22.69% | 0.6818% | 13.02% | 99.78% | 40.37% | 86.81% | 30.3% | 100% | 57.41% | 99.73% | 52.1% | 100% | 63.78% | 100% | 59.63% | City Small | 9234.4678 | Pacific
90501 | 1 | LosAngeles | 0 | CA | 2007 | 10499 | 3440628.5001 | 246985 | 376348800 | 9753 | 1565571.5596 | 9740 | 689088.786 | 8998 | 544272.7187 | 83365.4 | 122828000 | 581 | 588483.9917 | 581 | 389638.3371 | 580 | 369191.256 | 43806.6 | 67530800 | 165 | 1286572.9488 | 165 | 1066303.2203 | 165 | 1045862.048 | 119813 | 185990000 | 327.7101 | 92.89% | 45.5% | 5.534% | 17.1% | 1.572% | 37.39% | 99.87% | 44.02% | 92.26% | 34.77% | 100% | 66.21% | 99.83% | 62.74% | 100% | 82.88% | 100% | 81.29% | City Midsize | 7736.5229 | Pacific
90502 | 1 | LosAngeles | 0 | CA | 2007 | 4731 | 1481053.6386 | 105575.7 | 160510500 | 4365 | 640818.1191 | 4357 | 281416.2718 | 4029 | 217037.091 | 33183.7 | 49009100 | 259 | 232213.2057 | 259 | 143445.6324 | 259 | 133855.0891 | 16904.9 | 25668500 | 107 | 608022.3137 | 107 | 491211.5203 | 107 | 480747.5787 | 55487.1 | 85832900 | 313.053 | 92.26% | 43.27% | 5.475% | 15.68% | 2.262% | 41.05% | 99.82% | 43.92% | 92.3% | 33.87% | 100% | 61.77% | 100% | 57.64% | 100% | 80.79% | 100% | 79.07% | City Large | 8727.505 | Pacific
90503 | 1 | LosAngeles | 0 | CA | 2007 | 10480 | 3228039.0402 | 210742.9 | 318696500 | 9727 | 1739133.2624 | 9720 | 739679.3782 | 9201 | 564474.3501 | 90465.5 | 133379000 | 618 | 607131.2848 | 618 | 384443.6471 | 617 | 360104.2103 | 44115.9 | 67527500 | 135 | 881774.493 | 135 | 677423.8343 | 135 | 656433.8083 | 76161.5 | 117790000 | 308.019 | 92.81% | 53.88% | 5.897% | 18.81% | 1.288% | 27.32% | 99.93% | 42.53% | 94.59% | 32.46% | 100% | 63.32% | 99.84% | 59.31% | 100% | 76.83% | 100% | 74.44% | City Midsize | 8292.8087 | Pacific
90504 | 1 | LosAngeles | 0 | CA | 2007 | 9964 | 2178019.0635 | 129058.5 | 193340200 | 9557 | 1528011.9313 | 9542 | 675744.1947 | 8743 | 498396.5311 | 77000.4 | 113515000 | 349 | 317899.1198 | 349 | 199878.6436 | 343 | 189887.379 | 23164.7 | 35567700 | 58 | 332108.0124 | 58 | 248285.6728 | 58 | 238607.9536 | 28893.4 | 44257500 | 218.5888 | 95.92% | 70.16% | 3.503% | 14.6% | 0.5821% | 15.25% | 99.84% | 44.22% | 91.48% | 32.62% | 100% | 62.87% | 98.28% | 59.73% | 100% | 74.76% | 100% | 71.85% | City Midsize | 6682.8307 | Pacific
90505 | 1 | LosAngeles | 0 | CA | 2007 | 10292 | 3182028.1531 | 195737 | 298144500 | 9642 | 1816740.4981 | 9635 | 742372.8102 | 9135 | 560453.2596 | 85406.5 | 127327000 | 499 | 536253.1583 | 499 | 351839.5652 | 499 | 331420.7224 | 39484.9 | 60819500 | 151 | 829034.4967 | 151 | 640845.7887 | 151 | 618959.3287 | 70845.6 | 109998000 | 309.1749 | 93.68% | 57.09% | 4.848% | 16.85% | 1.467% | 26.05% | 99.93% | 40.86% | 94.74% | 30.85% | 100% | 65.61% | 100% | 61.8% | 100% | 77.3% | 100% | 74.66% | City Midsize | 6382.3975 | Pacific
90506 | 1 | LosAngeles | 0 | CA | 2007 | 5 | 2014.8375 | 121.2527 | 189441.2 | 3 | 611.7907 | 3 | 238.8262 | 3 | 164.4689 | 19.5417 | 30375.2 | 2 | 1403.0468 | 2 | 870.5237 | 2 | 767.2848 | 101.711 | 159066 | 0 | 0 | 0 | 0 | 0 | 0 | 0 | 0 | 402.9675 | 60% | 30.36% | 40% | 69.64% | 0% | 0% | 100% | 39.04% | 100% | 26.88% | 100% | 62.05% | 100% | 54.69% | #DIV/0! | #DIV/0! | #DIV/0! | #DIV/0! | City Large | 9443.9231 | Pacific
90601 | 1 | LosAngeles | 0 | CA | 2007 | 9395 | 2547487.1906 | 164742.2 | 246270300 | 8911 | 1510060.265 | 8884 | 626503.6074 | 8054 | 478129.825 | 76816.7 | 112848000 | 394 | 360735.1236 | 394 | 207469.6768 | 390 | 189144.3819 | 24335.9 | 36468800 | 90 | 676691.802 | 90 | 570955.6277 | 90 | 560249.685 | 63589.6 | 96953500 | 271.1535 | 94.85% | 59.28% | 4.194% | 14.16% | 0.958% | 26.56% | 99.7% | 41.49% | 90.38% | 31.66% | 100% | 57.51% | 98.98% | 52.43% | 100% | 84.37% | 100% | 82.79% | Suburb Large | 3230.0245 | Pacific
90602 | 1 | LosAngeles | 0 | CA | 2007 | 6007 | 1431691.0694 | 84453.5 | 126085900 | 5670 | 920298.9254 | 5644 | 379862.8845 | 5007 | 292831.934 | 45537.8 | 67404200 | 297 | 275597.8038 | 297 | 161323.5042 | 297 | 148033.5736 | 19018.4 | 28512200 | 40 | 235794.3402 | 40 | 176196.7074 | 40 | 169183.3477 | 19897.3 | 30169500 | 238.3371 | 94.39% | 64.28% | 4.944% | 19.25% | 0.6659% | 16.47% | 99.54% | 41.28% | 88.31% | 31.82% | 100% | 58.54% | 100% | 53.71% | 100% | 74.72% | 100% | 71.75% | #N/A | 6352.3489 | Pacific
90603 | 1 | LosAngeles | 0 | CA | 2007 | 6908 | 1574172.1665 | 89741 | 131997500 | 6640 | 1245536.2916 | 6635 | 540880.6097 | 6170 | 407379.8202 | 66239.8 | 96645600 | 244 | 200966.9615 | 244 | 112106.2843 | 243 | 99828.6054 | 13285.1 | 19872100 | 24 | 127668.9134 | 24 | 91552.8605 | 24 | 86368.9071 | 10216.1 | 15479800 | 227.8767 | 96.12% | 79.12% | 3.532% | 12.77% | 0.3474% | 8.11% | 99.92% | 43.43% | 92.92% | 32.71% | 100% | 55.78% | 99.59% | 49.67% | 100% | 71.71% | 100% | 67.65% | #N/A | 5172.1372 | Pacific
90604 | 1 | LosAngeles | 0 | CA | 2007 | 10722 | 2166650.3608 | 128257.6 | 189490700 | 10436 | 1758618.5315 | 10433 | 821703.9038 | 9938 | 627260.9334 | 98520.3 | 144865000 | 251 | 229598.914 | 251 | 137641.0812 | 250 | 125725.6454 | 16309.1 | 24410800 | 35 | 178432.9154 | 35 | 116419.4357 | 35 | 108300.2842 | 13428.2 | 20214900 | 202.0752 | 97.33% | 81.17% | 2.341% | 10.6% | 0.3264% | 8.235% | 99.97% | 46.72% | 95.23% | 35.67% | 100% | 59.95% | 99.6% | 54.76% | 100% | 65.25% | 100% | 60.7% | Suburb Large | 9257.0331 | Pacific
90605 | 1 | LosAngeles | 0 | CA | 2007 | 10867 | 2854240.6469 | 198497.4 | 298281100 | 10454 | 1626510.6252 | 10443 | 738963.4862 | 9745 | 563595.2875 | 86514.3 | 127910000 | 324 | 281101.2942 | 324 | 173563.1939 | 323 | 159288.5377 | 19832.9 | 29940100 | 89 | 946628.7274 | 89 | 823035.6503 | 89 | 811495.8664 | 92150.2 | 140431000 | 262.6521 | 96.2% | 56.99% | 2.982% | 9.849% | 0.819% | 33.17% | 99.89% | 45.43% | 93.22% | 34.65% | 100% | 61.74% | 99.69% | 56.67% | 100% | 86.94% | 100% | 85.72% | Suburb Large | 6109.775 | Pacific
90606 | 1 | LosAngeles | 0 | CA | 2007 | 8875 | 1816842.49 | 114022.3 | 170846100 | 8596 | 1226182.6126 | 8583 | 545854.5796 | 7855 | 402025.7613 | 62152.1 | 92062000 | 222 | 220597.2453 | 222 | 152547.4383 | 221 | 142147.8576 | 17104 | 25892400 | 57 | 370062.6321 | 57 | 311081.2582 | 57 | 303434.3049 | 34766.2 | 52891700 | 204.7146 | 96.86% | 67.49% | 2.501% | 12.14% | 0.6423% | 20.37% | 99.85% | 44.52% | 91.38% | 32.79% | 100% | 69.15% | 99.55% | 64.44% | 100% | 84.06% | 100% | 82% | Suburb Large | 8621.6074 | Pacific
90620 | 1 | LosAngeles | 0 | CA | 2007 | 12724 | 3750243.7242 | 289971.8 | 431092600 | 12235 | 2134714.7695 | 12228 | 1123983.4719 | 11963 | 892087.9375 | 143301 | 208434000 | 357 | 355053.899 | 357 | 225078.4686 | 357 | 209976.244 | 26725.8 | 40039600 | 132 | 1260475.0556 | 132 | 1070047.9914 | 132 | 1047780.3139 | 119945 | 182619000 | 294.7378 | 96.16% | 56.92% | 2.806% | 9.467% | 1.037% | 33.61% | 99.94% | 52.65% | 97.78% | 41.79% | 100% | 63.39% | 100% | 59.14% | 100% | 84.89% | 100% | 83.13% | City Small | 8102.8401 | Pacific
90621 | 1 | LosAngeles | 0 | CA | 2007 | 6444 | 1998872.8696 | 139439.8 | 207754200 | 5754 | 1054280.6128 | 5747 | 514492.1032 | 5445 | 420228.5617 | 63191.7 | 92594500 | 612 | 480726.0359 | 612 | 292241.0898 | 611 | 266809.7797 | 34187.8 | 51244600 | 78 | 463866.221 | 78 | 374946.6054 | 78 | 363677.171 | 42060.3 | 63915100 | 310.1913 | 89.29% | 52.74% | 9.497% | 24.05% | 1.21% | 23.21% | 99.88% | 48.8% | 94.63% | 39.86% | 100% | 60.79% | 99.84% | 55.5% | 100% | 80.83% | 100% | 78.4% | Suburb Large | 7660.3916 | Pacific
90623 | 1 | LosAngeles | 0 | CA | 2007 | 4266 | 1137522.0919 | 84823.88 | 124881700 | 4117 | 782439.2078 | 4117 | 381761.4253 | 4100 | 319401.5715 | 53187.4 | 76763300 | 119 | 108248.1996 | 119 | 71667.7907 | 119 | 66607.5332 | 7988.58 | 12046900 | 30 | 246834.6845 | 30 | 212996.8023 | 30 | 209107.2385 | 23647.9 | 36071500 | 266.6484 | 96.51% | 68.78% | 2.789% | 9.516% | 0.7032% | 21.7% | 100% | 48.79% | 99.59% | 40.82% | 100% | 66.21% | 100% | 61.53% | 100% | 86.29% | 100% | 84.72% | City Small | 8180.0647 | Pacific
90630 | 1 | LosAngeles | 0 | CA | 2007 | 13130 | 3739097.7139 | 268907 | 397653700 | 12330 | 2326272.8077 | 12327 | 1113441.1197 | 12115 | 906991.4346 | 150947 | 218478000 | 682 | 607517.987 | 682 | 394810.072 | 680 | 366597.8224 | 44303.9 | 66948700 | 118 | 805306.9192 | 118 | 663104.6946 | 118 | 647136.359 | 73656.1 | 112227000 | 284.7751 | 93.91% | 62.21% | 5.194% | 16.25% | 0.8987% | 21.54% | 99.98% | 47.86% | 98.26% | 38.99% | 100% | 64.99% | 99.71% | 60.34% | 100% | 82.34% | 100% | 80.36% | Suburb Large | 7300.5115 | Pacific
90631 | 1 | LosAngeles | 0 | CA | 2007 | 17783 | 4813816.2116 | 306602.8 | 453058200 | 16605 | 3230296.4124 | 16571 | 1482511.0266 | 15719 | 1166940.8922 | 184288 | 268539000 | 1088 | 904995.1861 | 1088 | 521730.22 | 1086 | 473528.4294 | 61351.3 | 91783800 | 90 | 678524.6131 | 90 | 546061.1976 | 90 | 528451.7112 | 60963.5 | 92735400 | 270.6976 | 93.38% | 67.1% | 6.118% | 18.8% | 0.5061% | 14.1% | 99.8% | 45.89% | 94.66% | 36.12% | 100% | 57.65% | 99.82% | 52.32% | 100% | 80.48% | 100% | 77.88% | Suburb Large | 4756.6059 | Pacific
90638 | 1 | LosAngeles | 0 | CA | 2007 | 13997 | 4736328.7696 | 347858.6 | 521219000 | 13264 | 2433668.7767 | 13260 | 1136703.3664 | 12796 | 875180.6386 | 136798 | 200311000 | 487 | 493854.4184 | 487 | 316583.2994 | 484 | 297197.4572 | 36383.6 | 54859000 | 246 | 1808805.5745 | 246 | 1558980.4292 | 246 | 1535457.6094 | 174677 | 266049000 | 338.3817 | 94.76% | 51.38% | 3.479% | 10.43% | 1.758% | 38.19% | 99.97% | 46.71% | 96.47% | 35.96% | 100% | 64.1% | 99.38% | 60.18% | 100% | 86.19% | 100% | 84.89% | Suburb Large | 5689.3103 | Pacific
90640 | 1 | LosAngeles | 0 | CA | 2007 | 14496 | 3916664.1789 | 249713.7 | 374561500 | 13687 | 2208437.2927 | 13680 | 941415.9313 | 12519 | 691146.8481 | 107963 | 158779000 | 649 | 578758.4692 | 649 | 354378.0575 | 648 | 324837.8852 | 39650.7 | 60041500 | 160 | 1129468.417 | 160 | 909673.9332 | 160 | 883655.1231 | 102100 | 155741000 | 270.1893 | 94.42% | 56.39% | 4.477% | 14.78% | 1.104% | 28.84% | 99.95% | 42.63% | 91.47% | 31.3% | 100% | 61.23% | 99.85% | 56.13% | 100% | 80.54% | 100% | 78.24% | City Small | 7678.7174 | Pacific
90650 | 1 | LosAngeles | 0 | CA | 2007 | 23905 | 5759134.6862 | 398940.4 | 591879200 | 22818 | 3390064.2 | 22810 | 1607547.7506 | 22031 | 1215791.4789 | 195419 | 283608000 | 851 | 853703.9344 | 851 | 550807.5691 | 851 | 511335.4866 | 63742.4 | 95641200 | 236 | 1515366.5518 | 236 | 1243608.0142 | 236 | 1216005.6204 | 139779 | 212630000 | 240.9176 | 95.45% | 58.86% | 3.56% | 14.82% | 0.9872% | 26.31% | 99.96% | 47.42% | 96.55% | 35.86% | 100% | 64.52% | 100% | 59.9% | 100% | 82.07% | 100% | 80.24% | Suburb Large | 9436.8712 | Pacific
90660 | 1 | LosAngeles | 0 | CA | 2007 | 16237 | 3788191.5759 | 245357.3 | 368763800 | 15664 | 2308877.3974 | 15655 | 1036817.5542 | 14490 | 736641.2546 | 113433 | 168138000 | 436 | 430912.0255 | 436 | 285675.9672 | 435 | 265475.371 | 32135.5 | 48589800 | 137 | 1048402.1531 | 137 | 892089.5478 | 137 | 873507.0102 | 99788.8 | 152036000 | 233.3061 | 96.47% | 60.95% | 2.685% | 11.38% | 0.8438% | 27.68% | 99.94% | 44.91% | 92.51% | 31.9% | 100% | 66.3% | 99.77% | 61.61% | 100% | 85.09% | 100% | 83.32% | Suburb Large | 7482.22 | Pacific
90670 | 1 | LosAngeles | 0 | CA | 2007 | 4647 | 3237831.2424 | 277540.7 | 421146100 | 3698 | 589112.5966 | 3694 | 278208.941 | 3532 | 207687.2416 | 31372.3 | 46226400 | 634 | 728497.3095 | 634 | 544886.3335 | 634 | 523952.1557 | 60719.4 | 92257700 | 315 | 1920221.3363 | 315 | 1659030.7775 | 315 | 1637545.4579 | 185449 | 282662000 | 696.7573 | 79.58% | 18.19% | 13.64% | 22.5% | 6.779% | 59.31% | 99.89% | 47.23% | 95.51% | 35.25% | 100% | 74.8% | 100% | 71.92% | 100% | 86.4% | 100% | 85.28% | Suburb Large | 3115.23 | Pacific
90680 | 1 | LosAngeles | 0 | CA | 2007 | 5184 | 1607750.7486 | 117280 | 174337000 | 4620 | 843718.9674 | 4619 | 448500.3148 | 4480 | 375877.5629 | 54247.4 | 79617400 | 501 | 442327.1692 | 501 | 280991.5125 | 501 | 262676.358 | 33590.4 | 50161000 | 63 | 321704.612 | 63 | 259767.0292 | 63 | 252435.4462 | 29442.2 | 44558600 | 310.1371 | 89.12% | 52.48% | 9.664% | 27.51% | 1.215% | 20.01% | 99.98% | 53.16% | 96.97% | 44.55% | 100% | 63.53% | 100% | 59.39% | 100% | 80.75% | 100% | 78.47% | Suburb Large | 10102.4732 | Pacific
90701 | 1 | LosAngeles | 0 | CA | 2007 | 4396 | 931630.4606 | 60545.14 | 89141400 | 4165 | 638213.1349 | 4165 | 309879.4827 | 3971 | 238732.8046 | 38742.2 | 56391300 | 208 | 200508.3987 | 208 | 122795.3058 | 208 | 112497.5791 | 14326.3 | 21473700 | 23 | 92908.9269 | 23 | 64696.0657 | 23 | 60849.4016 | 7476.64 | 11276400 | 211.9269 | 94.75% | 68.5% | 4.732% | 21.52% | 0.5232% | 9.973% | 100% | 48.55% | 95.34% | 37.41% | 100% | 61.24% | 100% | 56.11% | 100% | 69.63% | 100% | 65.49% | City Small | 9827.0872 | Pacific
90703 | 1 | LosAngeles | 0 | CA | 2007 | 14642 | 4828322.6493 | 360003.6 | 532452700 | 13960 | 2738198.1194 | 13959 | 1246857.4648 | 13798 | 1033888.0082 | 175143 | 251223000 | 424 | 459304.2246 | 424 | 298737.8674 | 423 | 280731.5269 | 33988.6 | 51315700 | 258 | 1630820.3053 | 258 | 1356525.0687 | 258 | 1327584.7729 | 150872 | 229914000 | 329.7584 | 95.34% | 56.71% | 2.896% | 9.513% | 1.762% | 33.78% | 99.99% | 45.54% | 98.84% | 37.76% | 100% | 65.04% | 99.76% | 61.12% | 100% | 83.18% | 100% | 81.41% | City Small | 5559.9335 | Pacific
90706 | 1 | LosAngeles | 0 | CA | 2007 | 17342 | 3305144.4392 | 205308.7 | 301478600 | 16528 | 2379899.4537 | 16506 | 1126159.2065 | 15093 | 847544.653 | 133662 | 194055000 | 752 | 676004.3487 | 752 | 426080.485 | 750 | 396415.0139 | 50935.8 | 76100500 | 62 | 249240.6368 | 62 | 180870.8133 | 62 | 173121.6117 | 20710.9 | 31323100 | 190.5861 | 95.31% | 72.01% | 4.336% | 20.45% | 0.3575% | 7.541% | 99.87% | 47.32% | 91.32% | 35.61% | 100% | 63.03% | 99.73% | 58.64% | 100% | 72.57% | 100% | 69.46% | Suburb Large | 12274.0632 | Pacific
90710 | 1 | LosAngeles | Los Angeles, CA | CA | 2007 | 6008 | 1454356.6734 | 90348.2 | 133647000 | 5665 | 977692.8322 | 5655 | 444783.8905 | 5400 | 356783.4191 | 53028.9 | 77403900 | 298 | 258364.4986 | 298 | 160777.431 | 298 | 151194.2534 | 19269.7 | 28750900 | 45 | 218299.3427 | 45 | 163964.9056 | 45 | 157014.8009 | 18049.6 | 27492200 | 242.07 | 94.29% | 67.23% | 4.96% | 17.76% | 0.749% | 15.01% | 99.82% | 45.49% | 95.32% | 36.49% | 100% | 62.23% | 100% | 58.52% | 100% | 75.11% | 100% | 71.93% | City Large | 9397.3133 | Pacific
90712 | 1 | LosAngeles | 0 | CA | 2007 | 10516 | 2091123.4716 | 135035 | 198551900 | 10222 | 1538549.3307 | 10218 | 713790.7698 | 9871 | 533457.7397 | 90398 | 130818000 | 245 | 217704.674 | 245 | 140520.5289 | 245 | 130389.7161 | 16149.1 | 24322300 | 49 | 334869.4669 | 49 | 257440.2612 | 49 | 248199.8461 | 28487.9 | 43411600 | 198.8516 | 97.2% | 73.58% | 2.33% | 10.41% | 0.466% | 16.01% | 99.96% | 46.39% | 96.57% | 34.67% | 100% | 64.55% | 100% | 59.89% | 100% | 76.88% | 100% | 74.12% | City Large | 6958.9245 | Pacific
90713 | 1 | LosAngeles | 0 | CA | 2007 | 10767 | 1731116.5405 | 102954.41 | 150337690 | 10659 | 1533769.757 | 10655 | 704178.5947 | 9879 | 509309.1538 | 87492 | 127002000 | 86 | 79835.9402 | 86 | 51245.9953 | 86 | 47446.6953 | 6030.89 | 8967990 | 22 | 117510.8432 | 22 | 85680.9883 | 22 | 81259.6827 | 9431.52 | 14367700 | 160.7798 | 99% | 88.6% | 0.7987% | 4.612% | 0.2043% | 6.788% | 99.96% | 45.91% | 92.68% | 33.21% | 100% | 64.19% | 100% | 59.43% | 100% | 72.91% | 100% | 69.15% | City Large | 8164.2655 | Pacific
90714 | 1 | LosAngeles | 0 | CA | 2007 | 6 | 13179.8685 | 1059.399 | 1616248 | 0 | 0 | 0 | 0 | 0 | 0 | 0 | 0 | 4 | 5377.8298 | 4 | 3547.2517 | 4 | 3317.0309 | 382.566 | 582588 | 2 | 7802.0386 | 2 | 6165.757 | 2 | 5946.1028 | 676.833 | 1033660 | 2196.6447 | 0% | 0% | 66.67% | 40.8% | 33.33% | 59.2% | #DIV/0! | #DIV/0! | #DIV/0! | #DIV/0! | 100% | 65.96% | 100% | 61.68% | 100% | 79.03% | 100% | 76.21% | City Large | 5975.4416 | Pacific
90715 | 1 | LosAngeles | 0 | CA | 2007 | 4684 | 997662.0091 | 66322.8 | 98254900 | 4458 | 688178.9322 | 4454 | 346347.7508 | 4248 | 263624.8383 | 42029.4 | 61456000 | 205 | 168464.3088 | 205 | 103955.4355 | 205 | 95402.4814 | 12024.6 | 18083300 | 21 | 141018.7681 | 21 | 110760.1108 | 21 | 106297.9169 | 12268.8 | 18715600 | 212.9936 | 95.18% | 68.98% | 4.377% | 16.89% | 0.4483% | 14.13% | 99.91% | 50.33% | 95.29% | 38.31% | 100% | 61.71% | 100% | 56.63% | 100% | 78.54% | 100% | 75.38% | City Small | 9294.9184 | Pacific
90716 | 1 | LosAngeles | 0 | CA | 2007 | 2600 | 446295.9107 | 29155.89 | 43538680 | 2500 | 311477.6955 | 2498 | 157922.1533 | 2328 | 120415.7114 | 18848.8 | 27927000 | 86 | 74349.1052 | 86 | 46599.4238 | 86 | 42960.1657 | 5417.28 | 8206340 | 14 | 60469.11 | 14 | 43027.9599 | 14 | 40489.4765 | 4889.81 | 7405340 | 171.6523 | 96.15% | 69.79% | 3.308% | 16.66% | 0.5385% | 13.55% | 99.92% | 50.7% | 93.12% | 38.66% | 100% | 62.68% | 100% | 57.78% | 100% | 71.16% | 100% | 66.96% | City Small | 15387.5871 | Pacific
90717 | 1 | LosAngeles | 0 | CA | 2007 | 7498 | 1545117.3916 | 85601.48 | 128411800 | 7199 | 1205368.9652 | 7185 | 532426.6446 | 6646 | 413254.9734 | 62801.9 | 93418600 | 278 | 252229.3879 | 278 | 138948.5454 | 278 | 126888.48 | 16142.8 | 24685300 | 21 | 87519.0385 | 21 | 59815.408 | 21 | 56775.948 | 6656.78 | 10307900 | 206.0706 | 96.01% | 78.01% | 3.708% | 16.32% | 0.2801% | 5.664% | 99.81% | 44.17% | 92.32% | 34.28% | 100% | 55.09% | 100% | 50.31% | 100% | 68.35% | 100% | 64.87% | City Large | 8635.8522 | Pacific
90720 | 1 | LosAngeles | 0 | CA | 2007 | 7423 | 2190703.9449 | 146098.1 | 215912600 | 6970 | 1468050.1597 | 6964 | 686780.7357 | 6720 | 548304.9839 | 86901.2 | 126381000 | 379 | 387947.5043 | 379 | 264465.5126 | 379 | 248870.9005 | 30321.7 | 45613100 | 74 | 334706.2809 | 74 | 258155.0957 | 74 | 248849.8165 | 28875.2 | 43918500 | 295.1238 | 93.9% | 67.01% | 5.106% | 17.71% | 0.9969% | 15.28% | 99.91% | 46.78% | 96.41% | 37.35% | 100% | 68.17% | 100% | 64.15% | 100% | 77.13% | 100% | 74.35% | Suburb Large | 4062.3496 | Pacific
90723 | 1 | LosAngeles | 0 | CA | 2007 | 10037 | 2578090.5885 | 186062.9 | 278323400 | 9270 | 1233715.6643 | 9247 | 601208.811 | 8471 | 463909.0671 | 69995.9 | 102795000 | 620 | 637358.3801 | 620 | 445150.2055 | 620 | 422935.7203 | 51126.1 | 77230400 | 147 | 707016.5441 | 147 | 567761.6075 | 147 | 553142.3107 | 64940.9 | 98298000 | 256.8587 | 92.36% | 47.85% | 6.177% | 24.72% | 1.465% | 27.42% | 99.75% | 48.73% | 91.38% | 37.6% | 100% | 69.84% | 100% | 66.36% | 100% | 80.3% | 100% | 78.24% | City Small | 11442.6414 | Pacific
90731 | 0.076872 | LosAngeles | 0 | CA | 2007 | 15533 | 3531231.2033 | 217802.2 | 321418300 | 14595 | 2226259.2403 | 14576 | 1008271.4578 | 13400 | 794335.9477 | 121062 | 175643000 | 854 | 735826.6094 | 854 | 405705.9444 | 849 | 370983.7924 | 48444.5 | 72405000 | 84 | 569145.3535 | 84 | 432208.9513 | 84 | 415173.9745 | 48295.7 | 73370300 | 227.3374 | 93.96% | 63.04% | 5.498% | 20.84% | 0.5408% | 16.12% | 99.87% | 45.29% | 91.81% | 35.68% | 100% | 55.14% | 99.41% | 50.42% | 100% | 75.94% | 100% | 72.95% | City Large | 625.4012 | Pacific
90732 | 1 | LosAngeles | Los Angeles, CA | CA | 2007 | 5910 | 1168661.763 | 66125.75 | 97677000 | 5780 | 1019732.3337 | 5778 | 474389.3748 | 5439 | 368278.5551 | 54841.7 | 80594100 | 115 | 99263.6432 | 115 | 63030.3313 | 115 | 58160.6058 | 7218.98 | 10884600 | 15 | 49665.7862 | 15 | 37314.4104 | 15 | 35339.5761 | 4065.07 | 6198300 | 197.7431 | 97.8% | 87.26% | 1.946% | 8.494% | 0.2538% | 4.25% | 99.97% | 46.52% | 94.1% | 36.12% | 100% | 63.5% | 100% | 58.59% | 100% | 75.13% | 100% | 71.15% | City Large | 5501.5846 | Pacific
90740 | 1 | LosAngeles | 0 | CA | 2007 | 6421 | 2186607.7267 | 161024.8 | 241339400 | 5520 | 1011907.3753 | 5519 | 473369.897 | 5112 | 374498.1143 | 58433.1 | 85904800 | 850 | 905225.8629 | 850 | 676425.4368 | 850 | 644598.7738 | 78390 | 118644000 | 51 | 269474.4885 | 51 | 212450.3589 | 51 | 206836.0999 | 24201.7 | 36790600 | 340.5401 | 85.97% | 46.28% | 13.24% | 41.4% | 0.7943% | 12.32% | 99.98% | 46.78% | 92.61% | 37.01% | 100% | 74.72% | 100% | 71.21% | 100% | 78.84% | 100% | 76.76% | Suburb Large | 2900.5597 | Pacific
90744 | 1 | LosAngeles | Los Angeles, CA | CA | 2007 | 11749 | 2630549.2466 | 173097.7 | 259075400 | 10947 | 1507299.9361 | 10923 | 710980.9542 | 9980 | 561338.8422 | 82696.8 | 122273000 | 720 | 666320.7527 | 720 | 435981.117 | 718 | 413007.2587 | 50258.9 | 75948100 | 82 | 456928.5579 | 82 | 352908.6806 | 82 | 341442.8483 | 40142 | 60854300 | 223.8956 | 93.17% | 57.3% | 6.128% | 25.33% | 0.6979% | 17.37% | 99.78% | 47.17% | 91.17% | 37.24% | 100% | 65.43% | 99.72% | 61.98% | 100% | 77.23% | 100% | 74.73% | City Large | 5935.0432 | Pacific
90745 | 1 | LosAngeles | 0 | CA | 2007 | 14520 | 4243320.0712 | 305417.1 | 455634000 | 13692 | 2151139.3497 | 13684 | 996341.401 | 12963 | 783583.1281 | 119514 | 173509000 | 654 | 640060.3425 | 654 | 390587.6387 | 651 | 362300.46 | 45838.1 | 68646000 | 174 | 1452120.3791 | 174 | 1248330.4307 | 174 | 1230480.1683 | 140065 | 213479000 | 292.2397 | 94.3% | 50.69% | 4.504% | 15.08% | 1.198% | 34.22% | 99.94% | 46.32% | 94.68% | 36.43% | 100% | 61.02% | 99.54% | 56.6% | 100% | 85.97% | 100% | 84.74% | City Large | 5963.3389 | Pacific
90746 | 1 | LosAngeles | 0 | CA | 2007 | 8059 | 2582149.7001 | 191192 | 286331100 | 7693 | 1366333.2054 | 7686 | 651794.8925 | 7507 | 511450.3596 | 79797.9 | 116383000 | 225 | 258823.8446 | 225 | 187453.1884 | 225 | 179099.0207 | 21007.6 | 31852100 | 141 | 956992.6501 | 141 | 810984.038 | 141 | 797831.0037 | 90386.5 | 138096000 | 320.4057 | 95.46% | 52.91% | 2.792% | 10.02% | 1.75% | 37.06% | 99.91% | 47.7% | 97.58% | 37.43% | 100% | 72.43% | 100% | 69.2% | 100% | 84.74% | 100% | 83.37% | City Large | 4881.5045 | Pacific
90747 | 1 | LosAngeles | 0 | CA | 2007 | 5 | 3612.4094 | 146.2533 | 221101 | 1 | 402.4844 | 1 | 148.6878 | 1 | 75.2693 | 13.2553 | 19819 | 4 | 3209.925 | 4 | 1285.535 | 4 | 937.0294 | 132.998 | 201282 | 0 | 0 | 0 | 0 | 0 | 0 | 0 | 0 | 722.4819 | 20% | 11.14% | 80% | 88.86% | 0% | 0% | 100% | 36.94% | 100% | 18.7% | 100% | 40.05% | 100% | 29.19% | #DIV/0! | #DIV/0! | #DIV/0! | #DIV/0! | City Small | 2875.0379 | Pacific
90755 | 1 | LosAngeles | 0 | CA | 2007 | 2642 | 1131209.7176 | 88225.4 | 133334700 | 2176 | 352079.8283 | 2173 | 166527.2589 | 2011 | 136280.3135 | 19778.2 | 29201400 | 386 | 398720.1816 | 386 | 289048.6467 | 386 | 275567.5082 | 32689.6 | 49579700 | 80 | 380409.7076 | 80 | 319714.7213 | 80 | 312987.7096 | 35757.6 | 54553600 | 428.1642 | 82.36% | 31.12% | 14.61% | 35.25% | 3.028% | 33.63% | 99.86% | 47.3% | 92.42% | 38.71% | 100% | 72.49% | 100% | 69.11% | 100% | 84.04% | 100% | 82.28% | City Large | 4344.5817 | Pacific
90802 | 1 | LosAngeles | 0 | CA | 2007 | 3936 | 1951220.7999 | 136046.3 | 203176200 | 3151 | 518291.1758 | 3126 | 255580.1584 | 2839 | 216778.1235 | 28835.3 | 42943900 | 675 | 604741.2298 | 672 | 348586.6627 | 672 | 317904.5997 | 39552.9 | 59429300 | 110 | 828188.3942 | 110 | 567772.9417 | 110 | 543098.4852 | 67658.1 | 100803000 | 495.737 | 80.06% | 26.56% | 17.15% | 30.99% | 2.795% | 42.44% | 99.21% | 49.31% | 90.1% | 41.83% | 99.56% | 57.64% | 99.56% | 52.57% | 100% | 68.56% | 100% | 65.58% | City Large | 3919.9486 | Pacific
90803 | 1 | LosAngeles | 0 | CA | 2007 | 9837 | 1889909.3833 | 95978.8 | 143393100 | 9422 | 1438651.5081 | 9409 | 611050.1045 | 8611 | 454246.7456 | 66482.4 | 98880500 | 380 | 317688.7093 | 380 | 168374.1823 | 379 | 150015.8334 | 19242.9 | 28904100 | 35 | 133569.1659 | 35 | 92195.4938 | 35 | 87660.3307 | 10253.5 | 15608500 | 192.1225 | 95.78% | 76.12% | 3.863% | 16.81% | 0.3558% | 7.067% | 99.86% | 42.47% | 91.39% | 31.57% | 100% | 53% | 99.74% | 47.22% | 100% | 69.02% | 100% | 65.63% | City Large | 4763.89 | Pacific
90804 | 1 | LosAngeles | 0 | CA | 2007 | 6691 | 1254305.1363 | 78326.23 | 116616500 | 6393 | 919698.7748 | 6378 | 441884.3945 | 5865 | 360178.7885 | 53284.7 | 79061500 | 279 | 240927.5467 | 278 | 149397.9281 | 278 | 136122.4258 | 17334 | 25988600 | 19 | 93678.8147 | 19 | 64316.8281 | 19 | 60912.0628 | 7707.53 | 11566400 | 187.4615 | 95.55% | 73.32% | 4.17% | 19.21% | 0.284% | 7.469% | 99.77% | 48.05% | 91.74% | 39.16% | 99.64% | 62.01% | 99.64% | 56.5% | 100% | 68.66% | 100% | 65.02% | City Large | 18381.0963 | Pacific
90805 | 1 | LosAngeles | 0 | CA | 2007 | 20694 | 3602271.4047 | 225049.3 | 334694700 | 19910 | 2538218.4273 | 19871 | 1219158.7686 | 17929 | 917071.185 | 137563 | 202477000 | 704 | 642829.0799 | 704 | 433902.6104 | 701 | 410672.776 | 50131.4 | 75506700 | 80 | 421223.8975 | 80 | 327874.8179 | 80 | 318110.162 | 37354.9 | 56711000 | 174.0732 | 96.21% | 70.46% | 3.402% | 17.85% | 0.3866% | 11.69% | 99.8% | 48.03% | 90.05% | 36.13% | 100% | 67.5% | 99.57% | 63.89% | 100% | 77.84% | 100% | 75.52% | City Large | 12289.2191 | Pacific
90806 | 1 | LosAngeles | 0 | CA | 2007 | 8889 | 1529125.2429 | 88341.2 | 131493000 | 8614 | 1169113.6573 | 8601 | 526413.1236 | 7831 | 407237.5674 | 61064.4 | 90102800 | 246 | 204420.218 | 246 | 131226.6613 | 246 | 121998.3009 | 14868.3 | 22522900 | 29 | 155591.3677 | 29 | 112081.6077 | 29 | 106670.5339 | 12408.5 | 18867300 | 172.0244 | 96.91% | 76.46% | 2.767% | 13.37% | 0.3262% | 10.18% | 99.85% | 45.03% | 90.91% | 34.83% | 100% | 64.19% | 100% | 59.68% | 100% | 72.04% | 100% | 68.56% | City Large | 13387.3099 | Pacific
90807 | 1 | LosAngeles | 0 | CA | 2007 | 9783 | 2223949.1586 | 138677.8 | 206479300 | 9268 | 1474713.8653 | 9252 | 677772.9836 | 8632 | 504331.8188 | 79906.4 | 117627000 | 461 | 402521.3192 | 461 | 239975.6408 | 461 | 217755.7041 | 27883 | 41889200 | 54 | 346713.9741 | 54 | 271641.8907 | 54 | 262709.8003 | 30888.4 | 46963100 | 227.3279 | 94.74% | 66.31% | 4.712% | 18.1% | 0.552% | 15.59% | 99.83% | 45.96% | 93.14% | 34.2% | 100% | 59.62% | 100% | 54.1% | 100% | 78.35% | 100% | 75.77% | City Large | 6255.1009 | Pacific
90808 | 1 | LosAngeles | 0 | CA | 2007 | 14814 | 2903286.0217 | 179475.8 | 264942600 | 14556 | 2280679.3346 | 14549 | 1076253.3503 | 13733 | 803627.9823 | 128129 | 187444000 | 194 | 188905.524 | 194 | 114443.3355 | 194 | 105118.4018 | 13457.7 | 20196700 | 64 | 433701.1631 | 64 | 334078.1505 | 64 | 321775.3765 | 37889.1 | 57301900 | 195.9826 | 98.26% | 78.56% | 1.31% | 6.507% | 0.432% | 14.94% | 99.95% | 47.19% | 94.35% | 35.24% | 100% | 60.58% | 100% | 55.65% | 100% | 77.03% | 100% | 74.19% | City Large | 5298.8128 | Pacific
90810 | 1 | LosAngeles | 0 | CA | 2007 | 9312 | 2733486.0058 | 209863.1 | 315494300 | 8824 | 1159851.1544 | 8811 | 545273.0109 | 7944 | 407727.2402 | 62539.3 | 91910900 | 367 | 359752.9263 | 366 | 240312.9476 | 366 | 230053.9036 | 28453.8 | 42761400 | 121 | 1213881.925 | 121 | 1053555.9919 | 121 | 1039120.985 | 118870 | 180822000 | 293.5445 | 94.76% | 42.43% | 3.941% | 13.16% | 1.299% | 44.41% | 99.85% | 47.01% | 90.03% | 35.15% | 99.73% | 66.8% | 99.73% | 63.95% | 100% | 86.79% | 100% | 85.6% | City Large | 5657.3677 | Pacific
90813 | 1 | LosAngeles | 0 | CA | 2007 | 7296 | 1940299.0577 | 139003.7 | 207369700 | 6485 | 956198.6108 | 6476 | 487284.9998 | 6101 | 408769.6421 | 58722.8 | 87183100 | 739 | 674213.5377 | 739 | 444886.0634 | 739 | 418277.6081 | 53123.6 | 79428000 | 72 | 309886.9093 | 72 | 230978.9812 | 72 | 222251.8974 | 27157.3 | 40758600 | 265.9401 | 88.88% | 49.28% | 10.13% | 34.75% | 0.9868% | 15.97% | 99.86% | 50.96% | 94.08% | 42.75% | 100% | 65.99% | 100% | 62.04% | 100% | 74.54% | 100% | 71.72% | City Large | 17239.0287 | Pacific
90814 | 1 | LosAngeles | 0 | CA | 2007 | 4957 | 882410.5582 | 52322.39 | 77128810 | 4783 | 718862.5569 | 4777 | 330413.8116 | 4441 | 260498.2874 | 39820.7 | 58459300 | 162 | 128818.343 | 162 | 80010.3388 | 162 | 73377.3163 | 9517.57 | 14197700 | 12 | 34729.6583 | 12 | 25209.1053 | 12 | 24416.3577 | 2984.12 | 4471810 | 178.013 | 96.49% | 81.47% | 3.268% | 14.6% | 0.2421% | 3.936% | 99.87% | 45.96% | 92.85% | 36.24% | 100% | 62.11% | 100% | 56.96% | 100% | 72.59% | 100% | 70.3% | City Large | 13085.5677 | Pacific
90815 | 1 | LosAngeles | 0 | CA | 2007 | 13663 | 3245350.5152 | 195555.3 | 290406000 | 13140 | 2272071.6953 | 13131 | 1077060.605 | 12251 | 832585.5619 | 124401 | 182682000 | 445 | 428126.9579 | 445 | 246401.4621 | 442 | 225015.4603 | 28157.7 | 42424200 | 78 | 545151.8621 | 78 | 383488.2457 | 78 | 365337.0876 | 42996.6 | 65299800 | 237.5284 | 96.17% | 70.01% | 3.257% | 13.19% | 0.5709% | 16.8% | 99.93% | 47.4% | 93.23% | 36.64% | 100% | 57.55% | 99.33% | 52.56% | 100% | 70.35% | 100% | 67.02% | City Large | 5221.2781 | Pacific
90831 | 1 | LosAngeles | 0 | CA | 2007 | 3 | 26370.4916 | 1358.89 | 2076880 | 0 | 0 | 0 | 0 | 0 | 0 | 0 | 0 | 0 | 0 | 0 | 0 | 0 | 0 | 0 | 0 | 3 | 26370.4916 | 3 | 12662.8631 | 3 | 11974.9758 | 1358.89 | 2076880 | 8790.1639 | 0% | 0% | 0% | 0% | 100% | 100% | #DIV/0! | #DIV/0! | #DIV/0! | #DIV/0! | #DIV/0! | #DIV/0! | #DIV/0! | #DIV/0! | 100% | 48.02% | 100% | 45.41% | City Large | 4158.0466 | Pacific
90840 | 1 | LosAngeles | 0 | CA | 2007 | 15 | 6119.6308 | 370.791 | 548694 | 11 | 3349.4816 | 11 | 1514.9118 | 11 | 1231.8255 | 196.063 | 284232 | 4 | 2770.1492 | 4 | 1518.4891 | 4 | 1354.1122 | 174.728 | 264462 | 0 | 0 | 0 | 0 | 0 | 0 | 0 | 0 | 407.9754 | 73.33% | 54.73% | 26.67% | 45.27% | 0% | 0% | 100% | 45.23% | 100% | 36.78% | 100% | 54.82% | 100% | 48.88% | #DIV/0! | #DIV/0! | #DIV/0! | #DIV/0! | City Large | 5772.5379 | Pacific
90895 | 1 | LosAngeles | 0 | CA | 2007 | 1 | 5869.6849 | 531.291 | 811685 | 0 | 0 | 0 | 0 | 0 | 0 | 0 | 0 | 0 | 0 | 0 | 0 | 0 | 0 | 0 | 0 | 1 | 5869.6849 | 1 | 4858.3186 | 1 | 4709.5592 | 531.291 | 811685 | 5869.6849 | 0% | 0% | 0% | 0% | 100% | 100% | #DIV/0! | #DIV/0! | #DIV/0! | #DIV/0! | #DIV/0! | #DIV/0! | #DIV/0! | #DIV/0! | 100% | 82.77% | 100% | 80.24% | City Large | 5450.5678 | Pacific
91001 | 0.55566 | LosAngeles | 0 | CA | 2007 | 14387 | 2493042.6285 | 90487.78 | 137984200 | 14162 | 2243517.6113 | 14051 | 733576.8149 | 10870 | 489647.7852 | 74053.3 | 112596000 | 204 | 174568.2661 | 204 | 94903.7285 | 203 | 83439.805 | 10757.3 | 16605000 | 21 | 74956.7511 | 21 | 49392.6022 | 21 | 46101.1328 | 5677.18 | 8783200 | 173.2844 | 98.44% | 89.99% | 1.418% | 7.002% | 0.146% | 3.007% | 99.22% | 32.7% | 76.75% | 21.83% | 100% | 54.36% | 99.51% | 47.8% | 100% | 65.89% | 100% | 61.5% | Suburb Large | 887.987 | Pacific
91006 | 1 | LosAngeles | 0 | CA | 2007 | 11777 | 2775084.5787 | 140028.4 | 203957200 | 11177 | 2224340.5981 | 11130 | 856094.893 | 9898 | 634011.3669 | 104229 | 150720000 | 564 | 403006.2712 | 564 | 199723.3057 | 561 | 172294.0721 | 23914.3 | 35279500 | 36 | 147737.7094 | 36 | 106039.7771 | 36 | 100488.7563 | 11885.1 | 17957700 | 235.6359 | 94.91% | 80.15% | 4.789% | 14.52% | 0.3057% | 5.324% | 99.58% | 38.49% | 88.56% | 28.5% | 100% | 49.56% | 99.47% | 42.75% | 100% | 71.78% | 100% | 68.02% | City Small | 3899.7643 | Pacific
91007 | 1 | LosAngeles | 0 | CA | 2007 | 9002 | 2658110.4409 | 150065.6 | 227207500 | 8210 | 1697198.1947 | 8178 | 676263.2809 | 7308 | 507049.5395 | 82411.5 | 123595000 | 746 | 620316.3494 | 746 | 348796.209 | 745 | 308835.3857 | 41865 | 63310800 | 46 | 340595.8968 | 46 | 230032.0778 | 46 | 215867.6445 | 25789.1 | 40301700 | 295.28 | 91.2% | 63.85% | 8.287% | 23.34% | 0.511% | 12.81% | 99.61% | 39.85% | 89.01% | 29.88% | 100% | 56.23% | 99.87% | 49.79% | 100% | 67.54% | 100% | 63.38% | City Small | 5970.535 | Pacific
91008 | 1 | LosAngeles | 0 | CA | 2007 | 502 | 169907.4748 | 7759.817 | 11348770 | 376 | 71683.2389 | 375 | 26252.3776 | 315 | 19338.5139 | 3024.44 | 4411110 | 124 | 88416.369 | 124 | 33385.3297 | 124 | 25680.8484 | 4122.63 | 6037370 | 2 | 9807.8669 | 2 | 5442.6193 | 2 | 4647.6176 | 612.747 | 900290 | 338.4611 | 74.9% | 42.19% | 24.7% | 52.04% | 0.3984% | 5.772% | 99.73% | 36.62% | 83.78% | 26.98% | 100% | 37.76% | 100% | 29.05% | 100% | 55.49% | 100% | 47.39% | Suburb Large | 680.776 | Pacific
91010 | 1 | LosAngeles | 0 | CA | 2007 | 7591 | 1747433.0898 | 102231.7 | 151641400 | 7226 | 1153612.945 | 7216 | 497588.0566 | 6513 | 380492.2865 | 56872.9 | 83115200 | 311 | 297603.9049 | 311 | 182765.3823 | 310 | 169050.8102 | 20851.6 | 31321800 | 54 | 296216.2399 | 54 | 220173.1867 | 54 | 211120.47 | 24507.2 | 37204400 | 230.198 | 95.19% | 66.02% | 4.097% | 17.03% | 0.7114% | 16.95% | 99.86% | 43.13% | 90.13% | 32.98% | 100% | 61.41% | 99.68% | 56.8% | 100% | 74.33% | 100% | 71.27% | Suburb Large | 2636.2583 | Pacific
91011 | 0.59461 | LosAngeles | 0 | CA | 2007 | 8042 | 2229146.449 | 90192.05 | 137124900 | 7443 | 1735123.3261 | 7359 | 551871.9234 | 6116 | 400419.1209 | 62224.4 | 94000000 | 570 | 388333.097 | 570 | 172427.0322 | 567 | 145251.2937 | 20055.2 | 30769700 | 29 | 105690.026 | 29 | 70492.8809 | 29 | 66375.9085 | 7912.45 | 12355200 | 277.1881 | 92.55% | 77.84% | 7.088% | 17.42% | 0.3606% | 4.741% | 98.87% | 31.81% | 82.17% | 23.08% | 100% | 44.4% | 99.47% | 37.4% | 100% | 66.7% | 100% | 62.8% | Suburb Large | 686.9784 | Pacific
91016 | 1 | LosAngeles | 0 | CA | 2007 | 12577 | 2731321.163 | 153555.8 | 226969300 | 12000 | 1816227.9645 | 11917 | 690465.2089 | 10093 | 505735.82 | 80355.7 | 116603000 | 483 | 461048.1874 | 483 | 287774.4062 | 482 | 266165.4508 | 33691.8 | 50387400 | 94 | 454045.0111 | 94 | 350411.9919 | 94 | 337714.7244 | 39508.3 | 59978900 | 217.1679 | 95.41% | 66.5% | 3.84% | 16.88% | 0.7474% | 16.62% | 99.31% | 38.02% | 84.11% | 27.85% | 100% | 62.42% | 99.79% | 57.73% | 100% | 77.18% | 100% | 74.38% | Suburb Large | 2842.9869 | Pacific
91020 | 1 | LosAngeles | 0 | CA | 2007 | 1709 | 393645.6141 | 19423.07 | 29937570 | 1541 | 229647.101 | 1534 | 82155.648 | 1287 | 59384.6776 | 8770.35 | 13388700 | 158 | 128526.4481 | 158 | 70017.0204 | 158 | 61980.7383 | 7800.94 | 12094500 | 10 | 35472.065 | 10 | 25301.96 | 10 | 23665.927 | 2851.78 | 4454370 | 230.3368 | 90.17% | 58.34% | 9.245% | 32.65% | 0.5851% | 9.011% | 99.55% | 35.77% | 83.52% | 25.86% | 100% | 54.48% | 100% | 48.22% | 100% | 71.33% | 100% | 66.72% | City Midsize | 8954.6802 | Pacific
91024 | 1 | LosAngeles | 0 | CA | 2007 | 4215 | 827036.2864 | 35242.38 | 53167860 | 4055 | 679178.4065 | 4007 | 230839.3637 | 3149 | 164657.4319 | 26111.1 | 39316700 | 151 | 115161.6178 | 151 | 56046.2282 | 151 | 48670.8401 | 6838.58 | 10331300 | 9 | 32696.2621 | 9 | 19364.8775 | 9 | 17566.0667 | 2292.7 | 3519860 | 196.2126 | 96.2% | 82.12% | 3.582% | 13.92% | 0.2135% | 3.953% | 98.82% | 33.99% | 77.66% | 24.24% | 100% | 48.67% | 100% | 42.26% | 100% | 59.23% | 100% | 53.72% | City Midsize | 2658.0702 | Pacific
91030 | 1 | LosAngeles | 0 | CA | 2007 | 7313 | 1535349.7819 | 68617.37 | 105095730 | 6942 | 1170182.16 | 6869 | 404951.8195 | 5548 | 296061.696 | 45063.7 | 68694100 | 347 | 282885.5001 | 347 | 150661.2251 | 345 | 134094.3782 | 17494.2 | 26946800 | 24 | 82282.1218 | 24 | 54000.4752 | 24 | 49908.2821 | 6059.47 | 9454830 | 209.948 | 94.93% | 76.22% | 4.745% | 18.42% | 0.3282% | 5.359% | 98.95% | 34.61% | 79.92% | 25.3% | 100% | 53.26% | 99.42% | 47.4% | 100% | 65.63% | 100% | 60.66% | Suburb Large | 7506.7578 | Pacific
91040 | 0.88548 | LosAngeles | Los Angeles, CA | CA | 2007 | 7891 | 1431092.8233 | 64922.08 | 98740580 | 7715 | 1247627.4214 | 7624 | 456934.29 | 6416 | 331946.7195 | 52204 | 79026800 | 169 | 138300.8315 | 169 | 76314.946 | 168 | 68354.3664 | 8730.2 | 13469300 | 7 | 45164.5704 | 7 | 35783.4314 | 7 | 34699.074 | 3987.88 | 6244480 | 181.3576 | 97.77% | 87.18% | 2.142% | 9.664% | 0.08871% | 3.156% | 98.82% | 36.62% | 83.16% | 26.61% | 100% | 55.18% | 99.41% | 49.42% | 100% | 79.23% | 100% | 76.83% | City Large | 1685.5739 | Pacific
91042 | 0.91515 | LosAngeles | Los Angeles, CA | CA | 2007 | 7756 | 1378456.3733 | 66387.99 | 100866870 | 7541 | 1168774.2101 | 7475 | 447318.6805 | 6378 | 332414.3345 | 51726.6 | 78121400 | 201 | 162680.3325 | 201 | 94794.7162 | 201 | 86460.5638 | 10788.1 | 16705500 | 14 | 47001.8306 | 14 | 34387.292 | 14 | 32710.2178 | 3873.29 | 6039970 | 177.7277 | 97.23% | 84.79% | 2.592% | 11.8% | 0.1805% | 3.41% | 99.12% | 38.27% | 84.58% | 28.44% | 100% | 58.27% | 100% | 53.15% | 100% | 73.16% | 100% | 69.59% | City Large | 2548.639 | Pacific
91101 | 1 | LosAngeles | 0 | CA | 2007 | 1916 | 1022517.0458 | 60017.83 | 93076700 | 1436 | 236059.439 | 1417 | 83239.1486 | 1121 | 66018.7478 | 9357.93 | 14297000 | 405 | 383615.8825 | 405 | 199516.7364 | 404 | 179009.5131 | 22932.9 | 35463600 | 75 | 402841.7244 | 75 | 249978.2487 | 75 | 234120.4401 | 27727 | 43316100 | 533.6728 | 74.95% | 23.09% | 21.14% | 37.52% | 3.914% | 39.4% | 98.68% | 35.26% | 78.06% | 27.97% | 100% | 52.01% | 99.75% | 46.66% | 100% | 62.05% | 100% | 58.12% | City Midsize | 14360.8979 | Pacific
91103 | 1 | LosAngeles | 0 | CA | 2007 | 6689 | 1512810.7938 | 75587.4 | 115999300 | 6323 | 981306.3418 | 6255 | 345872.5262 | 5142 | 249708.6918 | 38630.6 | 58815000 | 320 | 285768.1119 | 320 | 151765.5602 | 320 | 136232.9168 | 17463.1 | 27005900 | 46 | 245736.3401 | 46 | 167316.338 | 46 | 159393.7913 | 19493.7 | 30178400 | 226.164 | 94.53% | 64.87% | 4.784% | 18.89% | 0.6877% | 16.24% | 98.92% | 35.25% | 81.32% | 25.45% | 100% | 53.11% | 100% | 47.67% | 100% | 68.09% | 100% | 64.86% | City Midsize | 5986.0734 | Pacific
91104 | 1 | LosAngeles | 0 | CA | 2007 | 11694 | 1788359.8586 | 80935.19 | 122350360 | 11501 | 1571772.2625 | 11389 | 571880.035 | 9312 | 415941.7864 | 65582.3 | 98820600 | 176 | 160283.7791 | 176 | 89248.7738 | 176 | 81504.542 | 10907.5 | 16648100 | 17 | 56303.817 | 17 | 37765.3795 | 17 | 35611.886 | 4445.39 | 6881660 | 152.9297 | 98.35% | 87.89% | 1.505% | 8.963% | 0.1454% | 3.148% | 99.03% | 36.38% | 80.97% | 26.46% | 100% | 55.68% | 100% | 50.85% | 100% | 67.07% | 100% | 63.25% | City Midsize | 9387.249 | Pacific
91105 | 1 | LosAngeles | 0 | CA | 2007 | 4361 | 1402435.9691 | 65934.9 | 101626900 | 3842 | 766546.0961 | 3780 | 243514.6184 | 2954 | 177335.548 | 26009.3 | 39784200 | 464 | 376215.4566 | 464 | 197565.5437 | 462 | 174839.975 | 22256 | 34430600 | 55 | 259674.4165 | 55 | 156467.257 | 55 | 144221.3627 | 17669.6 | 27412100 | 321.5859 | 88.1% | 54.66% | 10.64% | 26.83% | 1.261% | 18.52% | 98.39% | 31.77% | 76.89% | 23.13% | 100% | 52.51% | 99.57% | 46.47% | 100% | 60.26% | 100% | 55.54% | City Midsize | 3332.9276 | Pacific
91106 | 1 | LosAngeles | 0 | CA | 2007 | 5714 | 1505053.3769 | 74854.9 | 114774100 | 5198 | 863139.3727 | 5143 | 298760.1623 | 4183 | 224275.9003 | 33904.7 | 51415500 | 454 | 386054.4083 | 453 | 196437.0226 | 447 | 174550.8829 | 22509.1 | 34747900 | 62 | 255859.5959 | 62 | 161649.8384 | 62 | 151896.2987 | 18441.1 | 28610700 | 263.3975 | 90.97% | 57.35% | 7.945% | 25.65% | 1.085% | 17% | 98.94% | 34.61% | 80.47% | 25.98% | 99.78% | 50.88% | 98.46% | 45.21% | 100% | 63.18% | 100% | 59.37% | City Midsize | 8014.8015 | Pacific
91107 | 0.82945 | LosAngeles | 0 | CA | 2007 | 12146 | 2880505.5826 | 151247 | 231140600 | 11446 | 1944986.2763 | 11360 | 721405.1858 | 9562 | 531594.9369 | 82808.9 | 124744000 | 611 | 506080.9188 | 611 | 283360.7821 | 609 | 256071.5356 | 32673.1 | 50512800 | 89 | 429438.3875 | 89 | 317674.556 | 89 | 304845.1153 | 35765 | 55883800 | 237.1567 | 94.24% | 67.52% | 5.03% | 17.57% | 0.7328% | 14.91% | 99.25% | 37.09% | 83.54% | 27.33% | 100% | 55.99% | 99.67% | 50.6% | 100% | 73.97% | 100% | 70.99% | City Midsize | 1517.4965 | Pacific
91108 | 1 | LosAngeles | 0 | CA | 2007 | 6224 | 1446693.4091 | 58194.29 | 88618510 | 5866 | 1137284.9038 | 5802 | 364690.1331 | 4675 | 251384.3256 | 41724.5 | 63276100 | 337 | 218906.6114 | 337 | 87522.5266 | 336 | 70946.1252 | 10542.8 | 16110300 | 21 | 90501.8938 | 21 | 51395.2196 | 21 | 45982.7651 | 5926.99 | 9232110 | 232.4379 | 94.25% | 78.61% | 5.415% | 15.13% | 0.3374% | 6.256% | 98.91% | 32.07% | 79.7% | 22.1% | 100% | 39.98% | 99.7% | 32.41% | 100% | 56.79% | 100% | 50.81% | Suburb Large | 3629.4591 | Pacific
91123 | 1 | LosAngeles | 0 | CA | 2007 | 2 | 708.1939 | 40.8549 | 58978.7 | 2 | 708.1939 | 2 | 285.891 | 2 | 250.7087 | 40.8549 | 58978.7 | 0 | 0 | 0 | 0 | 0 | 0 | 0 | 0 | 0 | 0 | 0 | 0 | 0 | 0 | 0 | 0 | 354.0969 | 100% | 100% | 0% | 0% | 0% | 0% | 100% | 40.37% | 100% | 35.4% | #DIV/0! | #DIV/0! | #DIV/0! | #DIV/0! | #DIV/0! | #DIV/0! | #DIV/0! | #DIV/0! | City Midsize | 3335.991 | Pacific
91129 | 1 | LosAngeles | 0 | CA | 2007 | 1 | 2007.8411 | 253.421 | 368872 | 0 | 0 | 0 | 0 | 0 | 0 | 0 | 0 | 1 | 2007.8411 | 1 | 1560.3417 | 1 | 1482.709 | 253.421 | 368872 | 0 | 0 | 0 | 0 | 0 | 0 | 0 | 0 | 2007.8411 | 0% | 0% | 100% | 100% | 0% | 0% | #DIV/0! | #DIV/0! | #DIV/0! | #DIV/0! | 100% | 77.71% | 100% | 73.85% | #DIV/0! | #DIV/0! | #DIV/0! | #DIV/0! | City Midsize | 3335.991 | Pacific
91201 | 1 | LosAngeles | 0 | CA | 2007 | 5579 | 1499329.4339 | 92046.4 | 143433000 | 5139 | 770202.1437 | 5126 | 308312.8518 | 4565 | 238879.833 | 34937.7 | 54015000 | 351 | 329249.3961 | 351 | 207501.8494 | 351 | 192072.7552 | 22986.9 | 35985800 | 89 | 399877.8941 | 89 | 301174.4207 | 89 | 289616.6864 | 34121.8 | 53432200 | 268.7452 | 92.11% | 51.37% | 6.291% | 21.96% | 1.595% | 26.67% | 99.75% | 40.03% | 88.83% | 31.02% | 100% | 63.02% | 100% | 58.34% | 100% | 75.32% | 100% | 72.43% | City Midsize | 7132.1749 | Pacific
91202 | 1 | LosAngeles | 0 | CA | 2007 | 5102 | 1106763.6372 | 53557.73 | 82218320 | 4834 | 839125.1903 | 4823 | 337692.7763 | 4248 | 248893.3779 | 36638 | 56036800 | 252 | 200966.5122 | 252 | 108830.1909 | 252 | 94954.8352 | 12147.3 | 18780900 | 16 | 66671.9348 | 16 | 40916.8735 | 16 | 38566.8884 | 4772.43 | 7400620 | 216.9274 | 94.75% | 75.82% | 4.939% | 18.16% | 0.3136% | 6.024% | 99.77% | 40.24% | 87.88% | 29.66% | 100% | 54.15% | 100% | 47.25% | 100% | 61.37% | 100% | 57.85% | City Midsize | 9226.5739 | Pacific
91203 | 1 | LosAngeles | 0 | CA | 2007 | 1849 | 561906.5807 | 34245.11 | 52720900 | 1651 | 258618.5142 | 1645 | 116126.1464 | 1441 | 94366.9599 | 13102.7 | 19778200 | 170 | 167364.6868 | 170 | 100480.598 | 170 | 92714.9894 | 11387.5 | 17640600 | 28 | 135923.3797 | 28 | 88465.6433 | 28 | 83282.6421 | 9754.91 | 15302100 | 303.8976 | 89.29% | 46.03% | 9.194% | 29.79% | 1.514% | 24.19% | 99.64% | 44.9% | 87.28% | 36.49% | 100% | 60.04% | 100% | 55.4% | 100% | 65.08% | 100% | 61.27% | City Midsize | 15911.1299 | Pacific
91204 | 1 | LosAngeles | 0 | CA | 2007 | 2114 | 989786.9514 | 70250.6 | 109092300 | 1729 | 262417.0043 | 1722 | 122110.6117 | 1534 | 99560.7837 | 13809 | 20978500 | 317 | 312005.3251 | 317 | 203148.9031 | 317 | 188014.2193 | 22468.4 | 35015200 | 68 | 415364.6221 | 68 | 302334.6007 | 68 | 288485.0013 | 33973.2 | 53098600 | 468.2057 | 81.79% | 26.51% | 15% | 31.52% | 3.217% | 41.97% | 99.6% | 46.53% | 88.72% | 37.94% | 100% | 65.11% | 100% | 60.26% | 100% | 72.79% | 100% | 69.45% | City Midsize | 14211.401 | Pacific
91205 | 1 | LosAngeles | 0 | CA | 2007 | 5122 | 1319267.7363 | 74895.2 | 115110400 | 4609 | 721818.7897 | 4594 | 322427.2999 | 4073 | 258939.1241 | 35590.9 | 54265100 | 474 | 419858.983 | 474 | 245207.7375 | 474 | 221482.9372 | 27608.7 | 42593500 | 39 | 177589.9636 | 39 | 106144.5956 | 39 | 97619.459 | 11695.6 | 18251800 | 257.5689 | 89.98% | 54.71% | 9.254% | 31.83% | 0.7614% | 13.46% | 99.67% | 44.67% | 88.37% | 35.87% | 100% | 58.4% | 100% | 52.75% | 100% | 59.77% | 100% | 54.97% | City Midsize | 18944.3003 | Pacific
91206 | 1 | LosAngeles | 0 | CA | 2007 | 6149 | 1606187.0507 | 78744.8 | 120902000 | 5733 | 1107422.5651 | 5699 | 404383.5397 | 4953 | 309255.4921 | 46511.7 | 70711200 | 382 | 324967.5248 | 382 | 174740.149 | 382 | 156324.9402 | 19770.3 | 30644400 | 34 | 173796.9608 | 34 | 113662.983 | 34 | 107241.3659 | 12462.8 | 19546400 | 261.2111 | 93.23% | 68.95% | 6.212% | 20.23% | 0.5529% | 10.82% | 99.41% | 36.52% | 86.39% | 27.93% | 100% | 53.77% | 100% | 48.1% | 100% | 65.4% | 100% | 61.7% | City Midsize | 5731.3742 | Pacific
91207 | 1 | LosAngeles | 0 | CA | 2007 | 3168 | 698842.1518 | 32877.37 | 50355730 | 3029 | 591853.1169 | 3023 | 228357.1018 | 2665 | 170522.1763 | 26065.8 | 39861300 | 134 | 90364.6977 | 133 | 48202.2968 | 133 | 42347.8511 | 5504.59 | 8480150 | 5 | 16624.3372 | 5 | 11040.0782 | 5 | 10411.073 | 1306.98 | 2014280 | 220.5941 | 95.61% | 84.69% | 4.23% | 12.93% | 0.1578% | 2.379% | 99.8% | 38.58% | 87.98% | 28.81% | 99.25% | 53.34% | 99.25% | 46.86% | 100% | 66.41% | 100% | 62.63% | City Midsize | 4859.744 | Pacific
91208 | 1 | LosAngeles | 0 | CA | 2007 | 4966 | 1067612.8866 | 42605.72 | 64918040 | 4819 | 911944.5396 | 4767 | 304659.2922 | 3926 | 219135.1297 | 33458.7 | 50810600 | 133 | 104617.315 | 133 | 53364.4367 | 132 | 47377.2688 | 6192.27 | 9523170 | 14 | 51051.032 | 14 | 25728.7573 | 14 | 23136.966 | 2954.75 | 4584270 | 214.9845 | 97.04% | 85.42% | 2.678% | 9.799% | 0.2819% | 4.782% | 98.92% | 33.41% | 81.47% | 24.03% | 100% | 51.01% | 99.25% | 45.29% | 100% | 50.4% | 100% | 45.32% | City Midsize | 1830.2612 | Pacific
91214 | 1 | LosAngeles | 0 | CA | 2007 | 9983 | 1928375.7329 | 87160.32 | 133286510 | 9765 | 1677582.8892 | 9716 | 600469.5048 | 8419 | 440663.7979 | 70618.2 | 107595000 | 200 | 166659.6217 | 200 | 91632.2441 | 200 | 80538.4495 | 10384.6 | 16050600 | 18 | 84133.2219 | 18 | 55182.1656 | 18 | 51570.1406 | 6157.52 | 9640910 | 193.166 | 97.82% | 86.99% | 2.003% | 8.642% | 0.1803% | 4.363% | 99.5% | 35.79% | 86.22% | 26.27% | 100% | 54.98% | 100% | 48.33% | 100% | 65.59% | 100% | 61.3% | City Midsize | 4422.7299 | Pacific
91316 | 1 | LosAngeles | Los Angeles, CA | CA | 2007 | 6313 | 1964639.949 | 99954.3 | 153402900 | 5441 | 1103828.4143 | 5392 | 405813.9899 | 4655 | 301777.8007 | 45706.5 | 69283000 | 809 | 615551.5375 | 809 | 313860.5854 | 800 | 277549.1539 | 35712.2 | 55172100 | 63 | 245259.9971 | 63 | 165346.3834 | 63 | 156205.3703 | 18535.6 | 28947800 | 311.2054 | 86.19% | 56.18% | 12.81% | 31.33% | 0.9979% | 12.48% | 99.1% | 36.76% | 85.55% | 27.34% | 100% | 50.99% | 98.89% | 45.09% | 100% | 67.42% | 100% | 63.69% | City Large | 5663.499 | Pacific
91321 | 0.031662 | LosAngeles | 0 | CA | 2007 | 1 | 963.2344 | 99.5814 | 157050 | 0 | 0 | 0 | 0 | 0 | 0 | 0 | 0 | 1 | 963.2344 | 1 | 889.1208 | 1 | 889.1208 | 99.5814 | 157050 | 0 | 0 | 0 | 0 | 0 | 0 | 0 | 0 | 963.2344 | 0% | 0% | 100% | 100% | 0% | 0% | #DIV/0! | #DIV/0! | #DIV/0! | #DIV/0! | 100% | 92.31% | 100% | 92.31% | #DIV/0! | #DIV/0! | #DIV/0! | #DIV/0! | City Large | 1347.927 | Pacific
91324 | 0.19914 | LosAngeles | Los Angeles, CA | CA | 2007 | 1200 | 411216.5037 | 26373.02 | 40693810 | 1034 | 198806.1613 | 1031 | 83405.6319 | 950 | 64217.1672 | 10056.8 | 15199000 | 149 | 141553.6768 | 149 | 90573.4595 | 149 | 84671.906 | 10261 | 15991900 | 17 | 70856.6657 | 17 | 54770.4214 | 17 | 52610.2345 | 6055.22 | 9502910 | 342.6804 | 86.17% | 48.35% | 12.42% | 34.42% | 1.417% | 17.23% | 99.71% | 41.95% | 91.88% | 32.3% | 100% | 63.99% | 100% | 59.82% | 100% | 77.3% | 100% | 74.25% | City Large | 6704.0504 | Pacific
91325 | 1 | LosAngeles | Los Angeles, CA | CA | 2007 | 7721 | 2405913.3958 | 134754.1 | 204651800 | 7007 | 1587284.8415 | 6981 | 632100.4328 | 6389 | 490355.6723 | 78187.6 | 117176000 | 667 | 549666.9354 | 667 | 306509.8784 | 667 | 277077.3672 | 36067.2 | 55439800 | 47 | 268961.6188 | 47 | 182149.2395 | 47 | 172929.053 | 20499.3 | 32036000 | 311.6064 | 90.75% | 65.97% | 8.639% | 22.85% | 0.6087% | 11.18% | 99.63% | 39.82% | 91.18% | 30.89% | 100% | 55.76% | 100% | 50.41% | 100% | 67.72% | 100% | 64.3% | City Large | 6883.0724 | Pacific
91326 | 0.16556 | LosAngeles | Los Angeles, CA | CA | 2007 | 1462 | 379081.515 | 19532.365 | 29348240 | 1449 | 367820.7053 | 1448 | 143441.7277 | 1393 | 113489.7069 | 18708.9 | 28071700 | 13 | 11260.8097 | 13 | 7025.3161 | 13 | 6498.2833 | 823.465 | 1276540 | 0 | 0 | 0 | 0 | 0 | 0 | 0 | 0 | 259.2897 | 99.11% | 97.03% | 0.8892% | 2.971% | 0% | 0% | 99.93% | 39% | 96.14% | 30.85% | 100% | 62.39% | 100% | 57.71% | #DIV/0! | #DIV/0! | #DIV/0! | #DIV/0! | City Large | 2867.2022 | Pacific
91330 | 1 | LosAngeles | Los Angeles, CA | CA | 2007 | 20 | 16829.2964 | 1087.5878 | 1709220 | 11 | 1407.5292 | 11 | 545.9889 | 7 | 454.742 | 62.9808 | 99344 | 8 | 12708.2802 | 8 | 7947.2294 | 8 | 7272.0778 | 833.318 | 1308620 | 1 | 2713.487 | 1 | 1785.6863 | 1 | 1635.2631 | 191.289 | 301256 | 841.4648 | 55% | 8.364% | 40% | 75.51% | 5% | 16.12% | 100% | 38.79% | 63.64% | 32.31% | 100% | 62.54% | 100% | 57.22% | 100% | 65.81% | 100% | 60.26% | City Large | 4862.1771 | Pacific
91331 | 1 | LosAngeles | Los Angeles, CA | CA | 2007 | 19885 | 4133721.3901 | 245896.8 | 381707800 | 19187 | 2923093.1137 | 19174 | 1263665.7928 | 17985 | 976629.7717 | 146786 | 226083000 | 565 | 541193.431 | 565 | 344575.4095 | 564 | 317640.5794 | 38824.9 | 60734300 | 133 | 669434.8453 | 133 | 541544.892 | 133 | 525352.3064 | 60285.9 | 94890500 | 207.8814 | 96.49% | 70.71% | 2.841% | 13.09% | 0.6688% | 16.19% | 99.93% | 43.23% | 93.74% | 33.41% | 100% | 63.67% | 99.82% | 58.69% | 100% | 80.9% | 100% | 78.48% | City Large | 10904.2686 | Pacific
91335 | 0.51377 | LosAngeles | Los Angeles, CA | CA | 2007 | 7660 | 1723297.8468 | 96976.5 | 148072100 | 7251 | 1164037.7532 | 7222 | 487432.6601 | 6429 | 365474.3351 | 55441.7 | 83459300 | 361 | 368705.2882 | 361 | 229724.8269 | 361 | 214990.4109 | 26468.7 | 41100700 | 48 | 190554.8054 | 48 | 133876.1834 | 48 | 127032.0272 | 15066.1 | 23512100 | 224.9736 | 94.66% | 67.55% | 4.713% | 21.4% | 0.6266% | 11.06% | 99.6% | 41.87% | 88.66% | 31.4% | 100% | 62.31% | 100% | 58.31% | 100% | 70.26% | 100% | 66.66% | City Large | 11130.5213 | Pacific
91340 | 1 | LosAngeles | 0 | CA | 2007 | 8207 | 1916747.3178 | 120450.4 | 187608200 | 7791 | 1123091.8752 | 7776 | 464799.1519 | 6931 | 359327.6481 | 54321.7 | 83787500 | 333 | 323596.7456 | 333 | 209848.0579 | 332 | 194857.5285 | 23629.7 | 37025700 | 83 | 470058.6969 | 83 | 376724.4822 | 83 | 366922.0066 | 42499 | 66795000 | 233.5503 | 94.93% | 58.59% | 4.058% | 16.88% | 1.011% | 24.52% | 99.81% | 41.39% | 88.96% | 31.99% | 100% | 64.85% | 99.7% | 60.22% | 100% | 80.14% | 100% | 78.06% | City Large | 10123.4312 | Pacific
91342 | 0.40157 | LosAngeles | 0 | CA | 2007 | 21942 | 4919050.1426 | 292244.2 | 451263000 | 21190 | 3548277.1017 | 21130 | 1474613.7857 | 19602 | 1153117.323 | 179113 | 273712000 | 621 | 521062.6318 | 621 | 302347.8051 | 621 | 276966.6927 | 35320.6 | 55065000 | 131 | 849710.4091 | 131 | 698995.0413 | 131 | 682316.2897 | 77810.6 | 122486000 | 224.1842 | 96.57% | 72.13% | 2.83% | 10.59% | 0.597% | 17.27% | 99.72% | 41.56% | 92.51% | 32.5% | 100% | 58.03% | 100% | 53.15% | 100% | 82.26% | 100% | 80.3% | City Large | 1305.6363 | Pacific
91343 | 1 | LosAngeles | Los Angeles, CA | CA | 2007 | 12108 | 3322802.1313 | 202210.4 | 308954800 | 11495 | 2198224.0319 | 11470 | 929403.6343 | 10642 | 714305.8481 | 113907 | 170487000 | 516 | 506831.8513 | 516 | 318426.9143 | 516 | 297871.9512 | 35629.8 | 55648300 | 97 | 617746.248 | 97 | 474815.543 | 97 | 457450.0414 | 52673.6 | 82819500 | 274.4303 | 94.94% | 66.16% | 4.262% | 15.25% | 0.8011% | 18.59% | 99.78% | 42.28% | 92.58% | 32.49% | 100% | 62.83% | 100% | 58.77% | 100% | 76.86% | 100% | 74.05% | City Large | 10263.6232 | Pacific
91344 | 0.9082 | LosAngeles | Los Angeles, CA | CA | 2007 | 16047 | 3884363.1775 | 208578.1 | 316201200 | 15634 | 3288045.1596 | 15609 | 1364350.7376 | 14639 | 1057250.176 | 165709 | 249402000 | 368 | 314319.1188 | 367 | 179522.2709 | 367 | 162441.2758 | 20488 | 31769000 | 45 | 281998.8991 | 45 | 201137.0191 | 45 | 190943.6502 | 22381.1 | 35030200 | 242.0616 | 97.43% | 84.65% | 2.293% | 8.092% | 0.2804% | 7.26% | 99.84% | 41.49% | 93.64% | 32.15% | 99.73% | 57.11% | 99.73% | 51.68% | 100% | 71.33% | 100% | 67.71% | City Large | 3755.1862 | Pacific
91345 | 1 | LosAngeles | Los Angeles, CA | CA | 2007 | 5254 | 1111266.1502 | 60251.91 | 91926900 | 5083 | 857136.194 | 5079 | 364384.0935 | 4685 | 272484.365 | 42351.5 | 64009000 | 145 | 138602.6861 | 145 | 86843.2096 | 145 | 79950.4427 | 9536.98 | 14928900 | 26 | 115527.2702 | 26 | 73394.1827 | 26 | 67775.8083 | 8363.43 | 12989000 | 211.5086 | 96.75% | 77.13% | 2.76% | 12.47% | 0.4949% | 10.4% | 99.92% | 42.51% | 92.17% | 31.79% | 100% | 62.66% | 100% | 57.68% | 100% | 63.53% | 100% | 58.67% | City Large | 5801.5528 | Pacific
91352 | 1 | LosAngeles | Los Angeles, CA | CA | 2007 | 12044 | 3297616.0945 | 218801.3 | 338582500 | 11257 | 1715162.7818 | 11221 | 731283.4086 | 10153 | 560389.5504 | 85053.9 | 129258000 | 589 | 623645.3665 | 589 | 423828.7611 | 589 | 398453.9123 | 47588.5 | 74262500 | 198 | 958807.9462 | 198 | 766461.5938 | 198 | 746218.5894 | 86158.9 | 135062000 | 273.7974 | 93.47% | 52.01% | 4.89% | 18.91% | 1.644% | 29.08% | 99.68% | 42.64% | 90.19% | 32.67% | 100% | 67.96% | 100% | 63.89% | 100% | 79.94% | 100% | 77.83% | City Large | 3555.1302 | Pacific
91356 | 0.54232 | LosAngeles | Los Angeles, CA | CA | 2007 | 2736 | 1045496.4561 | 58612.1 | 90137800 | 2288 | 565784.6831 | 2277 | 224150.4494 | 2110 | 177919.4609 | 26452.9 | 40142300 | 405 | 314459.2476 | 405 | 168801.6234 | 405 | 151324.3595 | 19589.9 | 30269100 | 43 | 165252.5254 | 43 | 114270.4063 | 43 | 108413.0057 | 12569.3 | 19726400 | 382.1259 | 83.63% | 54.12% | 14.8% | 30.08% | 1.572% | 15.81% | 99.52% | 39.62% | 92.22% | 31.45% | 100% | 53.68% | 100% | 48.12% | 100% | 69.15% | 100% | 65.6% | City Large | 3233.3356 | Pacific
91401 | 1 | LosAngeles | Los Angeles, CA | CA | 2007 | 8430 | 2146331.4958 | 112915.8 | 172834200 | 7889 | 1443358.4614 | 7852 | 558964.9538 | 6737 | 414552.3794 | 63687.8 | 96054000 | 477 | 445423.3728 | 477 | 268013.0227 | 475 | 248184.1819 | 30237.7 | 47001300 | 64 | 257549.6616 | 64 | 171821.7906 | 64 | 161659.6136 | 18990.3 | 29778900 | 254.6063 | 93.58% | 67.25% | 5.658% | 20.75% | 0.7592% | 12% | 99.53% | 38.73% | 85.4% | 28.72% | 100% | 60.17% | 99.58% | 55.72% | 100% | 66.71% | 100% | 62.77% | City Large | 11629.4895 | Pacific
91402 | 1 | LosAngeles | Los Angeles, CA | CA | 2007 | 7858 | 2369329.689 | 147050.1 | 227331100 | 7141 | 1202177.2633 | 7132 | 515850.2562 | 6614 | 391408.3987 | 57326.2 | 86958800 | 625 | 620541.1175 | 625 | 378163.2611 | 624 | 350760.0289 | 42802.4 | 66629300 | 92 | 546611.3082 | 92 | 423489.877 | 92 | 410110.8251 | 46921.5 | 73743000 | 301.5182 | 90.88% | 50.74% | 7.954% | 26.19% | 1.171% | 23.07% | 99.87% | 42.91% | 92.62% | 32.56% | 100% | 60.94% | 99.84% | 56.52% | 100% | 77.48% | 100% | 75.03% | City Large | 18601.1718 | Pacific
91403 | 1 | LosAngeles | Los Angeles, CA | CA | 2007 | 5666 | 1667882.6222 | 76162.8 | 117432900 | 5206 | 1118922.8406 | 5138 | 382791.8765 | 4256 | 284109.0189 | 41609.5 | 63361200 | 420 | 376236.2383 | 420 | 206516.1753 | 420 | 184188.2579 | 22292.6 | 34809700 | 40 | 172723.5433 | 40 | 114002.9823 | 40 | 106645.2835 | 12260.7 | 19262000 | 294.3669 | 91.88% | 67.09% | 7.413% | 22.56% | 0.706% | 10.36% | 98.69% | 34.21% | 81.75% | 25.39% | 100% | 54.89% | 100% | 48.96% | 100% | 66% | 100% | 61.74% | City Large | 6326.9088 | Pacific
91405 | 1 | LosAngeles | Los Angeles, CA | CA | 2007 | 6803 | 2116770.2385 | 130640.5 | 201405600 | 6095 | 1054803.0075 | 6057 | 426754.8561 | 5348 | 318107.2507 | 49476.4 | 74746700 | 599 | 609652.4459 | 599 | 392467.1575 | 599 | 368466.9769 | 43986.5 | 68594300 | 109 | 452314.7851 | 109 | 329278.8016 | 109 | 315933.0665 | 37177.6 | 58064600 | 311.1525 | 89.59% | 49.83% | 8.805% | 28.8% | 1.602% | 21.37% | 99.38% | 40.46% | 87.74% | 30.16% | 100% | 64.38% | 100% | 60.44% | 100% | 72.8% | 100% | 69.85% | City Large | 15184.3845 | Pacific
91406 | 1 | LosAngeles | Los Angeles, CA | CA | 2007 | 11369 | 3330795.9464 | 211348.4 | 326355100 | 10614 | 1736158.7275 | 10568 | 690506.542 | 9188 | 505618.818 | 79250.5 | 119093000 | 577 | 615306.4494 | 577 | 413631.0902 | 575 | 391831.0619 | 46076.2 | 72083100 | 178 | 979330.7695 | 178 | 765509.3526 | 178 | 744817.025 | 86021.7 | 135179000 | 292.9718 | 93.36% | 52.12% | 5.075% | 18.47% | 1.566% | 29.4% | 99.57% | 39.77% | 86.56% | 29.12% | 100% | 67.22% | 99.65% | 63.68% | 100% | 78.17% | 100% | 76.05% | City Large | 6495.0841 | Pacific
91411 | 1 | LosAngeles | Los Angeles, CA | CA | 2007 | 4009 | 1193652.6265 | 73749 | 113647900 | 3615 | 594109.8301 | 3597 | 239684.4313 | 3087 | 176845.9891 | 26841 | 40402000 | 337 | 343379.5054 | 337 | 223082.4387 | 337 | 209106.6709 | 25025.8 | 39004800 | 57 | 256163.2909 | 57 | 195333.5037 | 57 | 187358.8723 | 21882.2 | 34241100 | 297.7432 | 90.17% | 49.77% | 8.406% | 28.77% | 1.422% | 21.46% | 99.5% | 40.34% | 85.39% | 29.77% | 100% | 64.97% | 100% | 60.9% | 100% | 76.25% | 100% | 73.14% | City Large | 11633.6584 | Pacific
91423 | 1 | LosAngeles | Los Angeles, CA | CA | 2007 | 7289 | 1992951.0618 | 91435.5 | 140572600 | 6714 | 1295205.5756 | 6654 | 437085.0485 | 5431 | 316191.3968 | 47199.4 | 71605500 | 534 | 491421.7966 | 534 | 260632.753 | 533 | 232556.5476 | 28908.4 | 44926700 | 41 | 206323.6895 | 41 | 139109.4311 | 41 | 131102.8724 | 15327.7 | 24040400 | 273.419 | 92.11% | 64.99% | 7.326% | 24.66% | 0.5625% | 10.35% | 99.11% | 33.75% | 80.89% | 24.41% | 100% | 53.04% | 99.81% | 47.32% | 100% | 67.42% | 100% | 63.54% | City Large | 7225.8341 | Pacific
91436 | 1 | LosAngeles | Los Angeles, CA | CA | 2007 | 5475 | 1805558.4539 | 77668.55 | 118573300 | 4810 | 1275641.4749 | 4776 | 440154.0755 | 4238 | 333234.6611 | 50547.9 | 76599000 | 637 | 405651.7771 | 637 | 172036.6005 | 625 | 142472.2822 | 19382.1 | 29793400 | 28 | 124265.202 | 28 | 71620.5377 | 28 | 67772.3767 | 7738.55 | 12180900 | 329.7824 | 87.85% | 70.65% | 11.63% | 22.47% | 0.5114% | 6.882% | 99.29% | 34.5% | 88.11% | 26.12% | 100% | 42.41% | 98.12% | 35.12% | 100% | 57.64% | 100% | 54.54% | City Large | 2429.9515 | Pacific
91501 | 1 | LosAngeles | 0 | CA | 2007 | 4138 | 883198.0682 | 44892.39 | 69357770 | 3855 | 661660.7854 | 3846 | 257649.5065 | 3467 | 200240.1294 | 31330.8 | 48252100 | 274 | 194427.8139 | 274 | 99226.3934 | 274 | 88433.7152 | 11814.9 | 18384300 | 9 | 27109.4689 | 9 | 15097.7642 | 9 | 13657.3878 | 1746.69 | 2721370 | 213.436 | 93.16% | 74.92% | 6.622% | 22.01% | 0.2175% | 3.069% | 99.77% | 38.94% | 89.94% | 30.26% | 100% | 51.04% | 100% | 45.48% | 100% | 55.69% | 100% | 50.38% | City Midsize | 3946.548 | Pacific
91502 | 1 | LosAngeles | 0 | CA | 2007 | 1502 | 957132.7275 | 67374.63 | 105398300 | 1081 | 187135.8153 | 1080 | 83780.3124 | 965 | 68541.5087 | 9540.53 | 14809900 | 348 | 352858.1574 | 348 | 218857.5236 | 348 | 202310.0641 | 24446.8 | 38270400 | 73 | 417138.7549 | 73 | 296977.6127 | 73 | 282579.7221 | 33387.3 | 52318000 | 637.2388 | 71.97% | 19.55% | 23.17% | 36.87% | 4.86% | 43.58% | 99.91% | 44.77% | 89.27% | 36.63% | 100% | 62.02% | 100% | 57.33% | 100% | 71.19% | 100% | 67.74% | City Midsize | 12154.1402 | Pacific
91504 | 1 | LosAngeles | 0 | CA | 2007 | 6786 | 1881447.9844 | 115489.4 | 178141400 | 6342 | 1135872.2695 | 6332 | 463123.6521 | 5789 | 352068.1793 | 56814.3 | 86388700 | 358 | 328496.3788 | 358 | 208421.047 | 357 | 194507.0402 | 23356.4 | 36445000 | 86 | 417079.3361 | 86 | 313584.5677 | 86 | 301988.1496 | 35318.7 | 55307700 | 277.2543 | 93.46% | 60.37% | 5.276% | 17.46% | 1.267% | 22.17% | 99.84% | 40.77% | 91.28% | 31% | 100% | 63.45% | 99.72% | 59.21% | 100% | 75.19% | 100% | 72.41% | City Midsize | 4499.2768 | Pacific
91505 | 1 | LosAngeles | 0 | CA | 2007 | 10720 | 2546492.4422 | 130078.6 | 200883800 | 10152 | 1481247.6142 | 10124 | 544548.4332 | 8220 | 342570.4287 | 54156.3 | 82050800 | 455 | 478151.8739 | 455 | 277513.48 | 454 | 247887.3828 | 29969.2 | 46788600 | 113 | 587092.9541 | 113 | 408022.2899 | 113 | 388092.0386 | 45953.1 | 72044400 | 237.5459 | 94.7% | 58.17% | 4.244% | 18.78% | 1.054% | 23.05% | 99.72% | 36.76% | 80.97% | 23.13% | 100% | 58.04% | 99.78% | 51.84% | 100% | 69.5% | 100% | 66.1% | City Midsize | 6454.1417 | Pacific
91506 | 1 | LosAngeles | 0 | CA | 2007 | 7111 | 1396034.1529 | 63370.7 | 97663400 | 6858 | 986970.3329 | 6846 | 359684.6673 | 5340 | 219803.3439 | 34043.2 | 51792300 | 211 | 205204.6503 | 211 | 125652.1456 | 210 | 112627.9644 | 13508.6 | 21110700 | 42 | 203859.1697 | 42 | 143669.8701 | 42 | 134737.4098 | 15818.9 | 24760400 | 196.3204 | 96.44% | 70.7% | 2.967% | 14.7% | 0.5906% | 14.6% | 99.83% | 36.44% | 77.87% | 22.27% | 100% | 61.23% | 99.53% | 54.89% | 100% | 70.48% | 100% | 66.09% | City Midsize | 7316.474 | Pacific
91601 | 1 | LosAngeles | Los Angeles, CA | CA | 2007 | 6680 | 1649162.5033 | 91486.6 | 140764900 | 6143 | 945446.0378 | 6118 | 386706.2175 | 5249 | 290926.4151 | 42931.1 | 65060900 | 483 | 458871.3843 | 483 | 278478.8857 | 483 | 254703.9262 | 30930.5 | 48139100 | 54 | 244845.0812 | 54 | 158810.1601 | 54 | 148185.4541 | 17625 | 27564900 | 246.8806 | 91.96% | 57.33% | 7.231% | 27.82% | 0.8084% | 14.85% | 99.59% | 40.9% | 85.45% | 30.77% | 100% | 60.69% | 100% | 55.51% | 100% | 64.86% | 100% | 60.52% | City Large | 13806.5281 | Pacific
91602 | 1 | LosAngeles | Los Angeles, CA | CA | 2007 | 4020 | 1152068.5695 | 55699.83 | 85429700 | 3578 | 658449.9505 | 3548 | 236334.6171 | 2961 | 171109.9043 | 25736.4 | 38877200 | 414 | 376897.5087 | 414 | 202914.5671 | 413 | 179296.949 | 22188 | 34502100 | 28 | 116721.1103 | 28 | 69196.962 | 28 | 62969.8677 | 7775.43 | 12050400 | 286.5842 | 89% | 57.15% | 10.3% | 32.71% | 0.6965% | 10.13% | 99.16% | 35.89% | 82.76% | 25.99% | 100% | 53.84% | 99.76% | 47.57% | 100% | 59.28% | 100% | 53.95% | City Large | 8695.417 | Pacific
91604 | 1 | LosAngeles | Los Angeles, CA | CA | 2007 | 7615 | 2086556.9844 | 89273.3 | 137589200 | 7026 | 1427809.1544 | 6932 | 476612.2013 | 5561 | 344985.7327 | 50969.8 | 77959100 | 540 | 476600.4389 | 540 | 240914.6632 | 538 | 210524.9552 | 26053.5 | 40525500 | 49 | 182147.3911 | 49 | 112082.7611 | 49 | 102252.252 | 12250 | 19104600 | 274.0062 | 92.27% | 68.43% | 7.091% | 22.84% | 0.6435% | 8.73% | 98.66% | 33.38% | 79.15% | 24.16% | 100% | 50.55% | 99.63% | 44.17% | 100% | 61.53% | 100% | 56.14% | City Large | 5378.767 | Pacific
91605 | 1 | LosAngeles | Los Angeles, CA | CA | 2007 | 10361 | 3181401.9528 | 218491.8 | 336069800 | 9506 | 1558872.7022 | 9494 | 687777.0826 | 8740 | 516345.0638 | 79823.1 | 119387000 | 660 | 654633.8007 | 660 | 449788.951 | 659 | 427645.0381 | 51062.4 | 79580800 | 195 | 967895.4499 | 195 | 775596.9432 | 195 | 753683.3676 | 87606.3 | 137102000 | 307.0555 | 91.75% | 49% | 6.37% | 20.58% | 1.882% | 30.42% | 99.87% | 44.12% | 91.94% | 33.12% | 100% | 68.71% | 99.85% | 65.33% | 100% | 80.13% | 100% | 77.87% | City Large | 10494.1507 | Pacific
91606 | 1 | LosAngeles | Los Angeles, CA | CA | 2007 | 8548 | 1789254.0036 | 101387.6 | 154834700 | 8105 | 1248991.3015 | 8079 | 539633.4463 | 7236 | 398506.2209 | 62224.2 | 93796400 | 407 | 380584.2747 | 407 | 230635.9483 | 407 | 213824.7772 | 26243.5 | 40809100 | 36 | 159678.4273 | 36 | 116771.5349 | 36 | 111589.2204 | 12919.9 | 20229200 | 209.3184 | 94.82% | 69.81% | 4.761% | 21.27% | 0.4212% | 8.924% | 99.68% | 43.21% | 89.28% | 31.91% | 100% | 60.6% | 100% | 56.18% | 100% | 73.13% | 100% | 69.88% | City Large | 12308.3117 | Pacific
91607 | 1 | LosAngeles | Los Angeles, CA | CA | 2007 | 5501 | 1428706.975 | 72433.53 | 110403710 | 5075 | 962298.4893 | 5043 | 355132.5211 | 4312 | 256949.3062 | 40324.2 | 60581800 | 402 | 384431.1789 | 402 | 228966.846 | 402 | 211583.9848 | 25855.4 | 40057700 | 24 | 81977.3068 | 24 | 55528.5316 | 24 | 52589.7584 | 6253.93 | 9764210 | 259.7177 | 92.26% | 67.35% | 7.308% | 26.91% | 0.4363% | 5.738% | 99.37% | 36.9% | 84.97% | 26.7% | 100% | 59.56% | 100% | 55.04% | 100% | 67.74% | 100% | 64.15% | City Large | 11435.6355 | Pacific
91608 | 1 | LosAngeles | Los Angeles, CA | CA | 2007 | 215 | 231199.1929 | 14834.04 | 23209960 | 163 | 26265.4715 | 162 | 10134.2432 | 124 | 7658.3775 | 1037.35 | 1602290 | 32 | 43157.0342 | 32 | 21671.3674 | 32 | 18979.7057 | 2304.99 | 3597870 | 20 | 161776.6872 | 20 | 102462.1702 | 20 | 98337.5803 | 11491.7 | 18009800 | 1075.3451 | 75.81% | 11.36% | 14.88% | 18.67% | 9.302% | 69.97% | 99.39% | 38.58% | 76.07% | 29.16% | 100% | 50.22% | 100% | 43.98% | 100% | 63.34% | 100% | 60.79% | City Large | 3670.9349 | Pacific
91702 | 0.15914 | LosAngeles | 0 | CA | 2007 | 13345 | 3314195.1188 | 219769.4 | 327686400 | 12490 | 1892396.3328 | 12472 | 898203.6174 | 11549 | 720710.8842 | 103200 | 151524000 | 731 | 677553.8323 | 731 | 415196.1005 | 730 | 387971.297 | 49259.8 | 73855400 | 124 | 744244.9537 | 124 | 596655.8416 | 124 | 582246.6084 | 67309.6 | 102307000 | 248.3473 | 93.59% | 57.1% | 5.478% | 20.44% | 0.9292% | 22.46% | 99.86% | 47.46% | 92.47% | 38.08% | 100% | 61.28% | 99.86% | 57.26% | 100% | 80.17% | 100% | 78.23% | Suburb Large | 372.9171 | Pacific
91706 | 1 | LosAngeles | 0 | CA | 2007 | 17105 | 4302091.5161 | 288994.2 | 432517400 | 16216 | 2406486.7017 | 16207 | 1075444.7459 | 15150 | 820751.3373 | 125681 | 184255000 | 687 | 658585.338 | 687 | 448179.8004 | 687 | 420843.5824 | 49967.2 | 75643400 | 202 | 1237019.4764 | 202 | 1013480.5012 | 202 | 988895.6224 | 113346 | 172619000 | 251.5108 | 94.8% | 55.94% | 4.016% | 15.31% | 1.181% | 28.75% | 99.94% | 44.69% | 93.43% | 34.11% | 100% | 68.05% | 100% | 63.9% | 100% | 81.93% | 100% | 79.94% | Suburb Large | 6416.7617 | Pacific
91709 | 0.69981 | LosAngeles | 0 | CA | 2007 | 14073 | 3106859.2484 | 163559.4 | 242744000 | 13602 | 2581499.8002 | 13580 | 963853.9904 | 12981 | 738881.2732 | 129452 | 190894000 | 436 | 315347.6685 | 436 | 149684.875 | 435 | 125755.9091 | 17919.2 | 27010200 | 35 | 210011.7797 | 35 | 144299.2401 | 35 | 136328.7635 | 16188.2 | 24839800 | 220.7674 | 96.65% | 83.09% | 3.098% | 10.15% | 0.2487% | 6.76% | 99.84% | 37.34% | 95.43% | 28.62% | 100% | 47.47% | 99.77% | 39.88% | 100% | 68.71% | 100% | 64.91% | Suburb Large | 1556.8814 | Pacific
91710 | 0.13543 | LosAngeles | 0 | CA | 2007 | 2730 | 795228.4551 | 55848.03 | 83641000 | 2554 | 477894.6149 | 2551 | 216829.0293 | 2439 | 174323.7647 | 28671.5 | 42037000 | 140 | 127033.5795 | 140 | 81591.8919 | 140 | 75286.3025 | 9624.23 | 14545500 | 36 | 190300.2607 | 36 | 157065.9534 | 36 | 153414.9684 | 17552.3 | 27058500 | 291.2925 | 93.55% | 60.1% | 5.128% | 15.97% | 1.319% | 23.93% | 99.88% | 45.37% | 95.5% | 36.48% | 100% | 64.23% | 100% | 59.26% | 100% | 82.54% | 100% | 80.62% | Suburb Large | 3431.4831 | Pacific
91711 | 0.052549 | LosAngeles | 0 | CA | 2007 | 581 | 161001.6489 | 8586.453 | 12590411 | 553 | 136341.8959 | 551 | 58724.7394 | 508 | 46218.9978 | 7215.08 | 10544500 | 27 | 20009.5373 | 27 | 8960.2417 | 27 | 7501.3753 | 1107.1 | 1637160 | 1 | 4650.2157 | 1 | 2617.6179 | 1 | 2345.5375 | 264.273 | 408751 | 277.1113 | 95.18% | 84.68% | 4.647% | 12.43% | 0.1721% | 2.888% | 99.64% | 43.07% | 91.86% | 33.9% | 100% | 44.78% | 100% | 37.49% | 100% | 56.29% | 100% | 50.44% | Suburb Large | 1876.4482 | Pacific
91722 | 1 | LosAngeles | 0 | CA | 2007 | 9710 | 2179148.3074 | 136186.1 | 201949300 | 9362 | 1524796.1827 | 9356 | 727593.0581 | 8919 | 571076.8024 | 84099.9 | 123278000 | 277 | 262105.1995 | 277 | 163837.4138 | 277 | 152466.694 | 19033 | 28448400 | 71 | 392246.9252 | 71 | 298644.2369 | 71 | 285982.4115 | 33053.2 | 50222900 | 224.4231 | 96.42% | 69.97% | 2.853% | 12.03% | 0.7312% | 18% | 99.94% | 47.72% | 95.27% | 37.45% | 100% | 62.51% | 100% | 58.17% | 100% | 76.14% | 100% | 72.91% | Suburb Large | 8236.4975 | Pacific
91723 | 1 | LosAngeles | 0 | CA | 2007 | 4834 | 1306149.1103 | 83546.9 | 123591700 | 4450 | 785713.8532 | 4446 | 360490.033 | 4139 | 285936.8079 | 43374.9 | 63220900 | 352 | 328177.2757 | 352 | 200295.6461 | 351 | 185092.1005 | 23759.3 | 35496500 | 32 | 192257.9814 | 32 | 146528.4794 | 32 | 140376.4067 | 16412.7 | 24874300 | 270.2005 | 92.06% | 60.15% | 7.282% | 25.13% | 0.662% | 14.72% | 99.91% | 45.88% | 93.01% | 36.39% | 100% | 61.03% | 99.72% | 56.4% | 100% | 76.21% | 100% | 73.01% | Suburb Large | 7140.8498 | Pacific
91724 | 1 | LosAngeles | 0 | CA | 2007 | 7847 | 1904559.6563 | 110893.7 | 164330600 | 7460 | 1495585.4293 | 7447 | 656740.5251 | 7117 | 517332.9755 | 82722.9 | 121563000 | 357 | 269225.4969 | 357 | 149226.6193 | 355 | 134560.3733 | 17790.7 | 26828300 | 30 | 139748.7301 | 30 | 93867.7183 | 30 | 87002.5352 | 10380.1 | 15939300 | 242.7118 | 95.07% | 78.53% | 4.55% | 14.14% | 0.3823% | 7.338% | 99.83% | 43.91% | 95.4% | 34.59% | 100% | 55.43% | 99.44% | 49.98% | 100% | 67.17% | 100% | 62.26% | Suburb Large | 5441.6699 | Pacific
91730 | 0.0015744 | San Bernardino Riverside | 0 | CA | 2012 | 1 | 6178.2207 | 515.892 | 798433 | 0 | 0 | 0 | 0 | 0 | 0 | 0 | 0 | 0 | 0 | 0 | 0 | 0 | 0 | 0 | 0 | 1 | 6178.2207 | 1 | 4704.5706 | 1 | 4560 | 515.892 | 798433 | 6178.2207 | 0% | 0% | 0% | 0% | 100% | 100% | #DIV/0! | #DIV/0! | #DIV/0! | #DIV/0! | #DIV/0! | #DIV/0! | #DIV/0! | #DIV/0! | 100% | 76.15% | 100% | 73.81% | Suburb Large | 4662.1119 | Pacific
91731 | 1 | LosAngeles | 0 | CA | 2007 | 6407 | 2059329.8014 | 140289.2 | 211092100 | 5834 | 817716.3221 | 5820 | 350001.2292 | 5140 | 249314.0211 | 36936.7 | 54309800 | 446 | 461447.9201 | 446 | 307726.5618 | 446 | 288329.9004 | 34448.2 | 52150300 | 127 | 780165.5592 | 127 | 617303.2792 | 127 | 595319.0872 | 68904.3 | 104632000 | 321.4187 | 91.06% | 39.71% | 6.961% | 22.41% | 1.982% | 37.88% | 99.76% | 42.8% | 88.1% | 30.49% | 100% | 66.69% | 100% | 62.48% | 100% | 79.12% | 100% | 76.31% | Suburb Large | 8700.8328 | Pacific
91732 | 1 | LosAngeles | 0 | CA | 2007 | 13010 | 2457821.9719 | 124957.8 | 186442500 | 12512 | 1811646.0353 | 12483 | 729712.6578 | 10837 | 505044.471 | 76789.6 | 113350000 | 439 | 398089.5676 | 439 | 257470.7541 | 438 | 237650.6749 | 28370.6 | 43013800 | 59 | 248086.3691 | 59 | 176604.0801 | 59 | 167936.1772 | 19797.6 | 30078700 | 188.9179 | 96.17% | 73.71% | 3.374% | 16.2% | 0.4535% | 10.09% | 99.77% | 40.28% | 86.61% | 27.88% | 100% | 64.68% | 99.77% | 59.7% | 100% | 71.19% | 100% | 67.69% | Suburb Large | 10879.4152 | Pacific
91733 | 1 | LosAngeles | 0 | CA | 2007 | 10177 | 2626795.0316 | 182569.9 | 273448900 | 9221 | 1281915.6268 | 9197 | 597648.7876 | 8234 | 468686.0357 | 67634.2 | 99416200 | 824 | 795972.5663 | 824 | 584722.8022 | 824 | 561380.7395 | 66820.7 | 100986000 | 132 | 548906.8385 | 132 | 426399.0836 | 132 | 412450.9945 | 48115 | 73046700 | 258.1109 | 90.61% | 48.8% | 8.097% | 30.3% | 1.297% | 20.9% | 99.74% | 46.62% | 89.3% | 36.56% | 100% | 73.46% | 100% | 70.53% | 100% | 77.68% | 100% | 75.14% | Suburb Large | 6291.489 | Pacific
91739 | 0.0025534 | San Bernardino Riverside | 0 | CA | 2012 | 1 | 33180.0337 | 3514.85 | 5537210 | 0 | 0 | 0 | 0 | 0 | 0 | 0 | 0 | 0 | 0 | 0 | 0 | 0 | 0 | 0 | 0 | 1 | 33180.0337 | 1 | 31431.8986 | 1 | 31382.5853 | 3514.85 | 5537210 | 33180.0337 | 0% | 0% | 0% | 0% | 100% | 100% | #DIV/0! | #DIV/0! | #DIV/0! | #DIV/0! | #DIV/0! | #DIV/0! | #DIV/0! | #DIV/0! | 100% | 94.73% | 100% | 94.58% | Suburb Large | 1409.5063 | Pacific
91740 | 1 | LosAngeles | 0 | CA | 2007 | 5858 | 1306033.3609 | 79700.9 | 118487300 | 5629 | 992272.866 | 5624 | 454326.3868 | 5315 | 356962.2415 | 54821.1 | 80639700 | 200 | 179278.7781 | 200 | 111985.247 | 200 | 103374.329 | 13165.5 | 19945200 | 29 | 134481.7167 | 29 | 102572.1807 | 29 | 98445.3882 | 11714.3 | 17902400 | 222.9487 | 96.09% | 75.98% | 3.414% | 13.73% | 0.495% | 10.3% | 99.91% | 45.79% | 94.42% | 35.97% | 100% | 62.46% | 100% | 57.66% | 100% | 76.27% | 100% | 73.2% | Suburb Large | 5796.3678 | Pacific
91741 | 0.24964 | LosAngeles | 0 | CA | 2007 | 11443 | 2693422.3797 | 145013.6 | 214787800 | 10872 | 2125759.2388 | 10835 | 859574.2527 | 9716 | 660675.5301 | 105779 | 155365000 | 536 | 420317.8093 | 536 | 233323.3023 | 535 | 209319.3005 | 27557.5 | 41527500 | 35 | 147345.3316 | 35 | 104063.6932 | 35 | 98695.2916 | 11677.1 | 17895300 | 235.3773 | 95.01% | 78.92% | 4.684% | 15.61% | 0.3059% | 5.471% | 99.66% | 40.44% | 89.37% | 31.08% | 100% | 55.51% | 99.81% | 49.8% | 100% | 70.63% | 100% | 66.98% | Suburb Large | 466.4015 | Pacific
91744 | 1 | LosAngeles | 0 | CA | 2007 | 19183 | 4432708.7571 | 287214.3 | 429418100 | 18502 | 3039535.4362 | 18492 | 1485862.4174 | 17813 | 1163912.4098 | 168673 | 249568000 | 556 | 502632.4976 | 556 | 319008.2412 | 553 | 296797.1585 | 36522.4 | 55075100 | 125 | 890540.8232 | 125 | 728423.7556 | 125 | 711431.0564 | 82018.9 | 124775000 | 231.0748 | 96.45% | 68.57% | 2.898% | 11.34% | 0.6516% | 20.09% | 99.95% | 48.88% | 96.28% | 38.29% | 100% | 63.47% | 99.46% | 59.05% | 100% | 81.8% | 100% | 79.89% | Suburb Large | 9438.0503 | Pacific
91745 | 1 | LosAngeles | 0 | CA | 2007 | 15805 | 4963629.8388 | 310992.6 | 464583800 | 15205 | 3217307.621 | 15180 | 1304102.2938 | 14473 | 974512.8604 | 157241 | 230492000 | 436 | 416395.1703 | 436 | 251908.0195 | 433 | 230703.041 | 28342.6 | 42823800 | 164 | 1329927.0475 | 164 | 1126806.4863 | 164 | 1106255.8291 | 125409 | 191268000 | 314.0544 | 96.2% | 64.82% | 2.759% | 8.389% | 1.038% | 26.79% | 99.84% | 40.53% | 95.19% | 30.29% | 100% | 60.5% | 99.31% | 55.4% | 100% | 84.73% | 100% | 83.18% | Suburb Large | 3711.8928 | Pacific
91746 | 1 | LosAngeles | 0 | CA | 2007 | 7726 | 3050365.3369 | 238807.6 | 362079400 | 7266 | 1187910.3027 | 7257 | 579462.8441 | 6916 | 473484.8128 | 65336.9 | 97740100 | 283 | 309998.5165 | 283 | 224316.3794 | 281 | 213266.9827 | 24845.7 | 37798300 | 177 | 1552456.5176 | 177 | 1322648.9508 | 177 | 1303006.2658 | 148625 | 226541000 | 394.8182 | 94.05% | 38.94% | 3.663% | 10.16% | 2.291% | 50.89% | 99.88% | 48.78% | 95.18% | 39.86% | 100% | 72.36% | 99.29% | 68.8% | 100% | 85.2% | 100% | 83.93% | Suburb Large | 5428.7793 | Pacific
91748 | 1 | LosAngeles | 0 | CA | 2007 | 12175 | 4336523.6847 | 308342 | 461413400 | 11562 | 2304683.8057 | 11548 | 979055.9474 | 11236 | 754929.8384 | 122021 | 177716000 | 396 | 403567.2865 | 396 | 263755.7836 | 388 | 246224.3129 | 29889 | 45032400 | 217 | 1628272.5926 | 217 | 1406863.6494 | 217 | 1386115.4991 | 156432 | 238665000 | 356.1826 | 94.97% | 53.15% | 3.253% | 9.306% | 1.782% | 37.55% | 99.88% | 42.48% | 97.18% | 32.76% | 100% | 65.36% | 97.98% | 61.01% | 100% | 86.4% | 100% | 85.13% | Suburb Large | 3237.2853 | Pacific
91750 | 0.64661 | LosAngeles | 0 | CA | 2007 | 11516 | 3055342.7335 | 181734.6 | 271476200 | 11021 | 2228308.0164 | 10993 | 942093.9124 | 10176 | 747958.735 | 117796 | 173307000 | 416 | 409534.2393 | 416 | 250703.78 | 415 | 231265.4267 | 28687.4 | 43868500 | 79 | 417500.4779 | 79 | 315296.1627 | 79 | 303586.2004 | 35251.2 | 54300700 | 265.3128 | 95.7% | 72.93% | 3.612% | 13.4% | 0.686% | 13.66% | 99.75% | 42.28% | 92.33% | 33.57% | 100% | 61.22% | 99.76% | 56.47% | 100% | 75.52% | 100% | 72.72% | Suburb Large | 1996.2601 | Pacific
91752 | 0.79742 | San Bernardino Riverside | 0 | CA | 2012 | 8498 | 3189397.7229 | 243853.1 | 377952900 | 8169 | 1574653.1735 | 8127 | 667627.3 | 7582 | 538413.8218 | 84337.6 | 127227000 | 260 | 190243.9876 | 260 | 106682.8879 | 259 | 95674.9459 | 12501.5 | 19238900 | 69 | 1424500.5619 | 69 | 1316583.9625 | 69 | 1308528.843 | 147014 | 231487000 | 375.3116 | 96.13% | 49.37% | 3.06% | 5.965% | 0.812% | 44.66% | 99.49% | 42.4% | 92.81% | 34.19% | 100% | 56.08% | 99.62% | 50.29% | 100% | 92.42% | 100% | 91.86% | Suburb Large | 2252.5614 | Pacific
91754 | 1 | LosAngeles | 0 | CA | 2007 | 9406 | 2230659.0921 | 130670.1 | 197690900 | 8930 | 1548804.6211 | 8915 | 676816.852 | 8304 | 524095.5527 | 79983.3 | 119418000 | 400 | 388774.2907 | 400 | 244601.7596 | 400 | 227356.6862 | 27445.8 | 42262400 | 76 | 293080.1803 | 76 | 208006.2942 | 75 | 197836.6985 | 23241 | 36010500 | 237.1528 | 94.94% | 69.43% | 4.253% | 17.43% | 0.808% | 13.14% | 99.83% | 43.7% | 92.99% | 33.84% | 100% | 62.92% | 100% | 58.48% | 100% | 70.97% | 98.68% | 67.5% | City Small | 7504.9336 | Pacific
91755 | 1 | LosAngeles | 0 | CA | 2007 | 6562 | 1272831.0366 | 70820.15 | 104227000 | 6361 | 1044354.6403 | 6359 | 448574.4783 | 5900 | 342685.3116 | 53367.3 | 77878300 | 183 | 145447.5077 | 183 | 92399.5547 | 183 | 85546.7858 | 10610.4 | 15949000 | 18 | 83028.8885 | 18 | 62012.5495 | 18 | 59155.508 | 6842.45 | 10399700 | 193.97 | 96.94% | 82.05% | 2.789% | 11.43% | 0.2743% | 6.523% | 99.97% | 42.95% | 92.75% | 32.81% | 100% | 63.53% | 100% | 58.82% | 100% | 74.69% | 100% | 71.25% | City Small | 8454.0814 | Pacific
91761 | 0.69743 | San Bernardino Riverside | 0 | CA | 2012 | 7279 | 9303962.9473 | 876357.1 | 1351793300 | 5705 | 923780.2519 | 5607 | 408304.3747 | 4961 | 323811.9047 | 47515 | 70545300 | 879 | 1014719.7788 | 879 | 740174.4604 | 876 | 713126.4426 | 82913.1 | 127668000 | 695 | 7365462.9166 | 695 | 6663335.1678 | 695 | 6614649.1758 | 745929 | 1153580000 | 1278.1925 | 78.38% | 9.929% | 12.08% | 10.91% | 9.548% | 79.16% | 98.28% | 44.2% | 86.96% | 35.05% | 100% | 72.94% | 99.66% | 70.28% | 100% | 90.47% | 100% | 89.81% | Suburb Large | 2159.4579 | Pacific
91762 | 0.077723 | San Bernardino Riverside | 0 | CA | 2012 | 417 | 111580.093 | 6240.8 | 9456830 | 375 | 55403.3693 | 373 | 23724.4787 | 319 | 18563.4931 | 2564.19 | 3841320 | 36 | 31300.716 | 36 | 17293.6577 | 35 | 15868.7436 | 2028.74 | 3077540 | 6 | 24876.0078 | 6 | 13731.7746 | 6 | 12709.892 | 1647.87 | 2537970 | 267.5782 | 89.93% | 49.65% | 8.633% | 28.05% | 1.439% | 22.29% | 99.47% | 42.82% | 85.07% | 33.51% | 100% | 55.25% | 97.22% | 50.7% | 100% | 55.2% | 100% | 51.09% | Suburb Large | 4443.7766 | Pacific
91764 | 0.54173 | San Bernardino Riverside | 0 | CA | 2012 | 5056 | 1567286.9335 | 102704.3 | 156114200 | 4724 | 740799.4616 | 4697 | 291359.5586 | 4051 | 219928.756 | 33599.2 | 49728700 | 269 | 237128.2232 | 269 | 126277.3313 | 269 | 113567.5671 | 14623 | 22224000 | 63 | 589359.2487 | 63 | 488346.6881 | 63 | 476863.2883 | 54482.1 | 84161500 | 309.9855 | 93.43% | 47.27% | 5.32% | 15.13% | 1.246% | 37.6% | 99.43% | 39.33% | 85.75% | 29.69% | 100% | 53.25% | 100% | 47.89% | 100% | 82.86% | 100% | 80.91% | #N/A | 6767.6926 | Pacific
91765 | 1 | LosAngeles | 0 | CA | 2007 | 13025 | 3439137.6818 | 179788.1 | 264377100 | 12215 | 2649038.5863 | 12194 | 1003646.7914 | 11785 | 774896.7529 | 132207 | 193208000 | 760 | 552332.2365 | 760 | 233637.4964 | 754 | 195445.0617 | 28939.9 | 42875000 | 50 | 237766.859 | 50 | 166550.0207 | 50 | 158056.5641 | 18641.2 | 28294100 | 264.0413 | 93.78% | 77.03% | 5.835% | 16.06% | 0.3839% | 6.914% | 99.83% | 37.89% | 96.48% | 29.25% | 100% | 42.3% | 99.21% | 35.39% | 100% | 70.05% | 100% | 66.48% | Suburb Large | 2288.6059 | Pacific
91766 | 0.90704 | LosAngeles | 0 | CA | 2007 | 14125 | 3318320.5256 | 216935.9 | 325782300 | 13539 | 2166196.2465 | 13520 | 945645.8908 | 12550 | 737655.2022 | 117786 | 173984000 | 479 | 428951.5919 | 479 | 262598.1864 | 479 | 243168.6802 | 30969.1 | 46916300 | 107 | 723172.6872 | 107 | 600285.6256 | 107 | 587654.5611 | 68180.8 | 104882000 | 234.9253 | 95.85% | 65.28% | 3.391% | 12.93% | 0.7575% | 21.79% | 99.86% | 43.65% | 92.7% | 34.05% | 100% | 61.22% | 100% | 56.69% | 100% | 83.01% | 100% | 81.26% | City Midsize | 6309.7495 | Pacific
91767 | 0.54621 | LosAngeles | 0 | CA | 2007 | 5470 | 1353448.1401 | 83346.6 | 125493500 | 5183 | 828507.7788 | 5163 | 341673.4393 | 4598 | 258358.2931 | 40379.6 | 59650800 | 240 | 237211.3705 | 240 | 151840.1223 | 240 | 141068.5626 | 17426 | 26520600 | 47 | 287728.9908 | 47 | 225938.5704 | 47 | 219027.78 | 25541 | 39322100 | 247.4311 | 94.75% | 61.21% | 4.388% | 17.53% | 0.8592% | 21.26% | 99.61% | 41.24% | 88.71% | 31.18% | 100% | 64.01% | 100% | 59.47% | 100% | 78.52% | 100% | 76.12% | City Midsize | 8292.552 | Pacific
91768 | 1 | LosAngeles | 0 | CA | 2007 | 8027 | 2380870.0239 | 153986 | 234232600 | 7383 | 1151914.8582 | 7357 | 482507.59 | 6589 | 367612.6051 | 55727.1 | 83454700 | 500 | 504234.7784 | 500 | 306026.5563 | 498 | 282538.9173 | 35223.3 | 53640700 | 144 | 724720.3874 | 144 | 554927.2379 | 144 | 539547.173 | 63035.6 | 97137200 | 296.6077 | 91.98% | 48.38% | 6.229% | 21.18% | 1.794% | 30.44% | 99.65% | 41.89% | 89.25% | 31.91% | 100% | 60.69% | 99.6% | 56.03% | 100% | 76.57% | 100% | 74.45% | City Midsize | 4577.4023 | Pacific
91770 | 1 | LosAngeles | 0 | CA | 2007 | 16816 | 3052896.2501 | 180713.7 | 265906900 | 16335 | 2311622.1722 | 16297 | 1020539.1988 | 14727 | 770807.9428 | 121145 | 175964000 | 411 | 364383.8858 | 411 | 236067.8424 | 411 | 219809.7768 | 27049.9 | 40660100 | 70 | 376890.1921 | 70 | 284036.6935 | 70 | 273236.637 | 32518.8 | 49282800 | 181.5471 | 97.14% | 75.72% | 2.444% | 11.94% | 0.4163% | 12.35% | 99.77% | 44.15% | 90.16% | 33.34% | 100% | 64.79% | 100% | 60.32% | 100% | 75.36% | 100% | 72.5% | City Small | 8826.4317 | Pacific
91773 | 0.99997 | LosAngeles | 0 | CA | 2007 | 11101 | 3018194.5251 | 182534.3 | 273543700 | 10469 | 2073203.7282 | 10447 | 845547.1127 | 9844 | 674621.444 | 108873 | 160549000 | 530 | 457971.0398 | 530 | 268528.0556 | 528 | 247143.6124 | 31067.2 | 47322200 | 102 | 487019.7571 | 102 | 382161.6676 | 102 | 369759.1489 | 42594.1 | 65672500 | 271.8849 | 94.31% | 68.69% | 4.774% | 15.17% | 0.9188% | 16.14% | 99.79% | 40.78% | 94.03% | 32.54% | 100% | 58.63% | 99.62% | 53.96% | 100% | 78.47% | 100% | 75.92% | Suburb Large | 2427.7589 | Pacific
91775 | 1 | LosAngeles | 0 | CA | 2007 | 8134 | 1518660.505 | 75004.03 | 113172950 | 7981 | 1318445.5249 | 7956 | 525351.3083 | 6963 | 374148.409 | 61172.6 | 91908400 | 137 | 138189.6843 | 137 | 79287.2597 | 137 | 71460.7482 | 9266.41 | 14214500 | 16 | 62025.2958 | 16 | 37916.9087 | 16 | 35201.0256 | 4565.02 | 7050050 | 186.7053 | 98.12% | 86.82% | 1.684% | 9.099% | 0.1967% | 4.084% | 99.69% | 39.85% | 87.24% | 28.38% | 100% | 57.38% | 100% | 51.71% | 100% | 61.13% | 100% | 56.75% | Suburb Large | 7667.9316 | Pacific
91776 | 1 | LosAngeles | 0 | CA | 2007 | 9040 | 1943483.9766 | 116532.7 | 177103100 | 8502 | 1266817.2632 | 8490 | 568251.4594 | 7705 | 430101.9608 | 68024.4 | 101867000 | 498 | 464125.2591 | 498 | 280836.9237 | 498 | 256611.8745 | 32462.9 | 50242300 | 40 | 212541.4543 | 40 | 141808.0947 | 40 | 131518.2934 | 16045.4 | 24993800 | 214.9872 | 94.05% | 65.18% | 5.509% | 23.88% | 0.4425% | 10.94% | 99.86% | 44.86% | 90.63% | 33.95% | 100% | 60.51% | 100% | 55.29% | 100% | 66.72% | 100% | 61.88% | Suburb Large | 11282.9755 | Pacific
91780 | 1 | LosAngeles | 0 | CA | 2007 | 12414 | 2187548.8216 | 107040.92 | 158074900 | 12176 | 1905719.7027 | 12147 | 775145.9497 | 10728 | 536062.4429 | 86637.7 | 127354000 | 216 | 191396.9651 | 216 | 116669.51 | 215 | 105743.5249 | 13356.3 | 20071300 | 22 | 90432.1539 | 22 | 63089.4838 | 22 | 58247.2958 | 7046.92 | 10649600 | 176.2163 | 98.08% | 87.12% | 1.74% | 8.749% | 0.1772% | 4.134% | 99.76% | 40.67% | 88.11% | 28.13% | 100% | 60.96% | 99.54% | 55.25% | 100% | 69.76% | 100% | 64.41% | Suburb Large | 8841.7714 | Pacific
91789 | 1 | LosAngeles | 0 | CA | 2007 | 13004 | 5021771.9323 | 362096.3 | 543532900 | 12316 | 2598762.0918 | 12312 | 1012407.5338 | 11995 | 782358.2486 | 134613 | 196715000 | 517 | 535862.0758 | 517 | 351785.9471 | 514 | 328623.0558 | 39468.3 | 59785900 | 171 | 1887147.7647 | 171 | 1686171.5994 | 171 | 1670544.245 | 188015 | 287032000 | 386.1713 | 94.71% | 51.75% | 3.976% | 10.67% | 1.315% | 37.58% | 99.97% | 38.96% | 97.39% | 30.11% | 100% | 65.65% | 99.42% | 61.33% | 100% | 89.35% | 100% | 88.52% | Suburb Large | 2913.9598 | Pacific
91790 | 1 | LosAngeles | 0 | CA | 2007 | 11468 | 2553711.5961 | 146265.4 | 216837300 | 11113 | 1928205.8728 | 11099 | 838143.4697 | 10388 | 640684.7137 | 99503.4 | 145850000 | 300 | 261759.8759 | 300 | 150629.758 | 300 | 137991.0278 | 17048.2 | 25783900 | 55 | 363745.8474 | 55 | 268509.306 | 55 | 256601.2295 | 29713.8 | 45203400 | 222.6815 | 96.9% | 75.51% | 2.616% | 10.25% | 0.4796% | 14.24% | 99.87% | 43.47% | 93.48% | 33.23% | 100% | 57.55% | 100% | 52.72% | 100% | 73.82% | 100% | 70.54% | Suburb Large | 7725.3777 | Pacific
91791 | 1 | LosAngeles | 0 | CA | 2007 | 9408 | 2511920.4155 | 137088.3 | 201032400 | 8832 | 1946762.9355 | 8827 | 821601.1984 | 8369 | 638683.5621 | 100763 | 146687000 | 543 | 394042.8354 | 543 | 195810.0067 | 535 | 171521.7318 | 23155.2 | 34514700 | 33 | 171114.6446 | 33 | 114943.086 | 33 | 107903.8813 | 13170.1 | 19830700 | 266.9983 | 93.88% | 77.5% | 5.772% | 15.69% | 0.3508% | 6.812% | 99.94% | 42.2% | 94.76% | 32.81% | 100% | 49.69% | 98.53% | 43.53% | 100% | 67.17% | 100% | 63.06% | Suburb Large | 4431.9484 | Pacific
91792 | 1 | LosAngeles | 0 | CA | 2007 | 4803 | 1109718.2428 | 61195.46 | 89976090 | 4592 | 896246.3521 | 4575 | 367693.3598 | 4462 | 286058.4193 | 47487.9 | 69243800 | 200 | 141029.7043 | 200 | 64602.3106 | 199 | 54363.4591 | 7237.29 | 10874200 | 11 | 72442.1864 | 11 | 58602.4442 | 11 | 56513.2137 | 6470.27 | 9858090 | 231.0469 | 95.61% | 80.76% | 4.164% | 12.71% | 0.229% | 6.528% | 99.63% | 41.03% | 97.17% | 31.92% | 100% | 45.81% | 99.5% | 38.55% | 100% | 80.9% | 100% | 78.01% | Suburb Large | 7892.7819 | Pacific
91801 | 1 | LosAngeles | 0 | CA | 2007 | 11812 | 2495023.1558 | 138158.4 | 212048200 | 11130 | 1679897.1774 | 11113 | 711088.7367 | 9993 | 545375.4438 | 82420.9 | 125377000 | 611 | 526150.9907 | 611 | 301396.5323 | 611 | 272991.1366 | 34860.9 | 53972000 | 71 | 288974.9877 | 71 | 188886.464 | 71 | 176336.2711 | 20876.6 | 32699200 | 211.2278 | 94.23% | 67.33% | 5.173% | 21.09% | 0.6011% | 11.58% | 99.85% | 42.33% | 89.78% | 32.46% | 100% | 57.28% | 100% | 51.88% | 100% | 65.36% | 100% | 61.02% | Suburb Large | 12114.7428 | Pacific
91802 | 1 | LosAngeles | 0 | CA | 2007 | 4 | 3402.9722 | 248.4607 | 390778.91 | 2 | 412.1699 | 1 | 77.7972 | 1 | 31 | 4.2363 | 6504.71 | 1 | 513.4396 | 1 | 339.8746 | 1 | 325.6865 | 36.4773 | 57446.2 | 1 | 2477.3626 | 1 | 1912.1893 | 1 | 1833 | 207.747 | 326828 | 850.743 | 50% | 12.11% | 25% | 15.09% | 25% | 72.8% | 50% | 18.88% | 50% | 7.521% | 100% | 66.2% | 100% | 63.43% | 100% | 77.19% | 100% | 73.99% | #N/A | 9480.1184 | Pacific
91803 | 1 | LosAngeles | 0 | CA | 2007 | 8338 | 1708320.4325 | 99581.1 | 151911200 | 8009 | 1131009.9576 | 7996 | 480831.4404 | 7225 | 357620.2325 | 54850.8 | 82974000 | 263 | 250345.2071 | 263 | 143578.6176 | 261 | 132046.2447 | 16985 | 26273500 | 66 | 326965.2677 | 66 | 231891.9604 | 66 | 221987.6806 | 27745.3 | 42663700 | 204.8837 | 96.05% | 66.21% | 3.154% | 14.65% | 0.7916% | 19.14% | 99.84% | 42.51% | 90.21% | 31.62% | 100% | 57.35% | 99.24% | 52.75% | 100% | 70.92% | 100% | 67.89% | City Large | 9511.0389 | Pacific
91910 | 0.21774 | SanDiego | 0 | CA | 2008 | 3433 | 826349.7617 | 52025.5 | 83833500 | 3187 | 424807.0633 | 3179 | 214288.025 | 2731 | 151292.0629 | 20054.2 | 31959700 | 220 | 185991.1724 | 220 | 120928.7257 | 220 | 109052.1256 | 12931.3 | 20900700 | 26 | 215551.526 | 26 | 166107.6943 | 26 | 158643.0954 | 19040 | 30973100 | 240.7078 | 92.83% | 51.41% | 6.408% | 22.51% | 0.7574% | 26.08% | 99.75% | 50.44% | 85.69% | 35.61% | 100% | 65.02% | 100% | 58.63% | 100% | 77.06% | 100% | 73.6% | #N/A | 5868.1821 | Pacific
91950 | 0.62898 | SanDiego | 0 | CA | 2008 | 6173 | 1801480.2951 | 120894 | 191470200 | 5611 | 776273.3805 | 5608 | 384829.3063 | 4787 | 272381.6789 | 37222.9 | 58277900 | 466 | 475338.2411 | 466 | 321481.978 | 465 | 294878.5108 | 35084.6 | 55657700 | 96 | 549868.6735 | 96 | 436683.7683 | 96 | 420483.606 | 48586.5 | 77534600 | 291.8322 | 90.9% | 43.09% | 7.549% | 26.39% | 1.555% | 30.52% | 99.95% | 49.57% | 85.31% | 35.09% | 100% | 67.63% | 99.79% | 62.04% | 100% | 79.42% | 100% | 76.47% | City Large | 7489.0914 | Pacific
92101 | 1 | SanDiego | 0 | CA | 2008 | 2160 | 2326682.7732 | 139605.9 | 221255600 | 1403 | 227347.9917 | 1377 | 104370.1588 | 1167 | 83527.1827 | 10973.3 | 17274600 | 513 | 565802.9616 | 512 | 313428.5877 | 510 | 281731.5837 | 34950.3 | 55103000 | 244 | 1533531.8198 | 244 | 854205.9753 | 244 | 787036.4629 | 93682.3 | 148878000 | 1077.168 | 64.95% | 9.771% | 23.75% | 24.32% | 11.3% | 65.91% | 98.15% | 45.91% | 83.18% | 36.74% | 99.81% | 55.4% | 99.42% | 49.79% | 100% | 55.7% | 100% | 51.32% | City Large | 7361.111 | Pacific
92102 | 0.97451 | SanDiego | 0 | CA | 2008 | 8967 | 1529292.536 | 103791.1 | 160698300 | 8660 | 1075307.3859 | 8647 | 538534.1775 | 7776 | 413243.3799 | 65144.4 | 99621800 | 263 | 232286.1815 | 263 | 157183.2637 | 263 | 146217.0665 | 18620.7 | 29217200 | 44 | 221698.9686 | 44 | 174987.2481 | 44 | 167994.0348 | 20026 | 31859300 | 170.5467 | 96.58% | 70.31% | 2.933% | 15.19% | 0.4907% | 14.5% | 99.85% | 50.08% | 89.79% | 38.43% | 100% | 67.67% | 100% | 62.95% | 100% | 78.93% | 100% | 75.78% | City Large | 9317.7545 | Pacific
92103 | 1 | SanDiego | 0 | CA | 2008 | 8076 | 1636814.3628 | 94612.17 | 147744300 | 7592 | 1125599.6356 | 7556 | 498040.9359 | 6703 | 381487.3084 | 59086.7 | 91711600 | 458 | 400618.9205 | 458 | 233932.232 | 458 | 210483.8569 | 26678.3 | 41996300 | 26 | 110595.8068 | 26 | 62298.5132 | 26 | 56297.8214 | 8847.17 | 14036400 | 202.6764 | 94.01% | 68.77% | 5.671% | 24.48% | 0.3219% | 6.757% | 99.53% | 44.25% | 88.29% | 33.89% | 100% | 58.39% | 100% | 52.54% | 100% | 56.33% | 100% | 50.9% | City Large | 7886.7786 | Pacific
92104 | 1 | SanDiego | 0 | CA | 2013 | 11232 | 1765250.2589 | 107718.67 | 167665930 | 10953 | 1458871.7244 | 10937 | 731053.8665 | 10115 | 593599.0279 | 85425.7 | 132587000 | 261 | 238195.0199 | 261 | 152172.2371 | 261 | 141076.3746 | 17359 | 27311800 | 18 | 68183.5146 | 18 | 43402.3332 | 18 | 39884.7193 | 4933.97 | 7767130 | 157.1626 | 97.52% | 82.64% | 2.324% | 13.49% | 0.1603% | 3.863% | 99.85% | 50.11% | 92.35% | 40.69% | 100% | 63.89% | 100% | 59.23% | 100% | 63.66% | 100% | 58.5% | City Large | 12383.8015 | Pacific
92105 | 0.60884 | SanDiego | 0 | CA | 2013 | 8734 | 1344834.2323 | 85163.28 | 132591500 | 8481 | 1067908.7439 | 8460 | 542405.8825 | 7707 | 438794.7824 | 63996.9 | 99221100 | 234 | 191189.9744 | 234 | 124601.5827 | 234 | 115980.4939 | 14150.9 | 22337300 | 19 | 85735.514 | 19 | 58612.3016 | 19 | 55708.8919 | 7015.48 | 11033100 | 153.9769 | 97.1% | 79.41% | 2.679% | 14.22% | 0.2175% | 6.375% | 99.75% | 50.79% | 90.87% | 41.09% | 100% | 65.17% | 100% | 60.66% | 100% | 68.36% | 100% | 64.98% | City Large | 12933.5331 | Pacific
92106 | 1 | SanDiego | 0 | CA | 2008 | 7226 | 1748550.3398 | 108549.8 | 171199700 | 6772 | 1181751.3494 | 6760 | 527715.0667 | 6166 | 390088.2085 | 63293.7 | 99001100 | 403 | 348035.1217 | 402 | 206489.2058 | 401 | 183898.9088 | 27979.1 | 44411100 | 51 | 218763.8688 | 51 | 143651.6398 | 51 | 134945.1312 | 17277 | 27787500 | 241.9804 | 93.72% | 67.58% | 5.577% | 19.9% | 0.7058% | 12.51% | 99.82% | 44.66% | 91.05% | 33.01% | 99.75% | 59.33% | 99.5% | 52.84% | 100% | 65.67% | 100% | 61.69% | City Large | 3434.1071 | Pacific
92107 | 1 | SanDiego | 0 | CA | 2013 | 9158 | 1411216.0498 | 74232.25 | 117809600 | 8910 | 1170506.5653 | 8880 | 524683.4555 | 7629 | 399045.8855 | 57648 | 91177500 | 232 | 170777.4483 | 232 | 94217.7725 | 230 | 84727.9722 | 10956.5 | 17554100 | 16 | 69932.0362 | 16 | 49850.0585 | 16 | 47430.8813 | 5627.75 | 9078000 | 154.0965 | 97.29% | 82.94% | 2.533% | 12.1% | 0.1747% | 4.955% | 99.66% | 44.83% | 85.62% | 34.09% | 100% | 55.17% | 99.14% | 49.61% | 100% | 71.28% | 100% | 67.82% | City Large | 7886.5088 | Pacific
92108 | 1 | SanDiego | 0 | CA | 2013 | 2055 | 1643453.7773 | 106829.6 | 168253400 | 1331 | 230475.8973 | 1302 | 97813.8092 | 1021 | 79357.2014 | 11205.2 | 17436500 | 613 | 653158.2563 | 613 | 331376.0781 | 611 | 292581.5855 | 38978.3 | 61026500 | 111 | 759819.6238 | 111 | 504915.2016 | 111 | 472842.8977 | 56646.1 | 89790400 | 799.7342 | 64.77% | 14.02% | 29.83% | 39.74% | 5.401% | 46.23% | 97.82% | 42.44% | 76.71% | 34.43% | 100% | 50.73% | 99.67% | 44.79% | 100% | 66.45% | 100% | 62.23% | City Large | 4048.5624 | Pacific
92109 | 0.70945 | SanDiego | 0 | CA | 2008 | 8153 | 1625791.8014 | 84530.9 | 132813300 | 7686 | 1071729.232 | 7675 | 496854.6073 | 6339 | 355516.0545 | 48078.8 | 75094600 | 431 | 383124.0301 | 430 | 225653.4651 | 427 | 201112.5083 | 24313.4 | 38547100 | 36 | 170938.5394 | 36 | 109230.6634 | 36 | 99053.5661 | 12138.7 | 19171600 | 199.4103 | 94.27% | 65.92% | 5.286% | 23.57% | 0.4416% | 10.51% | 99.86% | 46.36% | 82.47% | 33.17% | 99.77% | 58.9% | 99.07% | 52.49% | 100% | 63.9% | 100% | 57.95% | City Large | 5118.2536 | Pacific
92110 | 1 | SanDiego | 0 | CA | 2013 | 6574 | 2425449.2622 | 168606.1 | 264978700 | 5778 | 980950.659 | 5759 | 478286.6156 | 5315 | 376647.8182 | 53970.4 | 83739700 | 669 | 685110.2068 | 669 | 440606.4317 | 669 | 408593.519 | 50129.1 | 79327000 | 127 | 759388.3965 | 127 | 545967.3119 | 127 | 522895.2282 | 64506.6 | 101912000 | 368.9457 | 87.89% | 40.44% | 10.18% | 28.25% | 1.932% | 31.31% | 99.67% | 48.76% | 91.99% | 38.4% | 100% | 64.31% | 100% | 59.64% | 100% | 71.9% | 100% | 68.86% | City Large | 4795.3974 | Pacific
92111 | 0.27436 | SanDiego | 0 | CA | 2008 | 5434 | 1195642.1376 | 67649.94 | 107386200 | 5116 | 874871.5839 | 5113 | 418345.2178 | 4875 | 311072.8046 | 46520.4 | 73368200 | 297 | 221336.7995 | 297 | 123357.0798 | 297 | 108781.2317 | 13885 | 22356700 | 21 | 99433.7542 | 21 | 64968.203 | 21 | 58660.1638 | 7244.54 | 11661300 | 220.0298 | 94.15% | 73.17% | 5.466% | 18.51% | 0.3865% | 8.316% | 99.94% | 47.82% | 95.29% | 35.56% | 100% | 55.73% | 100% | 49.15% | 100% | 65.34% | 100% | 58.99% | City Large | 3469.368 | Pacific
92113 | 0.96871 | SanDiego | 0 | CA | 2013 | 9379 | 1900625.7891 | 130065.5 | 201577700 | 8926 | 1125927.8709 | 8907 | 573493.1205 | 8230 | 460288.3176 | 68029.8 | 103850000 | 365 | 359419.389 | 365 | 232590.8505 | 365 | 216979.2634 | 27428.7 | 42909700 | 88 | 415278.5292 | 88 | 301481.0241 | 88 | 289366.9955 | 34607 | 54818000 | 202.647 | 95.17% | 59.24% | 3.892% | 18.91% | 0.9383% | 21.85% | 99.79% | 50.94% | 92.2% | 40.88% | 100% | 64.71% | 100% | 60.37% | 100% | 72.6% | 100% | 69.68% | City Large | 10763.6839 | Pacific
92114 | 0.00062331 | SanDiego | 0 | CA | 2013 | 1 | 474.5087 | 41.5856 | 66534.7 | 0 | 0 | 0 | 0 | 0 | 0 | 0 | 0 | 1 | 474.5087 | 1 | 380.3901 | 1 | 371.2995 | 41.5856 | 66534.7 | 0 | 0 | 0 | 0 | 0 | 0 | 0 | 0 | 474.5087 | 0% | 0% | 100% | 100% | 0% | 0% | #DIV/0! | #DIV/0! | #DIV/0! | #DIV/0! | 100% | 80.17% | 100% | 78.25% | #DIV/0! | #DIV/0! | #DIV/0! | #DIV/0! | City Large | 7848.7346 | Pacific
92115 | 0.17745 | SanDiego | 0 | CA | 2008 | 2158 | 416314.6277 | 22925.114 | 35657425 | 2028 | 315432.7611 | 2027 | 148033.5175 | 1819 | 110824.0216 | 16437.3 | 25478100 | 129 | 97963.8269 | 129 | 56551.2945 | 128 | 49882.3686 | 6330.95 | 9928080 | 1 | 2918.0397 | 1 | 1505.0213 | 1 | 1322.4103 | 156.864 | 251245 | 192.9169 | 93.98% | 75.77% | 5.978% | 23.53% | 0.04634% | 0.7009% | 99.95% | 46.93% | 89.69% | 35.13% | 100% | 57.73% | 99.22% | 50.92% | 100% | 51.58% | 100% | 45.32% | City Large | 8813.5277 | Pacific
92116 | 1 | SanDiego | 0 | CA | 2013 | 9476 | 1423671.3943 | 82489.78 | 128648790 | 9276 | 1252667.0254 | 9263 | 620714.591 | 8445 | 498736.8776 | 70164.1 | 109212000 | 193 | 149551.9888 | 193 | 92819.2501 | 193 | 85941.1284 | 10662.4 | 16805100 | 7 | 21452.3801 | 7 | 15094.2683 | 7 | 14103.8767 | 1663.28 | 2631690 | 150.2397 | 97.89% | 87.99% | 2.037% | 10.5% | 0.07387% | 1.507% | 99.86% | 49.55% | 91.04% | 39.81% | 100% | 62.06% | 100% | 57.47% | 100% | 70.36% | 100% | 65.75% | City Large | 9493.4696 | Pacific
92117 | 0.10963 | SanDiego | 0 | CA | 2008 | 1809 | 353851.6392 | 19954.28 | 31388860 | 1742 | 293965.5754 | 1741 | 149731.0873 | 1651 | 118087.9538 | 15870.6 | 24870900 | 65 | 51908.3242 | 65 | 32142.3617 | 65 | 29009.18 | 3391.81 | 5411480 | 2 | 7977.7395 | 2 | 6462.1976 | 2 | 6053.1387 | 691.87 | 1106480 | 195.6062 | 96.3% | 83.08% | 3.593% | 14.67% | 0.1106% | 2.255% | 99.94% | 50.93% | 94.78% | 40.17% | 100% | 61.92% | 100% | 55.89% | 100% | 81% | 100% | 75.88% | City Large | 5571.335 | Pacific
92118 | 0.96884 | SanDiego | 0 | CA | 2013 | 6093 | 2064218.0966 | 129117.1 | 206362900 | 5507 | 872220.1866 | 5504 | 379442.3818 | 4839 | 285045.8491 | 41429 | 65684700 | 451 | 444434.0416 | 451 | 271187.6121 | 450 | 246432.5958 | 30778.6 | 49282200 | 135 | 747563.8685 | 135 | 504589.3683 | 135 | 475965.8099 | 56909.5 | 91396000 | 338.7852 | 90.38% | 42.25% | 7.402% | 21.53% | 2.216% | 36.22% | 99.95% | 43.5% | 87.87% | 32.68% | 100% | 61.02% | 99.78% | 55.45% | 100% | 67.5% | 100% | 63.67% | Suburb Large | 2538.7323 | Pacific
92120 | 0.22211 | SanDiego | 0 | CA | 2008 | 1807 | 558544.146 | 37415.66 | 58751300 | 1627 | 283155.4012 | 1627 | 140937.5634 | 1567 | 107526.396 | 15761.1 | 24299800 | 159 | 167025.439 | 159 | 117550.6549 | 159 | 111638.2469 | 13023.3 | 20690900 | 21 | 108363.3059 | 21 | 78602.7357 | 21 | 75201.5688 | 8631.26 | 13760600 | 309.1002 | 90.04% | 50.7% | 8.799% | 29.9% | 1.162% | 19.4% | 100% | 49.77% | 96.31% | 37.97% | 100% | 70.38% | 100% | 66.84% | 100% | 72.54% | 100% | 69.4% | City Large | 4020.634 | Pacific
92123 | 0.37556 | SanDiego | 0 | CA | 2008 | 5227 | 1229376.4272 | 76022.14 | 118895700 | 5063 | 927128.1952 | 5062 | 502238.8977 | 4948 | 401925.873 | 54590.9 | 84962800 | 141 | 118318.7823 | 141 | 67451.2804 | 141 | 60243.0306 | 7826.14 | 12295900 | 23 | 183929.4497 | 23 | 125317.7646 | 23 | 116149.3165 | 13605.1 | 21637000 | 235.1973 | 96.86% | 75.41% | 2.698% | 9.624% | 0.44% | 14.96% | 99.98% | 54.17% | 97.73% | 43.35% | 100% | 57.01% | 100% | 50.92% | 100% | 68.13% | 100% | 63.15% | City Large | 2802.8508 | Pacific
92124 | 0.034384 | SanDiego | 0 | CA | 2008 | 207 | 97612.375 | 5362.829 | 8235441 | 145 | 42309.4101 | 145 | 17506.0524 | 140 | 14263.6144 | 2441.92 | 3779330 | 60 | 48255.0626 | 60 | 18129.3021 | 60 | 13806.5331 | 2448.88 | 3752500 | 2 | 7047.9022 | 2 | 3325.2429 | 2 | 2776.4654 | 472.029 | 703611 | 471.5574 | 70.05% | 43.34% | 28.99% | 49.44% | 0.9662% | 7.22% | 100% | 41.38% | 96.55% | 33.71% | 100% | 37.57% | 100% | 28.61% | 100% | 47.18% | 100% | 39.39% | City Large | 2414.3245 | Pacific
92136 | 1 | SanDiego | 0 | CA | 2008 | 46 | 37091.2548 | 3543.785 | 5657554 | 32 | 4940.1179 | 31 | 2851.2164 | 31 | 2478.5473 | 211.471 | 332836 | 10 | 10468.6144 | 10 | 6356.8137 | 10 | 5985.0723 | 448.244 | 712888 | 4 | 21682.5224 | 4 | 19086.33 | 4 | 18822.8041 | 2884.07 | 4611830 | 806.3316 | 69.57% | 13.32% | 21.74% | 28.22% | 8.696% | 58.46% | 96.88% | 57.72% | 96.88% | 50.17% | 100% | 60.72% | 100% | 57.17% | 100% | 88.03% | 100% | 86.81% | City Large | 6033.0309 | Pacific
92140 | 1 | SanDiego | 0 | CA | 2013 | 5 | 484.1014 | 19.8895 | 31074 | 5 | 484.1014 | 5 | 167.5979 | 5 | 111.5788 | 19.8895 | 31074 | 0 | 0 | 0 | 0 | 0 | 0 | 0 | 0 | 0 | 0 | 0 | 0 | 0 | 0 | 0 | 0 | 96.8203 | 100% | 100% | 0% | 0% | 0% | 0% | 100% | 34.62% | 100% | 23.05% | #DIV/0! | #DIV/0! | #DIV/0! | #DIV/0! | #DIV/0! | #DIV/0! | #DIV/0! | #DIV/0! | City Large | 4356.0869 | Pacific
92155 | 1 | SanDiego | 0 | CA | 2013 | 4 | 1551.9986 | 106.6653 | 172544.8 | 3 | 922.8734 | 3 | 533.5518 | 3 | 501.2386 | 58.5053 | 94339.8 | 1 | 629.1253 | 1 | 445.7075 | 1 | 430 | 48.16 | 78205 | 0 | 0 | 0 | 0 | 0 | 0 | 0 | 0 | 387.9997 | 75% | 59.46% | 25% | 40.54% | 0% | 0% | 100% | 57.81% | 100% | 54.31% | 100% | 70.85% | 100% | 68.35% | #DIV/0! | #DIV/0! | #DIV/0! | #DIV/0! | Suburb Large | 576.128 | Pacific
92324 | 0.15832 | San Bernardino Riverside | 0 | CA | 2012 | 9423 | 1848000.2262 | 104345.9 | 166234500 | 9167 | 1396732.8597 | 9143 | 597907.6628 | 8367 | 445998.2906 | 69741 | 110015000 | 219 | 203634.3957 | 219 | 119538.7655 | 219 | 109211.7026 | 14049.4 | 22638700 | 37 | 247632.9707 | 37 | 181359.9872 | 37 | 173984.5831 | 20555.5 | 33580800 | 196.1159 | 97.28% | 75.58% | 2.324% | 11.02% | 0.3927% | 13.4% | 99.74% | 42.81% | 91.27% | 31.93% | 100% | 58.7% | 100% | 53.63% | 100% | 73.24% | 100% | 70.26% | Suburb Large | 1908.1429 | Pacific
92335 | 0.0062695 | San Bernardino Riverside | 0 | CA | 2012 | 2 | 73566.5006 | 7915.3 | 12469600 | 0 | 0 | 0 | 0 | 0 | 0 | 0 | 0 | 0 | 0 | 0 | 0 | 0 | 0 | 0 | 0 | 2 | 73566.5006 | 2 | 70769.1851 | 2 | 70672.3082 | 7915.3 | 12469600 | 36783.2503 | 0% | 0% | 0% | 0% | 100% | 100% | #DIV/0! | #DIV/0! | #DIV/0! | #DIV/0! | #DIV/0! | #DIV/0! | #DIV/0! | #DIV/0! | 100% | 96.2% | 100% | 96.07% | Suburb Large | 5412.3995 | Pacific
92337 | 0.068293 | San Bernardino Riverside | 0 | CA | 2012 | 127 | 657707.0368 | 67193.685 | 105768932 | 63 | 6339.9311 | 48 | 2683.5412 | 36 | 2354.8093 | 303.955 | 467082 | 21 | 22611.5289 | 21 | 17527.5815 | 21 | 17188.2347 | 1960.73 | 3079850 | 43 | 628755.5768 | 43 | 580270.7262 | 43 | 577662.132 | 64929 | 102222000 | 5178.7956 | 49.61% | 0.9639% | 16.54% | 3.438% | 33.86% | 95.6% | 76.19% | 42.33% | 57.14% | 37.14% | 100% | 77.52% | 100% | 76.02% | 100% | 92.29% | 100% | 91.87% | Suburb Large | 2924.8915 | Pacific
92346 | 0.050936 | San Bernardino Riverside | 0 | CA | 2012 | 5792 | 1246324.7705 | 68959.86 | 109839500 | 5576 | 951443.5111 | 5567 | 411604.8106 | 5179 | 322371.8553 | 48366.9 | 76418000 | 195 | 152189.4105 | 195 | 78189.9764 | 195 | 69712.0121 | 9457.16 | 15207100 | 21 | 142691.849 | 21 | 98515.0082 | 21 | 93900.4938 | 11135.8 | 18214400 | 215.1804 | 96.27% | 76.34% | 3.367% | 12.21% | 0.3626% | 11.45% | 99.84% | 43.26% | 92.88% | 33.88% | 100% | 51.38% | 100% | 45.81% | 100% | 69.04% | 100% | 65.81% | City Small | 679.9869 | Pacific
92354 | 0.027324 | San Bernardino Riverside | 0 | CA | 2012 | 311 | 56584.537 | 2815.572 | 4380423 | 308 | 50489.7365 | 308 | 21178.6798 | 277 | 15589.4764 | 2494.3 | 3865140 | 2 | 1442.9766 | 2 | 919.425 | 2 | 896.3463 | 109.292 | 180426 | 1 | 4651.8239 | 1 | 1842.7196 | 1 | 1459.4188 | 211.98 | 334857 | 181.9438 | 99.04% | 89.23% | 0.6431% | 2.55% | 0.3215% | 8.221% | 100% | 41.95% | 89.94% | 30.88% | 100% | 63.72% | 100% | 62.12% | 100% | 39.61% | 100% | 31.37% | City Small | 2313.2074 | Pacific
92374 | 0.12491 | San Bernardino Riverside | 0 | CA | 2012 | 127 | 1092932.8243 | 114102.746 | 187417021 | 65 | 10177.2942 | 64 | 4773.8675 | 50 | 4111.1742 | 527.036 | 861851 | 21 | 23295.3129 | 21 | 15061.8079 | 21 | 13888.3226 | 1614.71 | 2642170 | 41 | 1059460.2172 | 41 | 1001718.8779 | 41 | 998876.6552 | 111961 | 183913000 | 8605.7703 | 51.18% | 0.9312% | 16.54% | 2.131% | 32.28% | 96.94% | 98.46% | 46.91% | 76.92% | 40.4% | 100% | 64.66% | 100% | 59.62% | 100% | 94.55% | 100% | 94.28% | City Small | 2529.6968 | Pacific
92376 | 0.040644 | San Bernardino Riverside | 0 | CA | 2012 | 8875 | 2013508.9495 | 108907.9 | 166240300 | 8673 | 1665234.7222 | 8646 | 717960.4194 | 8183 | 546683.6541 | 82544.1 | 125133000 | 166 | 152927.8685 | 166 | 92318.5938 | 166 | 85238.1412 | 10633.5 | 16478500 | 36 | 195346.3588 | 36 | 138841.1469 | 36 | 132492.6388 | 15730.3 | 24628800 | 226.8742 | 97.72% | 82.7% | 1.87% | 7.595% | 0.4056% | 9.702% | 99.69% | 43.11% | 94.35% | 32.83% | 100% | 60.37% | 100% | 55.74% | 100% | 71.07% | 100% | 67.82% | #N/A | 690.5849 | Pacific
92377 | 0.092543 | San Bernardino Riverside | 0 | CA | 2012 | 175 | 48222.7437 | 2754.412 | 4169270 | 171 | 41703.0104 | 171 | 16157.2123 | 167 | 13185.1552 | 2247.2 | 3388220 | 3 | 3113.7502 | 3 | 2096.851 | 3 | 1935.5212 | 248.173 | 376455 | 1 | 3405.9831 | 1 | 2363.5792 | 1 | 2240 | 259.039 | 404595 | 275.5585 | 97.71% | 86.48% | 1.714% | 6.457% | 0.5714% | 7.063% | 100% | 38.74% | 97.66% | 31.62% | 100% | 67.34% | 100% | 62.16% | 100% | 69.39% | 100% | 65.77% | Suburb Large | 2064.0795 | Pacific
92401 | 1 | San Bernardino Riverside | 0 | CA | 2012 | 604 | 401205.3018 | 28091.57 | 44008620 | 432 | 63786.686 | 426 | 27228.7989 | 326 | 21928.6144 | 2910.97 | 4525820 | 146 | 158991.3687 | 146 | 102315.5916 | 143 | 96549.4827 | 11365 | 17798100 | 26 | 178427.2471 | 26 | 123864.4144 | 26 | 118483.248 | 13815.6 | 21684700 | 664.2472 | 71.52% | 15.9% | 24.17% | 39.63% | 4.305% | 44.47% | 98.61% | 42.69% | 75.46% | 34.38% | 100% | 64.35% | 97.95% | 60.73% | 100% | 69.42% | 100% | 66.4% | City Midsize | 3673.6845 | Pacific
92404 | 0.59048 | San Bernardino Riverside | 0 | CA | 2012 | 16767 | 3542040.1534 | 178295.8 | 272782800 | 16079 | 2768389.5353 | 15984 | 1119961.1661 | 13712 | 827977.548 | 125677 | 190977000 | 628 | 519390.81 | 628 | 284885.9629 | 625 | 256990.7443 | 33278.5 | 51573500 | 60 | 254259.8081 | 60 | 171959.005 | 60 | 162348.2213 | 19340.3 | 30232300 | 211.2507 | 95.9% | 78.16% | 3.745% | 14.66% | 0.3578% | 7.178% | 99.41% | 40.46% | 85.28% | 29.91% | 100% | 54.85% | 99.52% | 49.48% | 100% | 67.63% | 100% | 63.85% | City Midsize | 2110.0822 | Pacific
92405 | 1 | San Bernardino Riverside | 0 | CA | 2012 | 9507 | 1539105.2319 | 67133.79 | 103117110 | 9261 | 1282045.9327 | 9157 | 457777.565 | 6953 | 320189.5121 | 48887.6 | 74698800 | 226 | 179999.8417 | 226 | 105539.0305 | 226 | 96857.9733 | 11936.1 | 18573600 | 20 | 77059.4576 | 20 | 55365.059 | 20 | 52691.0936 | 6310.09 | 9844710 | 161.8918 | 97.41% | 83.3% | 2.377% | 11.7% | 0.2104% | 5.007% | 98.88% | 35.71% | 75.08% | 24.97% | 100% | 58.63% | 100% | 53.81% | 100% | 71.85% | 100% | 68.38% | City Midsize | 6204.8023 | Pacific
92407 | 0.16222 | San Bernardino Riverside | 0 | CA | 2012 | 13279 | 3162205.1145 | 191427.7 | 295046400 | 12826 | 2100963.2602 | 12769 | 842983.0545 | 11484 | 643743.3192 | 99657.4 | 151077000 | 375 | 304478.8141 | 375 | 165271.3363 | 374 | 147775.804 | 19335 | 29970400 | 78 | 756763.0401 | 78 | 650538.7816 | 78 | 639131.0006 | 72435.3 | 113999000 | 238.1358 | 96.59% | 66.44% | 2.824% | 9.629% | 0.5874% | 23.93% | 99.56% | 40.12% | 89.54% | 30.64% | 100% | 54.28% | 99.73% | 48.53% | 100% | 85.96% | 100% | 84.46% | City Midsize | 743.2738 | Pacific
92408 | 0.86444 | San Bernardino Riverside | 0 | CA | 2012 | 3725 | 2685781.9808 | 231049.6 | 377107200 | 3062 | 428738.5513 | 2969 | 191934.3875 | 2523 | 151830.6867 | 21667.9 | 34411900 | 482 | 490796.7937 | 481 | 338827.409 | 478 | 322722.9662 | 38175.7 | 62354300 | 181 | 1766246.6359 | 181 | 1525881.1415 | 181 | 1504279.7147 | 171206 | 280341000 | 721.0153 | 82.2% | 15.96% | 12.94% | 18.27% | 4.859% | 65.76% | 96.96% | 44.77% | 82.4% | 35.41% | 99.79% | 69.04% | 99.17% | 65.75% | 100% | 86.39% | 100% | 85.17% | City Midsize | 1593.9949 | Pacific
92410 | 1 | San Bernardino Riverside | 0 | CA | 2012 | 12773 | 2570516.0223 | 149418.6 | 229754300 | 12298 | 1786172.1407 | 12202 | 757278.5278 | 10453 | 585371.5989 | 85227.7 | 129436000 | 410 | 394305.7928 | 410 | 253773.2062 | 410 | 237046.9352 | 28987.8 | 45112000 | 65 | 390038.0889 | 65 | 310032.3837 | 65 | 301878.7383 | 35203.1 | 55206300 | 201.2461 | 96.28% | 69.49% | 3.21% | 15.34% | 0.5089% | 15.17% | 99.22% | 42.4% | 85% | 32.77% | 100% | 64.36% | 100% | 60.12% | 100% | 79.49% | 100% | 77.4% | City Midsize | 5742.0402 | Pacific
92411 | 1 | San Bernardino Riverside | 0 | CA | 2012 | 7231 | 1272582.5368 | 64441.72 | 98393300 | 7058 | 1000442.6041 | 7014 | 406059.0222 | 6041 | 294423.8122 | 44360.1 | 67194000 | 147 | 124888.5544 | 147 | 74936.7429 | 147 | 68930.5243 | 8867.92 | 13695700 | 26 | 147251.3784 | 26 | 100557.0259 | 26 | 94356.4718 | 11213.7 | 17503600 | 175.9898 | 97.61% | 78.62% | 2.033% | 9.814% | 0.3596% | 11.57% | 99.38% | 40.59% | 85.59% | 29.43% | 100% | 60% | 100% | 55.19% | 100% | 68.29% | 100% | 64.08% | City Midsize | 5884.5112 | Pacific
92501 | 0.94891 | San Bernardino Riverside | 0 | CA | 2012 | 6322 | 1580167.2269 | 79267.3 | 123232600 | 5927 | 922140.9488 | 5841 | 298784.3283 | 4719 | 218643.3232 | 34466 | 53018400 | 324 | 343987.4734 | 324 | 203322.2233 | 324 | 188237.7997 | 22768.4 | 35644400 | 71 | 314038.8047 | 71 | 200224.2055 | 71 | 188618.9157 | 22032.9 | 34569800 | 249.9474 | 93.75% | 58.36% | 5.125% | 21.77% | 1.123% | 19.87% | 98.55% | 32.4% | 79.62% | 23.71% | 100% | 59.11% | 100% | 54.72% | 100% | 63.76% | 100% | 60.06% | City Large | 3322.2189 | Pacific
92503 | 0.88396 | San Bernardino Riverside | 0 | CA | 2012 | 23251 | 6092874.9592 | 332860.2 | 511151300 | 22050 | 4348950.1205 | 21961 | 1637018.1106 | 20543 | 1272804.7322 | 203373 | 308827000 | 1050 | 912749.9204 | 1050 | 530626.8764 | 1049 | 484900.5153 | 60737.8 | 94507300 | 151 | 831174.9184 | 151 | 613248.2191 | 151 | 589287.9698 | 68749.4 | 107817000 | 262.0479 | 94.83% | 71.38% | 4.516% | 14.98% | 0.6494% | 13.64% | 99.6% | 37.64% | 93.17% | 29.27% | 100% | 58.13% | 99.9% | 53.13% | 100% | 73.78% | 100% | 70.9% | City Large | 2408.8479 | Pacific
92504 | 0.94209 | San Bernardino Riverside | 0 | CA | 2012 | 17008 | 4468657.4741 | 239694.5 | 369072300 | 15871 | 2960756.5083 | 15757 | 1107182.79 | 13804 | 859522.0159 | 130943 | 199651000 | 1021 | 799818.5009 | 1021 | 426667.6145 | 1012 | 385001.7302 | 51058.3 | 78900400 | 116 | 708082.4649 | 116 | 518656.6615 | 116 | 498478.2205 | 57693.2 | 90520900 | 262.7386 | 93.31% | 66.26% | 6.003% | 17.9% | 0.682% | 15.85% | 99.28% | 37.4% | 86.98% | 29.03% | 100% | 53.35% | 99.12% | 48.14% | 100% | 73.25% | 100% | 70.4% | City Large | 2359.4991 | Pacific
92505 | 1 | San Bernardino Riverside | 0 | CA | 2012 | 12396 | 2771059.5775 | 138203.8 | 212225900 | 11849 | 2146654.3074 | 11810 | 817407.5979 | 10865 | 621550.6439 | 96918.7 | 147969000 | 511 | 443304.1645 | 511 | 231825.8799 | 505 | 210100.2832 | 27564.5 | 42711600 | 36 | 181101.1056 | 36 | 124635.8572 | 36 | 118452.7852 | 13720.6 | 21545300 | 223.5447 | 95.59% | 77.47% | 4.122% | 16% | 0.2904% | 6.535% | 99.67% | 38.08% | 91.7% | 28.95% | 100% | 52.29% | 98.83% | 47.39% | 100% | 68.82% | 100% | 65.41% | City Large | 4467.9933 | Pacific
92506 | 0.96674 | San Bernardino Riverside | 0 | CA | 2012 | 17038 | 4299838.0328 | 186834.6 | 285169200 | 15852 | 3264389.3918 | 15724 | 1065268.1938 | 13349 | 793093.5085 | 126886 | 192768000 | 1136 | 805907.1599 | 1136 | 354505.3371 | 1122 | 300391.0451 | 43533.6 | 66713800 | 50 | 229541.481 | 50 | 147502.8872 | 50 | 137477.6627 | 16415 | 25687400 | 252.3675 | 93.04% | 75.92% | 6.667% | 18.74% | 0.2935% | 5.338% | 99.19% | 32.63% | 84.21% | 24.3% | 100% | 43.99% | 98.77% | 37.27% | 100% | 64.26% | 100% | 59.89% | City Large | 2503.5367 | Pacific
92507 | 0.48148 | San Bernardino Riverside | 0 | CA | 2012 | 9523 | 3720274.4952 | 247267.1 | 401473000 | 8396 | 1446442.0645 | 8301 | 538201.6958 | 7072 | 414790.4777 | 61702.3 | 98685000 | 906 | 909009.1152 | 906 | 545245.8222 | 893 | 506257.1945 | 61576.8 | 100077000 | 221 | 1364823.3155 | 221 | 1100454.2847 | 221 | 1077301.898 | 123988 | 202711000 | 390.662 | 88.17% | 38.88% | 9.514% | 24.43% | 2.321% | 36.69% | 98.87% | 37.21% | 84.23% | 28.68% | 100% | 59.98% | 98.57% | 55.69% | 100% | 80.63% | 100% | 78.93% | City Large | 3018.4899 | Pacific
92508 | 0.4679 | San Bernardino Riverside | 0 | CA | 2012 | 5363 | 1422514.3456 | 80229.43 | 126438520 | 5028 | 1105695.3784 | 5018 | 439480.1959 | 4747 | 352151.817 | 58811.7 | 92057500 | 321 | 240984.6893 | 321 | 129637.1911 | 321 | 114164.9651 | 15485.7 | 24725400 | 14 | 75834.2779 | 14 | 52175.5913 | 14 | 49664.0137 | 5932.03 | 9655620 | 265.246 | 93.75% | 77.73% | 5.985% | 16.94% | 0.261% | 5.331% | 99.8% | 39.75% | 94.41% | 31.85% | 100% | 53.79% | 100% | 47.37% | 100% | 68.8% | 100% | 65.49% | City Large | 2430.6594 | Pacific
92509 | 0.70904 | San Bernardino Riverside | 0 | CA | 2012 | 20857 | 4426014.1351 | 246824.8 | 377234900 | 20180 | 3537616.1605 | 20093 | 1461979.6702 | 18320 | 1139052.0607 | 177568 | 269163000 | 607 | 486857.1288 | 607 | 302421.6051 | 605 | 277143.3904 | 34528.9 | 53589000 | 70 | 401540.8458 | 70 | 309279.1654 | 70 | 298960.4473 | 34727.9 | 54482900 | 212.2076 | 96.75% | 79.93% | 2.91% | 11% | 0.3356% | 9.072% | 99.57% | 41.33% | 90.78% | 32.2% | 100% | 62.12% | 99.67% | 56.92% | 100% | 77.02% | 100% | 74.45% | Suburb Large | 2421.5394 | Pacific
92570 | 0.0041207 | San Bernardino Riverside | 0 | CA | 2012 | 118 | 30016.4971 | 1738.782 | 2728809 | 110 | 22237.0422 | 108 | 10081.2939 | 101 | 8141.4046 | 1270.63 | 1974640 | 8 | 7779.4549 | 8 | 4185.4344 | 8 | 3611.9537 | 468.152 | 754169 | 0 | 0 | 0 | 0 | 0 | 0 | 0 | 0 | 254.3771 | 93.22% | 74.08% | 6.78% | 25.92% | 0% | 0% | 98.18% | 45.34% | 91.82% | 36.61% | 100% | 53.8% | 100% | 46.43% | #DIV/0! | #DIV/0! | #DIV/0! | #DIV/0! | Rural Fringe | 515.0559 | Pacific
92602 | 1 | LosAngeles | 0 | CA | 2007 | 4137 | 1243793.1291 | 70282.3 | 107385400 | 3772 | 693980.0803 | 3772 | 228792.4506 | 3663 | 185012.9326 | 32453.8 | 49083100 | 321 | 272761.0767 | 321 | 116609.7096 | 320 | 101339.4974 | 15022.4 | 22897400 | 44 | 277051.9721 | 44 | 203606.3155 | 44 | 195988.9026 | 22806.1 | 35404900 | 300.651 | 91.18% | 55.8% | 7.759% | 21.93% | 1.064% | 22.27% | 100% | 32.97% | 97.11% | 26.66% | 100% | 42.75% | 99.69% | 37.15% | 100% | 73.49% | 100% | 70.74% | City Midsize | 1706.8123 | Pacific
92603 | 1 | LosAngeles | 0 | CA | 2007 | 5067 | 1544381.6408 | 71645.91 | 107686200 | 4402 | 1039702.554 | 4402 | 389420.6967 | 3973 | 279421.7974 | 45492.1 | 68329700 | 650 | 429520.9684 | 650 | 164330.5832 | 650 | 123098.0965 | 20721.8 | 30947600 | 15 | 75158.1185 | 15 | 49007.4826 | 15 | 45456.1915 | 5432.01 | 8408900 | 304.7921 | 86.88% | 67.32% | 12.83% | 27.81% | 0.296% | 4.867% | 100% | 37.46% | 90.25% | 26.88% | 100% | 38.26% | 100% | 28.66% | 100% | 65.21% | 100% | 60.48% | City Midsize | 1234.6003 | Pacific
92604 | 1 | LosAngeles | 0 | CA | 2007 | 6738 | 1859065.8021 | 100266.8 | 152082300 | 6128 | 1252317.0738 | 6123 | 496960.6965 | 5998 | 403211.3627 | 65749.9 | 99451000 | 576 | 447790.9683 | 576 | 183792.7164 | 575 | 151293.4815 | 23072.4 | 35067000 | 34 | 158957.76 | 34 | 96239.1384 | 34 | 88892.0327 | 11444.5 | 17564300 | 275.9077 | 90.95% | 67.36% | 8.549% | 24.09% | 0.5046% | 8.55% | 99.92% | 39.68% | 97.88% | 32.2% | 100% | 41.04% | 99.83% | 33.79% | 100% | 60.54% | 100% | 55.92% | City Midsize | 8159.5883 | Pacific
92606 | 1 | LosAngeles | 0 | CA | 2007 | 4355 | 1948662.0113 | 135436.9 | 208830000 | 3811 | 681541.3957 | 3811 | 240151.9906 | 3649 | 187120.7018 | 32199.6 | 48515700 | 413 | 411899.7098 | 413 | 226253.1394 | 413 | 203269.7015 | 26017.8 | 40073300 | 131 | 855220.9058 | 131 | 690897.8543 | 131 | 673704.4098 | 77219.5 | 120241000 | 447.454 | 87.51% | 34.97% | 9.483% | 21.14% | 3.008% | 43.89% | 100% | 35.24% | 95.75% | 27.46% | 100% | 54.93% | 100% | 49.35% | 100% | 80.79% | 100% | 78.78% | City Midsize | 6047.7567 | Pacific
92610 | 0.70019 | MissionViejo | 0 | CA | 2013 | 3019 | 1025389.5944 | 72210 | 110343900 | 2785 | 449457.4505 | 2784 | 165263.1908 | 2636 | 124265.8581 | 21825 | 32140600 | 181 | 157500.6486 | 181 | 91523.6654 | 181 | 84337.5594 | 10956.8 | 16775200 | 53 | 418431.4953 | 53 | 355303.2629 | 53 | 349083.662 | 39428.2 | 61428100 | 339.6454 | 92.25% | 43.83% | 5.995% | 15.36% | 1.756% | 40.81% | 99.96% | 36.77% | 94.65% | 27.65% | 100% | 58.11% | 100% | 53.55% | 100% | 84.91% | 100% | 83.43% | Suburb Large | 1334.4092 | Pacific
92612 | 1 | LosAngeles | 0 | CA | 2007 | 3386 | 1889024.0544 | 108245.5 | 165946600 | 2356 | 459197.6949 | 2344 | 178639.6556 | 2140 | 143763.3355 | 20736.7 | 31520100 | 909 | 782573.9323 | 909 | 341386.1872 | 908 | 281226.7211 | 39125.9 | 59522900 | 121 | 647252.4271 | 121 | 432157.8801 | 121 | 407987.317 | 48382.9 | 74903600 | 557.8925 | 69.58% | 24.31% | 26.85% | 41.43% | 3.574% | 34.26% | 99.49% | 38.9% | 90.83% | 31.31% | 100% | 43.62% | 99.89% | 35.94% | 100% | 66.77% | 100% | 63.03% | City Midsize | 4299.0195 | Pacific
92614 | 1 | LosAngeles | 0 | CA | 2007 | 5365 | 2493214.5206 | 170883.5 | 263563400 | 4492 | 815891.064 | 4479 | 296648.0401 | 4145 | 217146.2478 | 37374.8 | 56257100 | 683 | 732995.2443 | 683 | 459472.1663 | 683 | 424427.9205 | 51350.1 | 79382300 | 190 | 944328.2124 | 190 | 744113.8963 | 190 | 720952.9019 | 82158.6 | 127924000 | 464.7185 | 83.73% | 32.72% | 12.73% | 29.4% | 3.541% | 37.88% | 99.71% | 36.36% | 92.28% | 26.61% | 100% | 62.68% | 100% | 57.9% | 100% | 78.8% | 100% | 76.35% | City Midsize | 5482.1199 | Pacific
92617 | 1 | LosAngeles | 0 | CA | 2007 | 1208 | 518317.69 | 26610.88 | 40692400 | 977 | 209581.206 | 974 | 70581.4803 | 916 | 49462.7627 | 8187.09 | 12267800 | 188 | 166368.511 | 188 | 78562.7082 | 188 | 67051.0409 | 8829.28 | 13530700 | 43 | 142367.973 | 43 | 87850.9466 | 43 | 81917.9926 | 9594.51 | 14893900 | 429.0709 | 80.88% | 40.43% | 15.56% | 32.1% | 3.56% | 27.47% | 99.69% | 33.68% | 93.76% | 23.6% | 100% | 47.22% | 100% | 40.3% | 100% | 61.71% | 100% | 57.54% | City Midsize | 5711.3149 | Pacific
92618 | 1 | LosAngeles | 0 | CA | 2007 | 3914 | 3384812.1041 | 263283.4 | 408573600 | 2709 | 453226.9056 | 2707 | 177819.8933 | 2416 | 138384.1674 | 21364.1 | 32453600 | 890 | 1054062.2329 | 890 | 707693.1257 | 889 | 669478.3798 | 78429.3 | 121753000 | 315 | 1877522.9656 | 315 | 1478564.2346 | 315 | 1432441.9193 | 163490 | 254367000 | 864.7961 | 69.21% | 13.39% | 22.74% | 31.14% | 8.048% | 55.47% | 99.93% | 39.23% | 89.18% | 30.53% | 100% | 67.14% | 99.89% | 63.51% | 100% | 78.75% | 100% | 76.29% | City Midsize | 1469.8376 | Pacific
92620 | 1 | LosAngeles | 0 | CA | 2007 | 9484 | 2223088.9526 | 110187.1 | 167040000 | 9066 | 1714080.6367 | 9062 | 620319.79 | 8691 | 491205.905 | 82384 | 124714000 | 379 | 294790.9605 | 379 | 120243.8599 | 374 | 99515.235 | 15246.4 | 23118400 | 39 | 214217.3554 | 39 | 108866.8639 | 39 | 97045.9198 | 12556.7 | 19207600 | 234.4041 | 95.59% | 77.1% | 3.996% | 13.26% | 0.4112% | 9.636% | 99.96% | 36.19% | 95.86% | 28.66% | 100% | 40.79% | 98.68% | 33.76% | 100% | 50.82% | 100% | 45.3% | City Midsize | 4283.2707 | Pacific
92625 | 1 | LosAngeles | 0 | CA | 2007 | 5548 | 1396149.3639 | 74379.52 | 112869830 | 5088 | 1055319.118 | 5085 | 457386.4865 | 4703 | 355929.1741 | 53623.3 | 81268100 | 450 | 298744.338 | 450 | 153618.4438 | 450 | 127308.2691 | 17854.4 | 27127400 | 10 | 42085.9079 | 10 | 26097.3704 | 10 | 23504.0286 | 2901.82 | 4474330 | 251.6491 | 91.71% | 75.59% | 8.111% | 21.4% | 0.1802% | 3.014% | 99.94% | 43.34% | 92.43% | 33.73% | 100% | 51.42% | 100% | 42.61% | 100% | 62.01% | 100% | 55.85% | City Midsize | 3949.2726 | Pacific
92626 | 1 | LosAngeles | 0 | CA | 2007 | 11671 | 4510302.1061 | 313205.5 | 475875000 | 10381 | 2260620.164 | 10378 | 1106094.6203 | 10188 | 913056.7193 | 140689 | 209278000 | 1073 | 1016262.6368 | 1073 | 602178.5866 | 1069 | 552785.4344 | 69795.5 | 106979000 | 217 | 1233419.3054 | 217 | 930899.3356 | 217 | 892985.6593 | 102721 | 159618000 | 386.4538 | 88.95% | 50.12% | 9.194% | 22.53% | 1.859% | 27.35% | 99.97% | 48.93% | 98.14% | 40.39% | 100% | 59.25% | 99.63% | 54.39% | 100% | 75.47% | 100% | 72.4% | City Midsize | 5179.1729 | Pacific
92627 | 1 | LosAngeles | 0 | CA | 2007 | 15054 | 3531858.6135 | 213053.2 | 324182500 | 14071 | 2302698.5269 | 14055 | 1017960.5967 | 13160 | 823501.7628 | 119989 | 180822000 | 883 | 781957.8605 | 883 | 487176.8966 | 881 | 452106.4354 | 56163.1 | 86155700 | 100 | 447202.2261 | 100 | 327588.2285 | 100 | 312799.5268 | 36901.1 | 57204800 | 234.6126 | 93.47% | 65.2% | 5.866% | 22.14% | 0.6643% | 12.66% | 99.89% | 44.21% | 93.53% | 35.76% | 100% | 62.3% | 99.77% | 57.82% | 100% | 73.25% | 100% | 69.95% | City Midsize | 9581.2079 | Pacific
92630 | 0.99214 | MissionViejo | 0 | CA | 2013 | 15170 | 4141360.3995 | 243694.5 | 371311100 | 14102 | 2753086.6044 | 13835 | 1058492.3609 | 13022 | 858507.3713 | 138523 | 208538000 | 939 | 834933.4052 | 939 | 494771.4307 | 938 | 455546.326 | 56729.9 | 87451700 | 129 | 553340.3899 | 129 | 434425.9744 | 129 | 421388.8023 | 48441.6 | 75321400 | 272.9967 | 92.96% | 66.48% | 6.19% | 20.16% | 0.8504% | 13.36% | 98.11% | 38.45% | 92.34% | 31.18% | 100% | 59.26% | 99.89% | 54.56% | 100% | 78.51% | 100% | 76.15% | Suburb Large | 5159.8813 | Pacific
92637 | 0.92509 | LosAngeles | 0 | CA | 2007 | 3323 | 1462294.0167 | 91219.71 | 139674700 | 2009 | 485550.8924 | 2007 | 232416.5672 | 1959 | 196619.0996 | 26691.3 | 40727900 | 1295 | 878834.4014 | 1295 | 502116.6134 | 1294 | 457812.7354 | 57627.9 | 88440600 | 19 | 97908.723 | 19 | 58210.0605 | 19 | 53175.4701 | 6900.51 | 10506200 | 440.0524 | 60.46% | 33.2% | 38.97% | 60.1% | 0.5718% | 6.696% | 99.9% | 47.87% | 97.51% | 40.49% | 100% | 57.13% | 99.92% | 52.09% | 100% | 59.45% | 100% | 54.31% | Suburb Large | 4456.142 | Pacific
92646 | 1 | LosAngeles | 0 | CA | 2007 | 17248 | 4132792.7642 | 255645.8 | 378268800 | 16502 | 3266839.6967 | 16492 | 1462134.6123 | 16164 | 1221518.9581 | 194438 | 284498000 | 682 | 510412.3951 | 682 | 260672.9578 | 682 | 229922.5459 | 31726.8 | 48153200 | 64 | 355540.6724 | 64 | 260462.8689 | 64 | 249011.359 | 29481 | 45617600 | 239.61 | 95.67% | 79.05% | 3.954% | 12.35% | 0.3711% | 8.603% | 99.94% | 44.76% | 97.95% | 37.39% | 100% | 51.07% | 100% | 45.05% | 100% | 73.26% | 100% | 70.04% | City Midsize | 6318.1952 | Pacific
92647 | 1 | LosAngeles | 0 | CA | 2007 | 14066 | 4086320.2804 | 294634.6 | 443293700 | 13322 | 2676349.5819 | 13307 | 1280581.3324 | 13112 | 1073220.3549 | 172230 | 253395000 | 632 | 634703.3622 | 632 | 444095.8061 | 632 | 423234.9941 | 49802.7 | 76973700 | 112 | 775267.3363 | 112 | 648978.4912 | 112 | 635851.7 | 72601.9 | 112925000 | 290.5105 | 94.71% | 65.5% | 4.493% | 15.53% | 0.7962% | 18.97% | 99.89% | 47.85% | 98.42% | 40.1% | 100% | 69.97% | 100% | 66.68% | 100% | 83.71% | 100% | 82.02% | Suburb Large | 7530.847 | Pacific
92648 | 1 | LosAngeles | 0 | CA | 2007 | 12183 | 2869969.763 | 150186.8 | 226306900 | 11336 | 1985843.9322 | 11320 | 781204.939 | 9621 | 596473.389 | 92503 | 138109000 | 798 | 625591.1941 | 798 | 314142.9176 | 793 | 274758.7899 | 37755.3 | 57440800 | 49 | 258534.6367 | 49 | 173380.8975 | 49 | 164396.3017 | 19928.5 | 30757100 | 235.5717 | 93.05% | 69.19% | 6.55% | 21.8% | 0.4022% | 9.008% | 99.86% | 39.34% | 84.87% | 30.04% | 100% | 50.22% | 99.37% | 43.92% | 100% | 67.06% | 100% | 63.59% | #N/A | 5718.1014 | Pacific
92649 | 1 | LosAngeles | 0 | CA | 2007 | 10423 | 3151947.0826 | 210977.7 | 313263300 | 9707 | 1967051.0774 | 9698 | 864682.7236 | 9377 | 701617.6604 | 111077 | 161656000 | 594 | 590629.79 | 594 | 389453.504 | 593 | 363719.0747 | 44770.2 | 67442000 | 122 | 594266.2153 | 122 | 495405.8171 | 122 | 485036.9374 | 55130.5 | 84165300 | 302.4031 | 93.13% | 62.41% | 5.699% | 18.74% | 1.17% | 18.85% | 99.91% | 43.96% | 96.6% | 35.67% | 100% | 65.94% | 99.83% | 61.58% | 100% | 83.36% | 100% | 81.62% | Suburb Large | 3610.7335 | Pacific
92651 | 0.8583 | LosAngeles | 0 | CA | 2007 | 7886 | 1616192.6367 | 76234.37 | 116395360 | 7517 | 1292955.3153 | 7501 | 534442.9105 | 6657 | 393603.187 | 57808.2 | 88056300 | 359 | 289538.402 | 359 | 145549.8733 | 359 | 123516.2329 | 16334.1 | 25108400 | 10 | 33698.9194 | 10 | 18911.3542 | 10 | 16808.1567 | 2092.07 | 3230660 | 204.9445 | 95.32% | 80% | 4.552% | 17.91% | 0.1268% | 2.085% | 99.79% | 41.33% | 88.56% | 30.44% | 100% | 50.27% | 100% | 42.66% | 100% | 56.12% | 100% | 49.88% | Suburb Large | 1346.9363 | Pacific
92653 | 0.7615 | MissionViejo | 0 | CA | 2013 | 6691 | 2197318.5355 | 118520.2 | 178716900 | 5986 | 1495673.2434 | 5971 | 550670.2552 | 5778 | 429240.8621 | 73862.8 | 110292000 | 656 | 446111.8392 | 656 | 190918.8364 | 654 | 159384.7367 | 23453 | 35467000 | 49 | 255533.4529 | 49 | 190140.6571 | 49 | 182665.4695 | 21204.4 | 32957900 | 328.3991 | 89.46% | 68.07% | 9.804% | 20.3% | 0.7323% | 11.63% | 99.75% | 36.82% | 96.53% | 28.7% | 100% | 42.8% | 99.7% | 35.73% | 100% | 74.41% | 100% | 71.48% | Suburb Large | 3741.0777 | Pacific
92655 | 1 | LosAngeles | 0 | CA | 2007 | 1854 | 345111.6266 | 23115.7 | 34516160 | 1793 | 284007.344 | 1791 | 149452.3184 | 1702 | 119639.055 | 18420.3 | 27374300 | 58 | 44638.8224 | 58 | 27686.5546 | 58 | 25349.7004 | 3343.59 | 5044780 | 3 | 16465.4603 | 3 | 12469.9385 | 3 | 11699.4473 | 1351.81 | 2097080 | 186.1444 | 96.71% | 82.29% | 3.128% | 12.93% | 0.1618% | 4.771% | 99.89% | 52.62% | 94.92% | 42.13% | 100% | 62.02% | 100% | 56.79% | 100% | 75.73% | 100% | 71.05% | #N/A | 8867.0745 | Pacific
92656 | 0.56587 | LosAngeles | 0 | CA | 2007 | 6662 | 1678431.077 | 91202.5 | 137673900 | 6059 | 994587.2823 | 6059 | 351197.6734 | 5692 | 262207.6032 | 45140.4 | 67368200 | 558 | 431303.7697 | 558 | 202544.6447 | 558 | 173444.1009 | 25130.5 | 38123200 | 45 | 252540.0249 | 45 | 182114.2141 | 45 | 174519.1021 | 20931.6 | 32182500 | 251.941 | 90.95% | 59.26% | 8.376% | 25.7% | 0.6755% | 15.05% | 100% | 35.31% | 93.94% | 26.36% | 100% | 46.96% | 100% | 40.21% | 100% | 72.11% | 100% | 69.11% | Suburb Large | 4649.0821 | Pacific
92657 | 1 | LosAngeles | 0 | CA | 2007 | 3666 | 1182608.6242 | 48833.85 | 72977500 | 3007 | 718085.9344 | 3007 | 247064.7745 | 2809 | 158517.8406 | 27945 | 41691200 | 650 | 426675.5043 | 650 | 159426.1176 | 649 | 110038.5623 | 18715.1 | 27980700 | 9 | 37847.1854 | 9 | 17199.2212 | 9 | 14599.2837 | 2173.75 | 3305600 | 322.5883 | 82.02% | 60.72% | 17.73% | 36.08% | 0.2455% | 3.2% | 100% | 34.41% | 93.42% | 22.08% | 100% | 37.36% | 99.85% | 25.79% | 100% | 45.44% | 100% | 38.57% | City Midsize | 1094.0001 | Pacific
92660 | 1 | LosAngeles | 0 | CA | 2007 | 9879 | 3813349.861 | 210054.5 | 318845700 | 8189 | 1951711.0378 | 8178 | 770673.9748 | 7763 | 595762.3722 | 95749.1 | 143667000 | 1572 | 1228272.264 | 1572 | 593888.4469 | 1572 | 502307.5963 | 68720.7 | 104728000 | 118 | 633366.5592 | 118 | 401433.8485 | 118 | 375515.7719 | 45584.7 | 70450700 | 386.0057 | 82.89% | 51.18% | 15.91% | 32.21% | 1.194% | 16.61% | 99.87% | 39.49% | 94.8% | 30.53% | 100% | 48.35% | 100% | 40.9% | 100% | 63.38% | 100% | 59.29% | City Midsize | 3413.2076 | Pacific
92661 | 1 | LosAngeles | 0 | CA | 2007 | 1840 | 290522.1915 | 11828.534 | 17733000 | 1807 | 257783.323 | 1807 | 98470.2452 | 1556 | 66452.9101 | 9829.46 | 14684900 | 32 | 27618.7012 | 32 | 14413.34 | 32 | 12517.8411 | 1629.44 | 2487750 | 1 | 5120.1672 | 1 | 2877.4946 | 1 | 2649.3172 | 369.634 | 560350 | 157.8925 | 98.21% | 88.73% | 1.739% | 9.507% | 0.05435% | 1.762% | 100% | 38.2% | 86.11% | 25.78% | 100% | 52.19% | 100% | 45.32% | 100% | 56.2% | 100% | 51.74% | City Midsize | 2153.6424 | Pacific
92662 | 1 | LosAngeles | 0 | CA | 2007 | 1439 | 192576.0891 | 6915.241 | 10411449 | 1437 | 190354.5921 | 1436 | 68256.4496 | 1212 | 44148.3924 | 6805.46 | 10241600 | 2 | 2221.497 | 2 | 959.686 | 2 | 824 | 109.781 | 169849 | 0 | 0 | 0 | 0 | 0 | 0 | 0 | 0 | 133.8263 | 99.86% | 98.85% | 0.139% | 1.154% | 0% | 0% | 99.93% | 35.86% | 84.34% | 23.19% | 100% | 43.2% | 100% | 37.09% | #DIV/0! | #DIV/0! | #DIV/0! | #DIV/0! | City Midsize | 6548.3869 | Pacific
92663 | 1 | LosAngeles | 0 | CA | 2007 | 6972 | 1576875.3598 | 81525.5 | 124784200 | 6592 | 1072390.9541 | 6585 | 440921.6336 | 5932 | 325358.6659 | 47257.2 | 71934600 | 335 | 301017.4305 | 335 | 169769.8434 | 334 | 153551.281 | 19871 | 30549400 | 45 | 203466.9752 | 45 | 129051.1804 | 45 | 120035.9055 | 14397.3 | 22300200 | 226.1726 | 94.55% | 68.01% | 4.805% | 19.09% | 0.6454% | 12.9% | 99.89% | 41.12% | 89.99% | 30.34% | 100% | 56.4% | 99.7% | 51.01% | 100% | 63.43% | 100% | 59% | City Midsize | 4358.9088 | Pacific
92675 | 0.14416 | MissionViejo | 0 | CA | 2013 | 3196 | 972498.2269 | 52707.27 | 79184410 | 2894 | 694450.1549 | 2888 | 288574.4423 | 2719 | 223906.0372 | 35516.2 | 53168400 | 286 | 194827.3134 | 286 | 85476.6139 | 285 | 69655.0142 | 10689.4 | 16035100 | 16 | 83220.7586 | 16 | 55827.7154 | 16 | 52251.0202 | 6501.67 | 9980910 | 304.2861 | 90.55% | 71.41% | 8.949% | 20.03% | 0.5006% | 8.557% | 99.79% | 41.55% | 93.95% | 32.24% | 100% | 43.87% | 99.65% | 35.75% | 100% | 67.08% | 100% | 62.79% | Suburb Large | 612.0132 | Pacific
92676 | 0.0061782 | MissionViejo | 0 | CA | 2013 | 100 | 30950.3221 | 1479.8697 | 2197542 | 97 | 29488.2327 | 97 | 11351.0381 | 92 | 7878.5307 | 1393.49 | 2067920 | 3 | 1462.0894 | 3 | 715.8983 | 3 | 573.0298 | 86.3797 | 129622 | 0 | 0 | 0 | 0 | 0 | 0 | 0 | 0 | 309.5032 | 97% | 95.28% | 3% | 4.724% | 0% | 0% | 100% | 38.49% | 94.85% | 26.72% | 100% | 48.96% | 100% | 39.19% | #DIV/0! | #DIV/0! | #DIV/0! | #DIV/0! | City Midsize | 216.7175 | Pacific
92677 | 0.60092 | MissionViejo | 0 | CA | 2013 | 12100 | 3145137.3774 | 169275.9 | 253978700 | 11472 | 2359406.1086 | 11450 | 870650.1552 | 10931 | 661621.1063 | 114949 | 170817000 | 578 | 450878.0758 | 578 | 218815.497 | 578 | 184427.2709 | 25846 | 39097400 | 50 | 334853.1929 | 50 | 252540.025 | 50 | 242011.4217 | 28480.9 | 44064300 | 259.9287 | 94.81% | 75.02% | 4.777% | 14.34% | 0.4132% | 10.65% | 99.81% | 36.9% | 95.28% | 28.04% | 100% | 48.53% | 100% | 40.9% | 100% | 75.42% | 100% | 72.27% | Suburb Large | 4127.6394 | Pacific
92679 | 0.20344 | MissionViejo | 0 | CA | 2013 | 2157 | 520964.4367 | 29467.87 | 43674120 | 2034 | 418965.9928 | 2029 | 162700.0514 | 1969 | 127995.1767 | 22673.7 | 33471900 | 119 | 74684.8922 | 119 | 31033.4581 | 119 | 26626.9617 | 4558.45 | 6790740 | 4 | 27313.5516 | 4 | 19232.9088 | 4 | 17971.6212 | 2235.72 | 3411480 | 241.5227 | 94.3% | 80.42% | 5.517% | 14.34% | 0.1854% | 5.243% | 99.75% | 38.83% | 96.8% | 30.55% | 100% | 41.55% | 100% | 35.65% | 100% | 70.42% | 100% | 65.8% | Suburb Large | 827.9657 | Pacific
92683 | 1 | LosAngeles | 0 | CA | 2007 | 21990 | 5294829.2513 | 368869.6 | 554442100 | 21030 | 3842893.4337 | 21016 | 1968770.1101 | 20541 | 1625294.6701 | 253048 | 375884000 | 825 | 746043.0596 | 825 | 470533.0692 | 824 | 434634.2297 | 54428.7 | 83416200 | 135 | 705892.758 | 135 | 548336.0535 | 135 | 526563.1482 | 61392.9 | 95141900 | 240.7835 | 95.63% | 72.58% | 3.752% | 14.09% | 0.6139% | 13.33% | 99.93% | 51.23% | 97.67% | 42.29% | 100% | 63.07% | 99.88% | 58.26% | 100% | 77.68% | 100% | 74.6% | Suburb Large | 7442.4444 | Pacific
92688 | 0.85623 | MissionViejo | 0 | CA | 2013 | 6584 | 1717017.1065 | 100882.7 | 152323200 | 5988 | 1021232.7869 | 5982 | 374691.1739 | 5710 | 282135.2699 | 49665.5 | 73930600 | 554 | 474795.5865 | 554 | 257226.8506 | 554 | 226891.8772 | 31072 | 47124600 | 42 | 220988.7331 | 42 | 179493.8472 | 42 | 174767.6569 | 20145.2 | 31268000 | 260.7863 | 90.95% | 59.48% | 8.414% | 27.65% | 0.6379% | 12.87% | 99.9% | 36.69% | 95.36% | 27.63% | 100% | 54.18% | 100% | 47.79% | 100% | 81.22% | 100% | 79.08% | Suburb Large | 3391.6679 | Pacific
92691 | 1 | MissionViejo | Mission Viejo, CA | CA | 2013 | 13953 | 3751928.1858 | 213304.9 | 320914000 | 13372 | 2860273.6863 | 13362 | 1139981.4232 | 12883 | 904687.4719 | 150858 | 224508000 | 503 | 426359.7654 | 503 | 216954.3994 | 502 | 188692.3814 | 24421.7 | 37495500 | 78 | 465294.7342 | 78 | 340976.6894 | 78 | 324751.1046 | 38025.2 | 58910500 | 268.8976 | 95.84% | 76.23% | 3.605% | 11.36% | 0.559% | 12.4% | 99.93% | 39.86% | 96.34% | 31.63% | 100% | 50.89% | 99.8% | 44.26% | 100% | 73.28% | 100% | 69.79% | Suburb Large | 5428.0408 | Pacific
92692 | 1 | MissionViejo | Mission Viejo, CA | CA | 2013 | 14214 | 3291044.4427 | 178530.1 | 266154300 | 13616 | 2682303.6107 | 13610 | 1029521.3859 | 13189 | 797219.6157 | 139136 | 206657000 | 561 | 431079.8217 | 561 | 200673.1769 | 558 | 168676.8331 | 25562.7 | 38123600 | 37 | 177661.0103 | 37 | 123087.0083 | 37 | 115600.544 | 13831.4 | 21373700 | 231.5354 | 95.79% | 81.5% | 3.947% | 13.1% | 0.2603% | 5.398% | 99.96% | 38.38% | 96.86% | 29.72% | 100% | 46.55% | 99.47% | 39.13% | 100% | 69.28% | 100% | 65.07% | Suburb Large | 5124.9706 | Pacific
92694 | 0.99915 | MissionViejo | 0 | CA | 2013 | 5313 | 1240438.6587 | 59062.96 | 87622440 | 4984 | 963911.6032 | 4983 | 343846.0515 | 4686 | 237481.9444 | 43056.7 | 63523200 | 317 | 223438.3225 | 317 | 97396.1275 | 317 | 76709.2578 | 11966.6 | 17901100 | 12 | 53088.733 | 12 | 35452.7202 | 12 | 32617.4176 | 4039.66 | 6198140 | 233.4724 | 93.81% | 77.71% | 5.966% | 18.01% | 0.2259% | 4.28% | 99.98% | 35.67% | 94.02% | 24.64% | 100% | 43.59% | 100% | 34.33% | 100% | 66.78% | 100% | 61.44% | Suburb Large | 4037.1851 | Pacific
92697 | 1 | LosAngeles | 0 | CA | 2007 | 12 | 2260.1262 | 75.162 | 117187.11 | 11 | 1459.3925 | 11 | 704.4891 | 10 | 612.4654 | 69.8975 | 109005 | 1 | 800.7337 | 1 | 127.8526 | 1 | 42 | 5.2645 | 8182.11 | 0 | 0 | 0 | 0 | 0 | 0 | 0 | 0 | 188.3439 | 91.67% | 64.57% | 8.333% | 35.43% | 0% | 0% | 100% | 48.27% | 90.91% | 41.97% | 100% | 15.97% | 100% | 5.245% | #DIV/0! | #DIV/0! | #DIV/0! | #DIV/0! | City Midsize | 5841.4376 | Pacific
92701 | 1 | LosAngeles | 0 | CA | 2007 | 6266 | 1804682.5086 | 112276.8 | 170475000 | 5675 | 932475.2016 | 5672 | 414243.133 | 5199 | 333047.0427 | 48606.7 | 72528500 | 513 | 501792.0998 | 513 | 303231.1232 | 513 | 281719.757 | 35278.7 | 53933800 | 78 | 370415.2072 | 78 | 255477.5941 | 78 | 243366.9388 | 28391.4 | 44012700 | 288.0119 | 90.57% | 51.67% | 8.187% | 27.81% | 1.245% | 20.53% | 99.95% | 44.42% | 91.61% | 35.72% | 100% | 60.43% | 100% | 56.14% | 100% | 68.97% | 100% | 65.7% | City Large | 15535.9285 | Pacific
92703 | 1 | LosAngeles | 0 | CA | 2007 | 10763 | 2169177.8775 | 135283.1 | 202287300 | 10322 | 1606896.8418 | 10310 | 772999.1623 | 9630 | 627204.878 | 92187.2 | 136197000 | 395 | 346080.9692 | 395 | 219062.0163 | 395 | 203982.3398 | 25628.1 | 39012100 | 46 | 216200.0665 | 46 | 155803.931 | 46 | 149369.0895 | 17467.8 | 27078200 | 201.5403 | 95.9% | 74.08% | 3.67% | 15.95% | 0.4274% | 9.967% | 99.88% | 48.11% | 93.3% | 39.03% | 100% | 63.3% | 100% | 58.94% | 100% | 72.06% | 100% | 69.09% | City Large | 15999.5297 | Pacific
92704 | 1 | LosAngeles | 0 | CA | 2007 | 14910 | 4481993.3486 | 317568.3 | 480510800 | 13911 | 2512464.3919 | 13903 | 1186525.6637 | 13463 | 971895.4636 | 149567 | 220506000 | 796 | 804542.3857 | 796 | 542418.1614 | 796 | 513931.2575 | 62286.3 | 95679800 | 203 | 1164986.571 | 203 | 947357.264 | 203 | 923996.2207 | 105715 | 164325000 | 300.6032 | 93.3% | 56.06% | 5.339% | 17.95% | 1.362% | 25.99% | 99.94% | 47.23% | 96.78% | 38.68% | 100% | 67.42% | 100% | 63.88% | 100% | 81.32% | 100% | 79.31% | City Large | 11281.2665 | Pacific
92705 | 1 | LosAngeles | 0 | CA | 2007 | 13616 | 5923599.1861 | 397179 | 604210000 | 11707 | 2973164.4333 | 11690 | 1248570.4988 | 11178 | 999153.6583 | 160393 | 238327000 | 1656 | 1476620.7634 | 1656 | 913069.8873 | 1654 | 846887.0567 | 105558 | 162074000 | 253 | 1473813.9895 | 253 | 1175175.7965 | 253 | 1141770.1397 | 131228 | 203809000 | 435.0469 | 85.98% | 50.19% | 12.16% | 24.93% | 1.858% | 24.88% | 99.85% | 41.99% | 95.48% | 33.61% | 100% | 61.84% | 99.88% | 57.35% | 100% | 79.74% | 100% | 77.47% | City Small | 4692.8088 | Pacific
92706 | 1 | LosAngeles | 0 | CA | 2007 | 7422 | 1701486.5464 | 98703.2 | 147530600 | 7082 | 1288892.9883 | 7071 | 566024.9393 | 6529 | 434319.6145 | 69242.6 | 102426000 | 302 | 256589.3699 | 302 | 145149.0283 | 301 | 132241.7494 | 17333.2 | 26369000 | 38 | 156004.1881 | 38 | 107599.0527 | 38 | 102127.6265 | 12127.4 | 18735600 | 229.2491 | 95.42% | 75.75% | 4.069% | 15.08% | 0.512% | 9.169% | 99.84% | 43.92% | 92.19% | 33.7% | 100% | 56.57% | 99.67% | 51.54% | 100% | 68.97% | 100% | 65.46% | City Large | 10928.2859 | Pacific
92707 | 1 | LosAngeles | 0 | CA | 2007 | 10628 | 2586750.9287 | 174910.7 | 264818900 | 10136 | 1620945.0719 | 10125 | 795965.1932 | 9534 | 646257.795 | 95401 | 141827000 | 407 | 400570.1082 | 407 | 281591.824 | 407 | 268097.8339 | 31942.4 | 49252000 | 85 | 565235.7486 | 85 | 424954.8835 | 85 | 408011.5438 | 47567.3 | 73739900 | 243.3902 | 95.37% | 62.66% | 3.83% | 15.49% | 0.7998% | 21.85% | 99.89% | 49.11% | 94.06% | 39.87% | 100% | 70.3% | 100% | 66.93% | 100% | 75.18% | 100% | 72.18% | City Large | 11975.0123 | Pacific
92708 | 1 | LosAngeles | 0 | CA | 2007 | 15294 | 4425428.3231 | 315521.4 | 470864500 | 14455 | 3069546.4534 | 14451 | 1469595.0802 | 14300 | 1244364.6626 | 204726 | 299695000 | 706 | 654290.2567 | 706 | 423188.159 | 706 | 395757.3352 | 48586.3 | 74591100 | 133 | 701591.613 | 133 | 559233.4487 | 133 | 541213.0482 | 62209.1 | 96578400 | 289.3572 | 94.51% | 69.36% | 4.616% | 14.78% | 0.8696% | 15.85% | 99.97% | 47.88% | 98.93% | 40.54% | 100% | 64.68% | 100% | 60.49% | 100% | 79.71% | 100% | 77.14% | Suburb Large | 6118.5941 | Pacific
92780 | 1 | LosAngeles | 0 | CA | 2007 | 11037 | 3582863.4471 | 227184.4 | 345318700 | 9942 | 2078068.6256 | 9939 | 889028.3441 | 9582 | 735025.1857 | 112923 | 169296000 | 955 | 858109.9595 | 955 | 498544.675 | 955 | 459691.0527 | 58860.7 | 90060300 | 140 | 646684.862 | 140 | 494679.5656 | 140 | 477262.8547 | 55400.7 | 85962400 | 324.6229 | 90.08% | 58% | 8.653% | 23.95% | 1.268% | 18.05% | 99.97% | 42.78% | 96.38% | 35.37% | 100% | 58.1% | 100% | 53.57% | 100% | 76.49% | 100% | 73.8% | City Small | 7578.9981 | Pacific
92782 | 1 | LosAngeles | 0 | CA | 2007 | 4948 | 1398332.6585 | 66950.52 | 100727400 | 4403 | 882167.5089 | 4399 | 290764.973 | 4132 | 211311.2181 | 37240.1 | 55811300 | 526 | 398732.2857 | 526 | 163160.2607 | 526 | 131820.1926 | 20635.4 | 31111800 | 19 | 117432.8638 | 19 | 72795.1318 | 19 | 69119.8984 | 9075.02 | 13804300 | 282.6056 | 88.99% | 63.09% | 10.63% | 28.51% | 0.384% | 8.398% | 99.91% | 32.96% | 93.85% | 23.95% | 100% | 40.92% | 100% | 33.06% | 100% | 61.99% | 100% | 58.86% | City Small | 5180.558 | Pacific
92801 | 1 | LosAngeles | 0 | CA | 2007 | 10112 | 3541761.3667 | 263727 | 393089000 | 9042 | 1668208.963 | 9038 | 888093.3477 | 8762 | 722531.0376 | 106892 | 156477000 | 901 | 894447.5144 | 901 | 591778.7489 | 901 | 552027.0141 | 68334.8 | 102607000 | 169 | 979104.8893 | 169 | 772897.4187 | 169 | 750975.904 | 88500.2 | 134005000 | 350.2533 | 89.42% | 47.1% | 8.91% | 25.25% | 1.671% | 27.64% | 99.96% | 53.24% | 96.9% | 43.31% | 100% | 66.16% | 100% | 61.72% | 100% | 78.94% | 100% | 76.7% | #N/A | 10140.8541 | Pacific
92802 | 1 | LosAngeles | 0 | CA | 2007 | 7264 | 2574849.4483 | 175098.4 | 259603100 | 6512 | 1298346.0029 | 6500 | 630429.8378 | 6288 | 515714.4766 | 79386.2 | 115702000 | 661 | 589825.5836 | 661 | 339161.724 | 661 | 310950.4725 | 40810.2 | 60728300 | 91 | 686677.8618 | 91 | 487382.0112 | 91 | 466821.6349 | 54902 | 83172800 | 354.4672 | 89.65% | 50.42% | 9.1% | 22.91% | 1.253% | 26.67% | 99.82% | 48.56% | 96.56% | 39.72% | 100% | 57.5% | 100% | 52.72% | 100% | 70.98% | 100% | 67.98% | Suburb Large | 8945.1647 | Pacific
92804 | 1 | LosAngeles | 0 | CA | 2007 | 15659 | 3956067.7796 | 271942.3 | 400360000 | 14766 | 2860078.2375 | 14762 | 1528794.4812 | 14348 | 1248400.7923 | 188222 | 275069000 | 817 | 726520.969 | 816 | 452009.4258 | 816 | 416703.9892 | 53311.6 | 79590400 | 76 | 369468.5732 | 76 | 260650.5395 | 76 | 246431.756 | 30408.7 | 45700600 | 252.6386 | 94.3% | 72.3% | 5.217% | 18.36% | 0.4853% | 9.339% | 99.97% | 53.45% | 97.17% | 43.65% | 99.88% | 62.22% | 99.88% | 57.36% | 100% | 70.55% | 100% | 66.7% | Suburb Large | 12079.4116 | Pacific
92805 | 1 | LosAngeles | 0 | CA | 2007 | 12040 | 3691753.8432 | 244851.3 | 367886400 | 11092 | 1910079.7173 | 11088 | 885592.178 | 10275 | 659267.726 | 98554.3 | 145708000 | 772 | 739604.6863 | 772 | 472320.7692 | 771 | 434261.9732 | 52676.5 | 79648400 | 176 | 1042069.4395 | 176 | 838692.2234 | 176 | 816077.9933 | 93620.5 | 142530000 | 306.6241 | 92.13% | 51.74% | 6.412% | 20.03% | 1.462% | 28.23% | 99.96% | 46.36% | 92.63% | 34.52% | 100% | 63.86% | 99.87% | 58.72% | 100% | 80.48% | 100% | 78.31% | Suburb Large | 10154.2888 | Pacific
92806 | 1 | LosAngeles | 0 | CA | 2007 | 8127 | 3953326.0014 | 309353.1 | 464342000 | 6908 | 1423485.5848 | 6903 | 696355.6215 | 6745 | 575538.5852 | 89034.6 | 129459000 | 954 | 1067498.9511 | 954 | 778803.989 | 951 | 745939.9778 | 86774.5 | 131686000 | 265 | 1462341.4656 | 265 | 1195252.5184 | 265 | 1165969.4714 | 133544 | 203197000 | 486.4435 | 85% | 36.01% | 11.74% | 27% | 3.261% | 36.99% | 99.93% | 48.92% | 97.64% | 40.43% | 100% | 72.96% | 99.69% | 69.88% | 100% | 81.74% | 100% | 79.73% | Suburb Large | 5014.3738 | Pacific
92807 | 1 | LosAngeles | 0 | CA | 2007 | 10789 | 3611775.0325 | 224949.8 | 334554600 | 9836 | 2170626.8171 | 9828 | 857266.5531 | 9579 | 676650.7992 | 113838 | 166266000 | 812 | 691442.7877 | 812 | 366226.7449 | 808 | 326875.9504 | 42694.6 | 64113600 | 141 | 749705.4277 | 141 | 612691.4529 | 141 | 598554.0875 | 68417.2 | 104175000 | 334.7646 | 91.17% | 60.1% | 7.526% | 19.14% | 1.307% | 20.76% | 99.92% | 39.49% | 97.39% | 31.17% | 100% | 52.97% | 99.51% | 47.27% | 100% | 81.72% | 100% | 79.84% | City Midsize | 2840.673 | Pacific
92808 | 0.80085 | LosAngeles | 0 | CA | 2007 | 5300 | 1387828.684 | 70775.17 | 106120400 | 4935 | 1023633.5831 | 4930 | 363958.0883 | 4725 | 269244.6838 | 47525.3 | 70669500 | 348 | 252248.715 | 348 | 111520.7928 | 348 | 92454.1622 | 13816 | 20903900 | 17 | 111946.3859 | 17 | 84418.9518 | 17 | 81029.212 | 9433.87 | 14547000 | 261.8545 | 93.11% | 73.76% | 6.566% | 18.18% | 0.3208% | 8.066% | 99.9% | 35.56% | 95.74% | 26.3% | 100% | 44.21% | 100% | 36.65% | 100% | 75.41% | 100% | 72.38% | City Midsize | 864.4501 | Pacific
92821 | 1 | LosAngeles | 0 | CA | 2007 | 10512 | 3935676.8752 | 278191.9 | 416350900 | 9626 | 1877638.4633 | 9611 | 809850.729 | 9166 | 637232.1743 | 103600 | 150966000 | 668 | 650855.0508 | 668 | 403148.2493 | 665 | 373505.4932 | 45198.9 | 68310900 | 218 | 1407183.3611 | 218 | 1156498.957 | 218 | 1131375.8614 | 129393 | 197074000 | 374.3985 | 91.57% | 47.71% | 6.355% | 16.54% | 2.074% | 35.75% | 99.84% | 43.13% | 95.22% | 33.94% | 100% | 61.94% | 99.55% | 57.39% | 100% | 82.19% | 100% | 80.4% | Suburb Large | 3435.2194 | Pacific
92823 | 1 | LosAngeles | 0 | CA | 2007 | 1180 | 257025.0197 | 13553.61 | 19821123 | 1159 | 240407.7714 | 1156 | 96958.5557 | 1108 | 75959.4342 | 12550.6 | 18333200 | 20 | 12642.8192 | 20 | 5258.0239 | 20 | 4438.3355 | 717.731 | 1052490 | 1 | 3974.4291 | 1 | 2681.6502 | 1 | 2536.7447 | 285.279 | 435433 | 217.8178 | 98.22% | 93.53% | 1.695% | 4.919% | 0.08475% | 1.546% | 99.74% | 40.33% | 95.6% | 31.6% | 100% | 41.59% | 100% | 35.11% | 100% | 67.47% | 100% | 63.83% | Suburb Large | 655.5854 | Pacific
92831 | 1 | LosAngeles | 0 | CA | 2007 | 7521 | 3138267.157 | 222776.2 | 332976800 | 6674 | 1435536.7444 | 6662 | 643856.4705 | 6328 | 513495.1907 | 79462.3 | 115932000 | 703 | 623162.767 | 703 | 372216.6633 | 701 | 341152.3924 | 43091.9 | 64580800 | 144 | 1079567.6455 | 144 | 894299.9977 | 144 | 876266.1449 | 100222 | 152464000 | 417.2673 | 88.74% | 45.74% | 9.347% | 19.86% | 1.915% | 34.4% | 99.82% | 44.85% | 94.82% | 35.77% | 100% | 59.73% | 99.72% | 54.75% | 100% | 82.84% | 100% | 81.17% | Suburb Large | 5850.2448 | Pacific
92832 | 1 | LosAngeles | 0 | CA | 2007 | 5483 | 1467607.3603 | 93048.6 | 138303500 | 5061 | 829064.7571 | 5053 | 394576.709 | 4734 | 312432.3564 | 46001.9 | 67689500 | 358 | 344852.341 | 358 | 200628.1809 | 357 | 183624.7023 | 23652.5 | 35250400 | 64 | 293690.2621 | 64 | 204435.5145 | 64 | 194729.2564 | 23394.2 | 35363600 | 267.665 | 92.3% | 56.49% | 6.529% | 23.5% | 1.167% | 20.01% | 99.84% | 47.59% | 93.54% | 37.68% | 100% | 58.18% | 99.72% | 53.25% | 100% | 69.61% | 100% | 66.3% | #N/A | 8385.4278 | Pacific
92833 | 1 | LosAngeles | 0 | CA | 2007 | 12617 | 3232671.3821 | 202672 | 299911000 | 12007 | 2249399.1959 | 11994 | 990944.6416 | 11371 | 765350.0911 | 122967 | 179774000 | 527 | 433920.447 | 527 | 243556.8305 | 524 | 220117.5911 | 28987.1 | 43130000 | 83 | 549351.7393 | 83 | 448370.5058 | 83 | 438006.3357 | 50717.9 | 77007000 | 256.2155 | 95.17% | 69.58% | 4.177% | 13.42% | 0.6578% | 16.99% | 99.89% | 44.05% | 94.7% | 34.02% | 100% | 56.13% | 99.43% | 50.73% | 100% | 81.62% | 100% | 79.73% | Suburb Large | 7064.0808 | Pacific
92834 | 1 | LosAngeles | 0 | CA | 2007 | 1 | 379.6602 | 28.1515 | 42644.8 | 1 | 379.6602 | 1 | 209.2412 | 1 | 194.2412 | 28.1515 | 42644.8 | 0 | 0 | 0 | 0 | 0 | 0 | 0 | 0 | 0 | 0 | 0 | 0 | 0 | 0 | 0 | 0 | 379.6602 | 100% | 100% | 0% | 0% | 0% | 0% | 100% | 55.11% | 100% | 51.16% | #DIV/0! | #DIV/0! | #DIV/0! | #DIV/0! | #DIV/0! | #DIV/0! | #DIV/0! | #DIV/0! | #N/A | 9705.8302 | Pacific
92835 | 1 | LosAngeles | 0 | CA | 2007 | 7381 | 2216210.2438 | 121910.6 | 179462600 | 6804 | 1620354.2318 | 6784 | 654607.415 | 6427 | 507831.131 | 83488.1 | 121798000 | 541 | 393399.9346 | 541 | 184612.5506 | 535 | 156261.5427 | 21749.7 | 32402000 | 36 | 202456.0774 | 36 | 147600.5541 | 36 | 141568.7112 | 16672.8 | 25262600 | 300.2588 | 92.18% | 73.11% | 7.33% | 17.75% | 0.4877% | 9.135% | 99.71% | 40.4% | 94.46% | 31.34% | 100% | 46.93% | 98.89% | 39.72% | 100% | 72.9% | 100% | 69.93% | Suburb Large | 4510.3498 | Pacific
92840 | 1 | LosAngeles | 0 | CA | 2007 | 11090 | 2772954.4288 | 181112.3 | 266564600 | 10592 | 2057680.9332 | 10587 | 1040880.8403 | 10333 | 838985.2566 | 126737 | 184641000 | 423 | 364173.752 | 423 | 215634.8195 | 421 | 198240.3186 | 25672.3 | 38339800 | 75 | 351099.7436 | 75 | 256602.9897 | 75 | 245403.9095 | 28703 | 43583800 | 250.041 | 95.51% | 74.21% | 3.814% | 13.13% | 0.6763% | 12.66% | 99.95% | 50.59% | 97.55% | 40.77% | 100% | 59.21% | 99.53% | 54.44% | 100% | 73.09% | 100% | 69.9% | Suburb Large | 10494.6975 | Pacific
92841 | 1 | LosAngeles | 0 | CA | 2007 | 8110 | 2564146.1582 | 190616.1 | 284459500 | 7589 | 1461506.2852 | 7582 | 768098.4127 | 7356 | 614821.2596 | 91674.6 | 134429000 | 390 | 364282.3964 | 390 | 243645.1541 | 390 | 229033.3784 | 28150.1 | 42326500 | 131 | 738357.4766 | 131 | 629882.4144 | 131 | 618716.806 | 70791.4 | 107704000 | 316.1709 | 93.58% | 57% | 4.809% | 14.21% | 1.615% | 28.8% | 99.91% | 52.56% | 96.93% | 42.07% | 100% | 66.88% | 100% | 62.87% | 100% | 85.31% | 100% | 83.8% | Suburb Large | 8203.704 | Pacific
92843 | 1 | LosAngeles | 0 | CA | 2007 | 8108 | 2046568.4022 | 139058.7 | 209922700 | 7626 | 1393579.4138 | 7622 | 716017.1235 | 7436 | 585037.1092 | 86339.9 | 128604000 | 427 | 409556.3485 | 427 | 276655.1749 | 427 | 259993.7706 | 31674 | 48675300 | 55 | 243432.6399 | 55 | 189373.0109 | 55 | 181330.4444 | 21044.8 | 32643400 | 252.4135 | 94.06% | 68.09% | 5.266% | 20.01% | 0.6783% | 11.89% | 99.95% | 51.38% | 97.51% | 41.98% | 100% | 67.55% | 100% | 63.48% | 100% | 77.79% | 100% | 74.49% | Suburb Large | 11101.8762 | Pacific
92844 | 1 | LosAngeles | 0 | CA | 2007 | 3977 | 1094851.6535 | 75707.2 | 111193100 | 3661 | 730513.2271 | 3659 | 390240.6166 | 3561 | 319502.1919 | 49027.7 | 71472000 | 288 | 243103.2154 | 288 | 137700.7648 | 288 | 123781.2141 | 16636.8 | 24629500 | 28 | 121235.2109 | 28 | 87199.084 | 28 | 83046.7673 | 10042.7 | 15091600 | 275.2959 | 92.05% | 66.72% | 7.242% | 22.2% | 0.704% | 11.07% | 99.95% | 53.42% | 97.27% | 43.74% | 100% | 56.64% | 100% | 50.92% | 100% | 71.93% | 100% | 68.5% | Suburb Large | 12042.3793 | Pacific
92845 | 1 | LosAngeles | 0 | CA | 2007 | 5049 | 1094047.3219 | 73711.58 | 107629150 | 4939 | 934201.3405 | 4938 | 465477.2487 | 4908 | 363158.6814 | 61467.8 | 89280900 | 99 | 88645.4321 | 99 | 50388.6177 | 99 | 45059.1201 | 6222.25 | 9211370 | 11 | 71200.5492 | 11 | 54025.4766 | 11 | 51347.1449 | 6021.53 | 9136880 | 216.6859 | 97.82% | 85.39% | 1.961% | 8.103% | 0.2179% | 6.508% | 99.98% | 49.83% | 99.37% | 38.87% | 100% | 56.84% | 100% | 50.83% | 100% | 75.88% | 100% | 72.12% | Suburb Large | 7146.9368 | Pacific
92860 | 0.92636 | San Bernardino Riverside | 0 | CA | 2012 | 11447 | 2866093.9905 | 163108.4 | 248905900 | 10919 | 2117409.8925 | 10872 | 870563.2324 | 9740 | 679512.2366 | 106469 | 160770000 | 472 | 406760.9622 | 472 | 251492.9615 | 472 | 231781.7666 | 28992.2 | 44946000 | 56 | 341923.1358 | 56 | 240926.8834 | 56 | 230492.0652 | 27647.2 | 43189900 | 250.3795 | 95.39% | 73.88% | 4.123% | 14.19% | 0.4892% | 11.93% | 99.57% | 41.11% | 89.2% | 32.09% | 100% | 61.83% | 100% | 56.98% | 100% | 70.46% | 100% | 67.41% | Suburb Large | 2004.2494 | Pacific
92861 | 1 | LosAngeles | 0 | CA | 2007 | 2252 | 821919.7642 | 49483.718 | 73097409 | 1806 | 567561.5276 | 1805 | 243886.9829 | 1764 | 199081.6983 | 33818.1 | 49765000 | 444 | 248766.3868 | 444 | 116794.5036 | 444 | 96427.0855 | 15181.9 | 22578700 | 2 | 5591.8499 | 2 | 4397.3645 | 2 | 4307.99 | 483.718 | 753709 | 364.9733 | 80.2% | 69.05% | 19.72% | 30.27% | 0.08881% | 0.6803% | 99.94% | 42.97% | 97.67% | 35.08% | 100% | 46.95% | 100% | 38.76% | 100% | 78.64% | 100% | 77.04% | City Midsize | 3205.3987 | Pacific
92865 | 1 | LosAngeles | 0 | CA | 2007 | 5500 | 1900202.808 | 136876.9 | 203813200 | 5043 | 1031804.8448 | 5039 | 475850.8992 | 4894 | 381160.902 | 60763.9 | 88401400 | 372 | 379447.374 | 372 | 267272.115 | 372 | 254074.9569 | 30356.4 | 45804400 | 85 | 488950.5891 | 85 | 408704.2911 | 85 | 400531.4793 | 45756.6 | 69607400 | 345.4914 | 91.69% | 54.3% | 6.764% | 19.97% | 1.545% | 25.73% | 99.92% | 46.12% | 97.05% | 36.94% | 100% | 70.44% | 100% | 66.96% | 100% | 83.59% | 100% | 81.92% | City Midsize | 5355.4477 | Pacific
92866 | 1 | LosAngeles | 0 | CA | 2007 | 4501 | 1033948.0708 | 63236.22 | 94993700 | 4283 | 730452.6565 | 4275 | 329460.5471 | 3914 | 259684.8648 | 41139.6 | 61244800 | 186 | 173312.9185 | 186 | 102317.7886 | 186 | 93692.943 | 12150.9 | 18542100 | 32 | 130182.4958 | 32 | 84477.9843 | 32 | 79072.3755 | 9945.72 | 15206800 | 229.7152 | 95.16% | 70.65% | 4.132% | 16.76% | 0.711% | 12.59% | 99.81% | 45.1% | 91.38% | 35.55% | 100% | 59.04% | 100% | 54.06% | 100% | 64.89% | 100% | 60.74% | City Midsize | 8287.2971 | Pacific
92867 | 1 | LosAngeles | 0 | CA | 2007 | 12345 | 3660671.5083 | 242499.5 | 365904300 | 11565 | 2519319.6203 | 11563 | 1135436.6257 | 11317 | 904883.1668 | 148879 | 221135000 | 665 | 633243.6408 | 665 | 429929.6 | 664 | 402982.0206 | 48704.1 | 75084500 | 115 | 508108.2472 | 115 | 400765.2153 | 115 | 388168.2302 | 44916.4 | 69684800 | 296.5307 | 93.68% | 68.82% | 5.387% | 17.3% | 0.9316% | 13.88% | 99.98% | 45.07% | 97.86% | 35.92% | 100% | 67.89% | 99.85% | 63.64% | 100% | 78.87% | 100% | 76.39% | City Midsize | 5017.4795 | Pacific
92868 | 1 | LosAngeles | 0 | CA | 2007 | 4352 | 1678427.1137 | 116275.5 | 177742800 | 3816 | 685410.9753 | 3811 | 337727.2991 | 3636 | 272171.0492 | 40509.1 | 60635000 | 449 | 466308.1158 | 449 | 302825.9165 | 449 | 284255.7621 | 34494.9 | 53192600 | 87 | 526708.0226 | 87 | 369181.17 | 87 | 351579.7775 | 41271.5 | 63915200 | 385.668 | 87.68% | 40.84% | 10.32% | 27.78% | 1.999% | 31.38% | 99.87% | 49.27% | 95.28% | 39.71% | 100% | 64.94% | 100% | 60.96% | 100% | 70.09% | 100% | 66.75% | City Midsize | 7012.0459 | Pacific
92869 | 1 | LosAngeles | 0 | CA | 2007 | 10361 | 2632360.184 | 153300.15 | 228075500 | 9689 | 2089628.5514 | 9680 | 910819.8523 | 9360 | 734224.1832 | 120172 | 177912000 | 647 | 427191.9692 | 647 | 190390.4383 | 646 | 158994.9814 | 24230.3 | 36438800 | 25 | 115539.6633 | 25 | 79551.0949 | 25 | 74003.7418 | 8897.85 | 13724700 | 254.0643 | 93.51% | 79.38% | 6.245% | 16.23% | 0.2413% | 4.389% | 99.91% | 43.59% | 96.6% | 35.14% | 100% | 44.57% | 99.85% | 37.22% | 100% | 68.85% | 100% | 64.05% | City Midsize | 3564.9184 | Pacific
92870 | 1 | LosAngeles | 0 | CA | 2007 | 13425 | 3754135.4102 | 241781.3 | 355659700 | 12628 | 2558091.6561 | 12623 | 1121686.4392 | 12212 | 888813.7372 | 146279 | 211126000 | 674 | 647300.9942 | 674 | 403414.4448 | 674 | 371830.3436 | 45703.7 | 68763000 | 123 | 548742.7598 | 123 | 446734.4892 | 123 | 434755.8096 | 49798.6 | 75770700 | 279.6376 | 94.06% | 68.14% | 5.02% | 17.24% | 0.9162% | 14.62% | 99.96% | 43.85% | 96.71% | 34.75% | 100% | 62.32% | 100% | 57.44% | 100% | 81.41% | 100% | 79.23% | Suburb Large | 6159.2685 | Pacific
92879 | 0.99931 | San Bernardino Riverside | 0 | CA | 2012 | 11932 | 3678375.8108 | 231102.7 | 358180200 | 11065 | 2008622.9859 | 11002 | 741917.1697 | 10129 | 565149.8589 | 90993.2 | 138553000 | 701 | 642332.0025 | 701 | 383072.4021 | 699 | 354883.9684 | 44278.3 | 68933200 | 166 | 1027420.8224 | 166 | 860640.68 | 166 | 844286.752 | 95831.2 | 150694000 | 308.2782 | 92.73% | 54.61% | 5.875% | 17.46% | 1.391% | 27.93% | 99.43% | 36.94% | 91.54% | 28.14% | 100% | 59.64% | 99.71% | 55.25% | 100% | 83.77% | 100% | 82.18% | Suburb Large | 4863.1341 | Pacific
92880 | 0.23137 | San Bernardino Riverside | 0 | CA | 2012 | 9788 | 2539418.4723 | 148389.2 | 219967500 | 9625 | 2167998.8701 | 9592 | 834514.8566 | 9397 | 677601.4986 | 118745 | 174337000 | 130 | 123333.2032 | 130 | 74164.4832 | 129 | 68619.2418 | 8481.2 | 12981000 | 33 | 248086.399 | 33 | 189742.8528 | 33 | 182972.649 | 21163 | 32649500 | 259.442 | 98.33% | 85.37% | 1.328% | 4.857% | 0.3371% | 9.769% | 99.66% | 38.49% | 97.63% | 31.25% | 100% | 60.13% | 99.23% | 55.64% | 100% | 76.48% | 100% | 73.75% | Suburb Large | 2065.4845 | Pacific
92881 | 0.072818 | San Bernardino Riverside | 0 | CA | 2012 | 1038 | 485266.0975 | 35566.27 | 55059100 | 889 | 191066.2917 | 885 | 78665.301 | 865 | 63386.0233 | 10296 | 15406900 | 115 | 103380.7408 | 115 | 65655.9994 | 115 | 61154.5326 | 7480.47 | 11664100 | 34 | 190819.0649 | 34 | 159672.9422 | 34 | 157274.3199 | 17789.8 | 27988100 | 467.5011 | 85.65% | 39.37% | 11.08% | 21.3% | 3.276% | 39.32% | 99.55% | 41.17% | 97.3% | 33.17% | 100% | 63.51% | 100% | 59.15% | 100% | 83.68% | 100% | 82.42% | Suburb Large | 1340.8696 | Pacific
92882 | 0.14731 | San Bernardino Riverside | 0 | CA | 2012 | 5197 | 1343205.3532 | 72540.3 | 109475400 | 4934 | 915681.6012 | 4914 | 347396.4327 | 4408 | 258060.9286 | 40167.4 | 59687100 | 226 | 217342.136 | 226 | 131877.555 | 226 | 121545.52 | 14648.8 | 22486200 | 37 | 210181.616 | 37 | 156343.827 | 37 | 150963.4532 | 17724.1 | 27302100 | 258.4578 | 94.94% | 68.17% | 4.349% | 16.18% | 0.7119% | 15.65% | 99.59% | 37.94% | 89.34% | 28.18% | 100% | 60.68% | 100% | 55.92% | 100% | 74.39% | 100% | 71.83% | Suburb Large | 3317.535 | Pacific
92886 | 1 | LosAngeles | 0 | CA | 2007 | 14708 | 4108195.0569 | 242999.1 | 358674100 | 13890 | 3342268.2953 | 13887 | 1409346.6457 | 13613 | 1133544.4542 | 192614 | 283184000 | 764 | 534251.1401 | 764 | 249306.1234 | 763 | 209870.9125 | 31601.7 | 47077100 | 54 | 231675.6215 | 54 | 157760.3138 | 54 | 148585.9103 | 18783.4 | 28413000 | 279.317 | 94.44% | 81.36% | 5.194% | 13% | 0.3671% | 5.639% | 99.98% | 42.17% | 98.01% | 33.92% | 100% | 46.66% | 99.87% | 39.28% | 100% | 68.1% | 100% | 64.14% | Suburb Large | 2877.0045 | Pacific
92887 | 0.9588 | LosAngeles | 0 | CA | 2007 | 6287 | 1760449.0035 | 104327.7 | 156128700 | 5987 | 1383486.0958 | 5983 | 547301.9012 | 5862 | 430962.2383 | 75607.9 | 112068000 | 264 | 206606.855 | 264 | 120394.231 | 264 | 108875.6307 | 14023.2 | 21332900 | 36 | 170356.0527 | 36 | 134113.2587 | 36 | 129457.0847 | 14696.6 | 22727800 | 280.0142 | 95.23% | 78.59% | 4.199% | 11.74% | 0.5726% | 9.677% | 99.93% | 39.56% | 97.91% | 31.15% | 100% | 58.27% | 100% | 52.7% | 100% | 78.73% | 100% | 75.99% | Suburb Large | 1969.4512 | Pacific
93001 | 0.040279 | Oxnard | 0 | CA | 2010 | 5008 | 1026306.9307 | 58180.3 | 91398300 | 4817 | 755263.5849 | 4809 | 349330.5765 | 4554 | 275434.2803 | 38599.2 | 60529500 | 163 | 150897.1972 | 163 | 92645.4601 | 163 | 83873.6391 | 10996.7 | 17271000 | 28 | 120146.1486 | 28 | 73443.3658 | 28 | 67393.4933 | 8584.4 | 13597800 | 204.9335 | 96.19% | 73.59% | 3.255% | 14.7% | 0.5591% | 11.71% | 99.83% | 46.25% | 94.54% | 36.47% | 100% | 61.4% | 100% | 55.58% | 100% | 61.13% | 100% | 56.09% | City Midsize | 302.3766 | Pacific
93003 | 0.45921 | Oxnard | 0 | CA | 2010 | 14853 | 4408389.5822 | 296532.4 | 463354000 | 13615 | 2484729.7421 | 13603 | 1162133.9253 | 12916 | 919365.8446 | 143294 | 218971000 | 1063 | 1006767.0226 | 1063 | 657259.0147 | 1063 | 607565.2341 | 74290.5 | 117965000 | 175 | 916892.8175 | 175 | 708060.4613 | 175 | 679467.2165 | 78947.9 | 126418000 | 296.8013 | 91.66% | 56.36% | 7.157% | 22.84% | 1.178% | 20.8% | 99.91% | 46.77% | 94.87% | 37% | 100% | 65.28% | 100% | 60.35% | 100% | 77.22% | 100% | 74.11% | City Midsize | 1848.3134 | Pacific
93004 | 0.54036 | Oxnard | 0 | CA | 2010 | 7009 | 1511072.2435 | 85445.19 | 132285500 | 6823 | 1295726.1022 | 6822 | 532509.6493 | 6678 | 422123.8702 | 70490.7 | 108717000 | 166 | 136285.6435 | 166 | 66767.3676 | 166 | 58145.2539 | 8648.35 | 13540700 | 20 | 79060.4977 | 20 | 54030.172 | 20 | 50884.446 | 6306.14 | 10027800 | 215.5903 | 97.35% | 85.75% | 2.368% | 9.019% | 0.2853% | 5.232% | 99.99% | 41.1% | 97.87% | 32.58% | 100% | 48.99% | 100% | 42.66% | 100% | 68.34% | 100% | 64.36% | City Midsize | 3172.7095 | Pacific
93009 | 1 | Oxnard | 0 | CA | 2010 | 3 | 2692.5892 | 256.4769 | 397541.17 | 1 | 45.8884 | 1 | 22.1195 | 1 | 11.6617 | 1.3059 | 2102.17 | 2 | 2646.7008 | 2 | 2094.4938 | 2 | 2021.8929 | 255.171 | 395439 | 0 | 0 | 0 | 0 | 0 | 0 | 0 | 0 | 897.5297 | 33.33% | 1.704% | 66.67% | 98.3% | 0% | 0% | 100% | 48.2% | 100% | 25.41% | 100% | 79.14% | 100% | 76.39% | #DIV/0! | #DIV/0! | #DIV/0! | #DIV/0! | City Midsize | 4017.2877 | Pacific
93010 | 0.83351 | Oxnard | 0 | CA | 2010 | 9157 | 2931867.5208 | 183425.8 | 272552600 | 8131 | 1822663.7618 | 8112 | 820520.6339 | 7775 | 653954.1182 | 105640 | 155275000 | 954 | 717531.5503 | 954 | 384496.4755 | 953 | 336020.4323 | 47891.6 | 71636300 | 72 | 391672.2088 | 72 | 267363.4209 | 72 | 247683.9781 | 29894.2 | 45641300 | 320.1777 | 88.8% | 62.17% | 10.42% | 24.47% | 0.7863% | 13.36% | 99.77% | 45.02% | 95.62% | 35.88% | 100% | 53.59% | 99.9% | 46.83% | 100% | 68.26% | 100% | 63.24% | #N/A | 2120.4857 | Pacific
93012 | 0.24072 | Oxnard | 0 | CA | 2010 | 216 | 691497.1889 | 13030.28 | 18860120 | 166 | 24252.7114 | 160 | 11746.0479 | 123 | 9296.6526 | 1283.41 | 1929940 | 35 | 36469.9047 | 35 | 23131.4434 | 35 | 20896.6565 | 2679.84 | 4029280 | 15 | 630774.5728 | 15 | 85589.2025 | 13 | 56265.72 | 9067.03 | 12900900 | 3201.3759 | 76.85% | 3.507% | 16.2% | 5.274% | 6.944% | 91.22% | 96.39% | 48.43% | 74.1% | 38.33% | 100% | 63.43% | 100% | 57.3% | 100% | 13.57% | 86.67% | 8.92% | City Midsize | 768.3059 | Pacific
93030 | 1 | Oxnard | 0 | CA | 2010 | 12246 | 4086131.8057 | 317261.7 | 493782500 | 11248 | 1905229.2136 | 11202 | 923661.3698 | 10668 | 763275.4646 | 124008 | 187099000 | 796 | 778590.0911 | 796 | 525692.8783 | 794 | 492220.5729 | 61306.7 | 96564500 | 202 | 1402312.5011 | 202 | 1154901.4068 | 202 | 1126714.0773 | 131947 | 210119000 | 333.6707 | 91.85% | 46.63% | 6.5% | 19.05% | 1.65% | 34.32% | 99.59% | 48.48% | 94.84% | 40.06% | 100% | 67.52% | 99.75% | 63.22% | 100% | 82.36% | 100% | 80.35% | City Midsize | 4211.8593 | Pacific
93033 | 0.53935 | Oxnard | 0 | CA | 2010 | 15901 | 5181448.7994 | 333743.2 | 499647200 | 15126 | 2501969.1129 | 15069 | 1264351.5249 | 14375 | 1036665.4544 | 163157 | 242539000 | 548 | 539959.2832 | 548 | 360512.1182 | 547 | 337745.7807 | 42643.2 | 65917200 | 227 | 2139520.4034 | 227 | 1148951.1734 | 227 | 945184.2553 | 127943 | 191191000 | 325.8568 | 95.13% | 48.29% | 3.446% | 10.42% | 1.428% | 41.29% | 99.62% | 50.53% | 95.04% | 41.43% | 100% | 66.77% | 99.82% | 62.55% | 100% | 53.7% | 100% | 44.18% | City Midsize | 1189.1337 | Pacific
93035 | 0.82161 | Oxnard | 0 | CA | 2010 | 8986 | 2064231.6158 | 130280.5 | 200716200 | 8556 | 1513764.6798 | 8553 | 726064.7755 | 8148 | 583804.768 | 91433.5 | 139529000 | 389 | 322944.5478 | 389 | 162442.9146 | 389 | 137755.1475 | 20012.8 | 31220300 | 41 | 227522.3882 | 41 | 163252.0802 | 41 | 155297.8446 | 18834.2 | 29966900 | 229.7164 | 95.21% | 73.33% | 4.329% | 15.64% | 0.4563% | 11.02% | 99.96% | 47.96% | 95.23% | 38.57% | 100% | 50.3% | 100% | 42.66% | 100% | 71.75% | 100% | 68.26% | City Midsize | 3947.4512 | Pacific
93036 | 0.9819 | Oxnard | 0 | CA | 2010 | 10332 | 3055175.2842 | 208382.3 | 326024900 | 9684 | 1706601.0753 | 9645 | 786667.8654 | 8972 | 642228.0531 | 101606 | 155807000 | 540 | 529065.4498 | 540 | 314131.8678 | 537 | 286602.8463 | 36979.4 | 58531900 | 108 | 819508.7591 | 108 | 623186.0362 | 108 | 598055.8895 | 69796.9 | 111686000 | 295.7003 | 93.73% | 55.86% | 5.226% | 17.32% | 1.045% | 26.82% | 99.6% | 46.1% | 92.65% | 37.63% | 100% | 59.37% | 99.44% | 54.17% | 100% | 76.04% | 100% | 72.98% | City Midsize | 2256.435 | Pacific
93041 | 1 | Oxnard | 0 | CA | 2010 | 4845 | 1569808.6243 | 108596 | 164823600 | 4292 | 786524.8791 | 4286 | 381440.1441 | 4033 | 311213.0179 | 47347.7 | 70878700 | 496 | 479119.7403 | 496 | 263871.5461 | 495 | 236365.857 | 33063.9 | 50318700 | 57 | 304164.005 | 57 | 235777.5838 | 57 | 227953.4848 | 28184.4 | 43626200 | 324.0059 | 88.59% | 50.1% | 10.24% | 30.52% | 1.176% | 19.38% | 99.86% | 48.5% | 93.97% | 39.57% | 100% | 55.07% | 99.8% | 49.33% | 100% | 77.52% | 100% | 74.94% | #N/A | 5094.5584 | Pacific
93042 | 1 | Oxnard | 0 | CA | 2010 | 262 | 104405.382 | 6648.56 | 10233130 | 224 | 48360.1048 | 221 | 25239.998 | 200 | 21420.9494 | 2811.59 | 4367130 | 30 | 25792.0562 | 30 | 13521.6856 | 30 | 11491.0036 | 1619.88 | 2421970 | 8 | 30253.221 | 8 | 19077.2913 | 8 | 17917.4168 | 2217.09 | 3444030 | 398.4938 | 85.5% | 46.32% | 11.45% | 24.7% | 3.053% | 28.98% | 98.66% | 52.19% | 89.29% | 44.29% | 100% | 52.43% | 100% | 44.55% | 100% | 63.06% | 100% | 59.22% | #N/A | 271.9291 | Pacific
93043 | 1 | Oxnard | 0 | CA | 2010 | 7 | 1753.9471 | 136.198 | 211712.1 | 6 | 994.5981 | 6 | 634.7683 | 6 | 549.7833 | 78.406 | 118683 | 1 | 759.3489 | 1 | 548.0327 | 1 | 516 | 57.792 | 93029.1 | 0 | 0 | 0 | 0 | 0 | 0 | 0 | 0 | 250.5639 | 85.71% | 56.71% | 14.29% | 43.29% | 0% | 0% | 100% | 63.82% | 100% | 55.28% | 100% | 72.17% | 100% | 67.95% | #DIV/0! | #DIV/0! | #DIV/0! | #DIV/0! | #N/A | 834.9163 | Pacific
93066 | 0.25063 | Oxnard | 0 | CA | 2010 | 410 | 97390.3867 | 6078.363 | 8967850 | 363 | 59573.1611 | 359 | 27391.6521 | 319 | 22652.4446 | 3564.81 | 5215880 | 45 | 30802.6961 | 45 | 15469.6906 | 45 | 12755.0814 | 1946.88 | 2877460 | 2 | 7014.5294 | 2 | 4273.463 | 2 | 3994.5491 | 566.673 | 874510 | 237.5375 | 88.54% | 61.17% | 10.98% | 31.63% | 0.4878% | 7.202% | 98.9% | 45.98% | 87.88% | 38.02% | 100% | 50.22% | 100% | 41.41% | 100% | 60.92% | 100% | 56.95% | Town Fringe | 107.9105 | Pacific
93241 | 0.40855 | Bakersfield | 0 | CA | 2010 | 2064 | 354279.5272 | 15489.16 | 23592390 | 2017 | 303204.0038 | 2015 | 119888.1113 | 1698 | 80689.0278 | 11948.2 | 18171000 | 43 | 32000.7687 | 43 | 18878.0632 | 43 | 17001.8633 | 2118.37 | 3236170 | 4 | 19074.7547 | 4 | 12176.4483 | 4 | 11179.9037 | 1422.59 | 2185220 | 171.6471 | 97.72% | 85.58% | 2.083% | 9.033% | 0.1938% | 5.384% | 99.9% | 39.54% | 84.18% | 26.61% | 100% | 58.99% | 100% | 53.13% | 100% | 63.84% | 100% | 58.61% | #N/A | 2784.2628 | Pacific
93301 | 1 | Bakersfield | 0 | CA | 2010 | 5474 | 1814608.3483 | 98261.1 | 150363300 | 4738 | 802512.7861 | 4669 | 292524.0825 | 3643 | 216376.5395 | 30236.9 | 45967200 | 656 | 608457.9936 | 656 | 352300.3077 | 653 | 319443.4925 | 38998.3 | 59803700 | 80 | 403637.5687 | 80 | 258701.5044 | 80 | 242939.5492 | 29025.9 | 44592400 | 331.4959 | 86.55% | 44.23% | 11.98% | 33.53% | 1.461% | 22.24% | 98.54% | 36.45% | 76.89% | 26.96% | 100% | 57.9% | 99.54% | 52.5% | 100% | 64.09% | 100% | 60.19% | #N/A | 2682.6072 | Pacific
93304 | 1 | Bakersfield | 0 | CA | 2010 | 15442 | 2976805.8171 | 125804.2 | 191789000 | 15049 | 2370079.0889 | 14927 | 819463.6673 | 11979 | 533832.7441 | 80784.3 | 122641000 | 344 | 294702.7465 | 344 | 170977.4886 | 343 | 153693.1702 | 18951.4 | 29029500 | 49 | 312023.9818 | 49 | 229522.4578 | 49 | 219603.0324 | 26068.5 | 40118500 | 192.7733 | 97.45% | 79.62% | 2.228% | 9.9% | 0.3173% | 10.48% | 99.19% | 34.58% | 79.6% | 22.52% | 100% | 58.02% | 99.71% | 52.15% | 100% | 73.56% | 100% | 70.38% | #N/A | 6437.9444 | Pacific
93305 | 0.99999 | Bakersfield | 0 | CA | 2010 | 11296 | 2139269.552 | 92233.9 | 139745100 | 10846 | 1572840.9098 | 10776 | 552186.8894 | 8193 | 363881.5583 | 53491.2 | 80477600 | 405 | 351547.5369 | 405 | 202829.1461 | 404 | 182555.8134 | 22876.1 | 34888300 | 45 | 214881.1052 | 45 | 141041.102 | 45 | 131327.4361 | 15866.6 | 24379200 | 189.3829 | 96.02% | 73.52% | 3.585% | 16.43% | 0.3984% | 10.04% | 99.35% | 35.11% | 75.54% | 23.14% | 100% | 57.7% | 99.75% | 51.93% | 100% | 65.64% | 100% | 61.12% | #N/A | 6344.4488 | Pacific
93306 | 0.083896 | Bakersfield | 0 | CA | 2010 | 15114 | 3460901.7449 | 146716.4 | 222412300 | 14553 | 2799854.0295 | 14502 | 993347.6365 | 12604 | 661408.6301 | 101976 | 153984000 | 510 | 361951.7014 | 510 | 181266.4621 | 507 | 156986.8543 | 20574.3 | 31370600 | 51 | 299096.0141 | 51 | 209834.123 | 51 | 199361.2365 | 24166.1 | 37057700 | 228.9865 | 96.29% | 80.9% | 3.374% | 10.46% | 0.3374% | 8.642% | 99.65% | 35.48% | 86.61% | 23.62% | 100% | 50.08% | 99.41% | 43.37% | 100% | 70.16% | 100% | 66.65% | #N/A | 423.2318 | Pacific
93307 | 0.21563 | Bakersfield | 0 | CA | 2010 | 23618 | 4977234.0794 | 245777.8 | 374428400 | 22630 | 3500239.3809 | 22498 | 1344105.7324 | 18890 | 930404.6024 | 140231 | 212460000 | 813 | 683559.6365 | 813 | 414811.939 | 809 | 377810.4002 | 46467.6 | 71183600 | 175 | 793435.062 | 175 | 530299.4269 | 175 | 498051.482 | 59079.2 | 90784800 | 210.739 | 95.82% | 70.32% | 3.442% | 13.73% | 0.741% | 15.94% | 99.42% | 38.4% | 83.47% | 26.58% | 100% | 60.68% | 99.51% | 55.27% | 100% | 66.84% | 100% | 62.77% | #N/A | 498.1102 | Pacific
93308 | 0.085922 | Bakersfield | 0 | CA | 2010 | 22578 | 5735163.398 | 310958.9 | 473759000 | 20767 | 3559519.4107 | 20343 | 1358817.6605 | 16712 | 953277.1461 | 142577 | 215567000 | 1657 | 1339737.2345 | 1657 | 851238.5288 | 1651 | 792261.3064 | 96634.9 | 147817000 | 154 | 835906.7528 | 154 | 640774.592 | 154 | 617831.6309 | 71747 | 110375000 | 254.0156 | 91.98% | 62.06% | 7.339% | 23.36% | 0.6821% | 14.58% | 97.96% | 38.17% | 80.47% | 26.78% | 100% | 63.54% | 99.64% | 59.14% | 100% | 76.66% | 100% | 73.91% | Town Distant | 118.9524 | Pacific
93309 | 1 | Bakersfield | 0 | CA | 2010 | 17356 | 4910833.2735 | 198799 | 302173100 | 15838 | 3451213.3595 | 15768 | 1136931.7565 | 13870 | 749723.9589 | 115475 | 174526000 | 1431 | 995174.565 | 1431 | 433031.6901 | 1406 | 358881.1158 | 47426.8 | 72401400 | 87 | 464445.3489 | 87 | 322736.0217 | 87 | 304631.2277 | 35897.2 | 55245700 | 282.9473 | 91.25% | 70.28% | 8.245% | 20.26% | 0.5013% | 9.458% | 99.56% | 32.94% | 87.57% | 21.72% | 100% | 43.51% | 98.25% | 36.06% | 100% | 69.49% | 100% | 65.59% | #N/A | 5410.6952 | Pacific
93311 | 0.054506 | Bakersfield | 0 | CA | 2010 | 13404 | 3921063.5376 | 193100.6 | 287903800 | 12331 | 3012147.7612 | 12299 | 1080667.4246 | 11650 | 808495.6587 | 140467 | 208274000 | 1024 | 649701.823 | 1024 | 268661.5813 | 1022 | 220120.4867 | 34249.1 | 51407100 | 49 | 259213.9534 | 49 | 163045.9599 | 49 | 151511.5414 | 18384.5 | 28222700 | 292.5294 | 91.99% | 76.82% | 7.64% | 16.57% | 0.3656% | 6.611% | 99.74% | 35.88% | 94.48% | 26.84% | 100% | 41.35% | 99.8% | 33.88% | 100% | 62.9% | 100% | 58.45% | Rural Fringe | 114.5235 | Pacific
93312 | 0.94849 | Bakersfield | 0 | CA | 2010 | 19294 | 5239247.8104 | 268757.6 | 400410900 | 18415 | 4485479.6456 | 18376 | 1696663.0278 | 17528 | 1289404.7285 | 219917 | 326443000 | 850 | 538840.5931 | 850 | 256998.2809 | 847 | 220060.9682 | 32325.5 | 48586200 | 29 | 214927.5717 | 29 | 148751.2 | 29 | 139887.4846 | 16515.1 | 25381700 | 271.548 | 95.44% | 85.61% | 4.406% | 10.28% | 0.1503% | 4.102% | 99.79% | 37.83% | 95.18% | 28.75% | 100% | 47.69% | 99.65% | 40.84% | 100% | 69.21% | 100% | 65.09% | #N/A | 3097.9917 | Pacific
93313 | 0.16007 | Bakersfield | 0 | CA | 2010 | 13473 | 3706541.878 | 205605.7 | 309756200 | 12979 | 2760675.9075 | 12950 | 1024369.8427 | 12091 | 754738.2825 | 126246 | 187439000 | 409 | 401546.3156 | 409 | 281714.6852 | 409 | 268020.0683 | 31366.5 | 48255600 | 85 | 544319.6548 | 85 | 435875.5312 | 85 | 422151.9 | 47993.2 | 74061600 | 275.1089 | 96.33% | 74.48% | 3.036% | 10.83% | 0.6309% | 14.69% | 99.78% | 37.11% | 93.16% | 27.34% | 100% | 70.16% | 100% | 66.75% | 100% | 80.08% | 100% | 77.56% | Rural Fringe | 406.892 | Pacific
93314 | 0.081564 | Bakersfield | 0 | CA | 2010 | 2270 | 752845.8972 | 42078.33 | 62576040 | 1912 | 495912.2471 | 1898 | 194618.4584 | 1667 | 152016.0615 | 25337 | 37480100 | 351 | 226998.9239 | 351 | 114233.257 | 351 | 99922.5844 | 14502.8 | 21660000 | 7 | 29934.7262 | 7 | 19401.7037 | 7 | 18216.9992 | 2238.53 | 3435940 | 331.6502 | 84.23% | 65.87% | 15.46% | 30.15% | 0.3084% | 3.976% | 99.27% | 39.24% | 87.19% | 30.65% | 100% | 50.32% | 100% | 44.02% | 100% | 64.81% | 100% | 60.86% | #N/A | 314.5513 | Pacific
93611 | 1 | Fresno | 0 | CA | 2013 | 15586 | 4529958.2271 | 170427.6 | 256583700 | 14852 | 3810406.0843 | 14833 | 1110057.5405 | 13346 | 743419.485 | 126544 | 189920000 | 694 | 486849.214 | 694 | 220207.61 | 683 | 188069.7816 | 25747 | 38895500 | 40 | 232702.9288 | 40 | 164926.6442 | 40 | 156804.644 | 18136.6 | 27768200 | 290.6428 | 95.29% | 84.12% | 4.453% | 10.75% | 0.2566% | 5.137% | 99.87% | 29.13% | 89.86% | 19.51% | 100% | 45.23% | 98.41% | 38.63% | 100% | 70.87% | 100% | 67.38% | Suburb Large | 3813.1492 | Pacific
93612 | 1 | Fresno | 0 | CA | 2013 | 10787 | 3181406.8471 | 143128.3 | 217909800 | 9937 | 2027720.5669 | 9893 | 655897.4908 | 8353 | 440781.884 | 65575.9 | 99473100 | 768 | 600405.2341 | 768 | 270092.9287 | 711 | 229062.6035 | 29412 | 44742300 | 82 | 553281.0462 | 82 | 431369.0461 | 82 | 418684.9327 | 48140.4 | 73694400 | 294.9297 | 92.12% | 63.74% | 7.12% | 18.87% | 0.7602% | 17.39% | 99.56% | 32.35% | 84.06% | 21.74% | 100% | 44.99% | 92.58% | 38.15% | 100% | 77.97% | 100% | 75.67% | Suburb Large | 5551.0785 | Pacific
93616 | 0.024607 | Fresno | 0 | CA | 2013 | 41 | 7217.0314 | 289.9902 | 440423.2 | 40 | 6670.5975 | 38 | 2325.1844 | 31 | 1753.4998 | 265.629 | 403351 | 1 | 546.4339 | 1 | 205.8808 | 1 | 174.5275 | 24.3612 | 37072.2 | 0 | 0 | 0 | 0 | 0 | 0 | 0 | 0 | 176.0252 | 97.56% | 92.43% | 2.439% | 7.571% | 0% | 0% | 95% | 34.86% | 77.5% | 26.29% | 100% | 37.68% | 100% | 31.94% | #DIV/0! | #DIV/0! | #DIV/0! | #DIV/0! | Town Fringe | 242.3449 | Pacific
93619 | 0.11014 | Fresno | 0 | CA | 2013 | 7810 | 2470600.7731 | 105719.21 | 157928000 | 6926 | 1835663.5185 | 6900 | 595355.5425 | 6222 | 418162.1503 | 72606 | 108129000 | 858 | 515333.1667 | 858 | 194379.0101 | 851 | 153340.1806 | 24016.5 | 35913200 | 26 | 119604.0879 | 26 | 79655.3403 | 26 | 75722.5794 | 9096.71 | 13885800 | 316.3381 | 88.68% | 74.3% | 10.99% | 20.86% | 0.3329% | 4.841% | 99.62% | 32.43% | 89.84% | 22.78% | 100% | 37.72% | 99.18% | 29.76% | 100% | 66.6% | 100% | 63.31% | Suburb Large | 197.2234 | Pacific
93625 | 0.081957 | Fresno | 0 | CA | 2013 | 104 | 20304.1428 | 798.294 | 1199729 | 99 | 15929.917 | 99 | 5685.1802 | 70 | 3945.2796 | 591.737 | 886273 | 5 | 4374.2257 | 5 | 1799.4899 | 5 | 1478.8542 | 206.557 | 313456 | 0 | 0 | 0 | 0 | 0 | 0 | 0 | 0 | 195.2321 | 95.19% | 78.46% | 4.808% | 21.54% | 0% | 0% | 100% | 35.69% | 70.71% | 24.77% | 100% | 41.14% | 100% | 33.81% | #DIV/0! | #DIV/0! | #DIV/0! | #DIV/0! | Town Fringe | 215.362 | Pacific
93636 | 0.10873 | Fresno | 0 | CA | 2013 | 452 | 153593.7594 | 7670.2 | 11638100 | 407 | 77425.7278 | 390 | 22997.5668 | 265 | 15424.6226 | 2296.9 | 3464320 | 41 | 35491.9975 | 41 | 20914.894 | 41 | 19307.3999 | 2394.95 | 3634260 | 4 | 40676.0341 | 4 | 25528.8529 | 4 | 24238.5484 | 2978.35 | 4539520 | 339.8092 | 90.04% | 50.41% | 9.071% | 23.11% | 0.885% | 26.48% | 95.82% | 29.7% | 65.11% | 19.92% | 100% | 58.93% | 100% | 54.4% | 100% | 62.76% | 100% | 59.59% | Town Fringe | 87.1895 | Pacific
93650 | 1 | Fresno | 0 | CA | 2013 | 1274 | 325794.1488 | 16646.39 | 25381480 | 1160 | 174980.4715 | 1157 | 62153.7385 | 800 | 43211.5494 | 5819.33 | 8825480 | 100 | 90010.737 | 100 | 53229.8874 | 100 | 49140.7237 | 5985.23 | 9153200 | 14 | 60802.9403 | 14 | 44134.0079 | 14 | 41946.9376 | 4841.83 | 7402800 | 255.7254 | 91.05% | 53.71% | 7.849% | 27.63% | 1.099% | 18.66% | 99.74% | 35.52% | 68.97% | 24.7% | 100% | 59.14% | 100% | 54.59% | 100% | 72.59% | 100% | 68.99% | Suburb Large | 3424.0756 | Pacific
93657 | 0.00049923 | Fresno | 0 | CA | 2013 | 6 | 2047.8858 | 151.7822 | 232370.5 | 5 | 809.3633 | 5 | 250.4758 | 3 | 224.9915 | 37.6122 | 57407.5 | 1 | 1238.5225 | 1 | 1027.2896 | 1 | 1014.2896 | 114.17 | 174963 | 0 | 0 | 0 | 0 | 0 | 0 | 0 | 0 | 341.3143 | 83.33% | 39.52% | 16.67% | 60.48% | 0% | 0% | 100% | 30.95% | 60% | 27.8% | 100% | 82.94% | 100% | 81.9% | #DIV/0! | #DIV/0! | #DIV/0! | #DIV/0! | Town Fringe | 177.0861 | Pacific
93701 | 1 | Fresno | 0 | CA | 2013 | 2966 | 590868.5634 | 24336.56 | 37033030 | 2794 | 406983.2329 | 2741 | 127661.2867 | 1908 | 90884.1556 | 13383.6 | 20315700 | 162 | 144198.3235 | 162 | 77783.9516 | 161 | 69946.2629 | 8718.16 | 13310900 | 10 | 39687.007 | 10 | 19553.9722 | 10 | 17777.4703 | 2234.8 | 3406430 | 199.2139 | 94.2% | 68.88% | 5.462% | 24.4% | 0.3372% | 6.717% | 98.1% | 31.37% | 68.29% | 22.33% | 100% | 53.94% | 99.38% | 48.51% | 100% | 49.27% | 100% | 44.79% | City Large | 6506.5117 | Pacific
93702 | 1 | Fresno | 0 | CA | 2013 | 12656 | 2200219.9284 | 78366.8 | 119158200 | 12215 | 1661593.7694 | 12030 | 485603.0178 | 7661 | 303335.871 | 45438.3 | 68933700 | 397 | 315165.8803 | 397 | 155182.8849 | 381 | 134685.3085 | 16902.2 | 25761800 | 44 | 223460.2787 | 44 | 138773.1639 | 44 | 130812.2424 | 16026.3 | 24462700 | 173.848 | 96.52% | 75.52% | 3.137% | 14.32% | 0.3477% | 10.16% | 98.49% | 29.23% | 62.72% | 18.26% | 100% | 49.24% | 95.97% | 42.73% | 100% | 62.1% | 100% | 58.54% | City Large | 8734.4707 | Pacific
93703 | 1 | Fresno | 0 | CA | 2013 | 9517 | 2154260.6769 | 91828.1 | 139929700 | 9006 | 1562656.1924 | 8932 | 522541.4682 | 7118 | 348927.8362 | 52443.9 | 79792300 | 470 | 397313.1329 | 470 | 220859.1307 | 464 | 200126.4293 | 25000.7 | 38136000 | 41 | 194291.3516 | 41 | 126794.3689 | 41 | 119917.1553 | 14383.5 | 22001400 | 226.3592 | 94.63% | 72.54% | 4.939% | 18.44% | 0.4308% | 9.019% | 99.18% | 33.44% | 79.04% | 22.33% | 100% | 55.59% | 98.72% | 50.37% | 100% | 65.26% | 100% | 61.72% | City Large | 7131.7747 | Pacific
93704 | 1 | Fresno | 0 | CA | 2013 | 10523 | 2602311.7883 | 84570.2 | 128802300 | 9918 | 1957845.1803 | 9731 | 520681.6367 | 6785 | 332917.636 | 49447.2 | 75209900 | 550 | 410226.7149 | 550 | 169438.6568 | 526 | 143732.7267 | 18738.2 | 28562300 | 55 | 234239.8931 | 55 | 144937.5051 | 55 | 136195.0653 | 16384.8 | 25030100 | 247.2975 | 94.25% | 75.23% | 5.227% | 15.76% | 0.5227% | 9.001% | 98.11% | 26.59% | 68.41% | 17% | 100% | 41.3% | 95.64% | 35.04% | 100% | 61.88% | 100% | 58.14% | City Large | 4861.0549 | Pacific
93705 | 1 | Fresno | 0 | CA | 2013 | 10710 | 2304091.6757 | 79435.98 | 120762200 | 10321 | 1933099.0488 | 10276 | 610069.7592 | 8466 | 391767.5832 | 58167.7 | 88361500 | 365 | 270439.4373 | 365 | 125658.5646 | 347 | 108426.0267 | 13963.6 | 21275900 | 24 | 100553.1896 | 24 | 62474.1765 | 24 | 59130.6465 | 7304.68 | 11124800 | 215.1346 | 96.37% | 83.9% | 3.408% | 11.74% | 0.2241% | 4.364% | 99.56% | 31.56% | 82.03% | 20.27% | 100% | 46.46% | 95.07% | 40.09% | 100% | 62.13% | 100% | 58.81% | City Large | 7232.6132 | Pacific
93706 | 0.28671 | Fresno | 0 | CA | 2013 | 12918 | 3431995.3156 | 192602.1 | 293654200 | 12004 | 1766080.7714 | 11823 | 600003.8687 | 8660 | 418347.4547 | 61829.5 | 93842300 | 760 | 710463.0649 | 760 | 423857.969 | 751 | 391330.962 | 47839.7 | 72900900 | 154 | 955451.4792 | 154 | 743634.3002 | 154 | 719855.2695 | 82932.9 | 126911000 | 265.6754 | 92.92% | 51.46% | 5.883% | 20.7% | 1.192% | 27.84% | 98.49% | 33.97% | 72.14% | 23.69% | 100% | 59.66% | 98.82% | 55.08% | 100% | 77.83% | 100% | 75.34% | City Large | 242.9035 | Pacific
93710 | 1 | Fresno | 0 | CA | 2013 | 8311 | 2748231.7407 | 114162.6 | 173685800 | 7573 | 1773529.6875 | 7545 | 542388.5902 | 6706 | 343047.7026 | 53308.6 | 80894600 | 654 | 552317.8616 | 654 | 268113.3621 | 633 | 237287.5003 | 29545.1 | 45069100 | 84 | 422384.1916 | 84 | 277626.4619 | 84 | 264238.1824 | 31308.9 | 47722100 | 330.674 | 91.12% | 64.53% | 7.869% | 20.1% | 1.011% | 15.37% | 99.63% | 30.58% | 88.55% | 19.34% | 100% | 48.54% | 96.79% | 42.96% | 100% | 65.73% | 100% | 62.56% | City Large | 4661.9607 | Pacific
93711 | 1 | Fresno | 0 | CA | 2013 | 13651 | 4945186.7803 | 175282.7 | 265596000 | 11508 | 3198303.9588 | 11455 | 830378.2978 | 9679 | 560601.1914 | 91023.8 | 137528000 | 2076 | 1402056.8861 | 2076 | 507738.4478 | 1981 | 412976.5568 | 57484.2 | 87103900 | 67 | 344825.9354 | 67 | 238386.5291 | 67 | 227442.5066 | 26774.7 | 40964100 | 362.2582 | 84.3% | 64.68% | 15.21% | 28.35% | 0.4908% | 6.973% | 99.54% | 25.96% | 84.11% | 17.53% | 100% | 36.21% | 95.42% | 29.46% | 100% | 69.13% | 100% | 65.96% | City Large | 3210.9979 | Pacific
93720 | 1 | Fresno | 0 | CA | 2013 | 15137 | 4810363.096 | 180738.3 | 273038600 | 13890 | 3475673.1216 | 13845 | 925763.3785 | 11897 | 614065.7843 | 105464 | 158641000 | 1169 | 883903.9601 | 1169 | 366047.0669 | 1142 | 305394.0742 | 42065.2 | 63665000 | 78 | 450786.0143 | 78 | 298970.9092 | 78 | 282599.5517 | 33209.1 | 50732600 | 317.7884 | 91.76% | 72.25% | 7.723% | 18.37% | 0.5153% | 9.371% | 99.68% | 26.64% | 85.65% | 17.67% | 100% | 41.41% | 97.69% | 34.55% | 100% | 66.32% | 100% | 62.69% | Suburb Large | 4276.3247 | Pacific
93721 | 1 | Fresno | 0 | CA | 2013 | 1285 | 1224285.9849 | 83540.81 | 127246850 | 769 | 132976.0979 | 753 | 51866.5106 | 606 | 41446.1406 | 5469.41 | 8320350 | 386 | 432948.8127 | 386 | 265423.9795 | 384 | 248124.2843 | 30431.6 | 46322800 | 130 | 658361.0743 | 130 | 410930.3055 | 130 | 391650.9483 | 47639.8 | 72603700 | 952.7517 | 59.84% | 10.86% | 30.04% | 35.36% | 10.12% | 53.78% | 97.92% | 39% | 78.8% | 31.17% | 100% | 61.31% | 99.48% | 57.31% | 100% | 62.42% | 100% | 59.49% | City Large | 6129.8739 | Pacific
93722 | 0.97167 | Fresno | 0 | CA | 2013 | 24866 | 6105426.995 | 261784.3 | 396244700 | 23721 | 4763335.7984 | 23641 | 1490772.32 | 20356 | 997875.399 | 161608 | 243293000 | 1047 | 830159.1376 | 1047 | 485976.8162 | 1027 | 448184.259 | 54832.4 | 83559400 | 98 | 511932.059 | 98 | 408812.7961 | 98 | 396357.5701 | 45343.9 | 69392300 | 245.5331 | 95.4% | 78.02% | 4.211% | 13.6% | 0.3941% | 8.385% | 99.66% | 31.3% | 85.81% | 20.95% | 100% | 58.54% | 98.09% | 53.99% | 100% | 79.86% | 100% | 77.42% | City Large | 3472.5374 | Pacific
93723 | 0.15775 | Fresno | 0 | CA | 2013 | 2316 | 534033.9861 | 22343.09 | 33544320 | 2262 | 470734.3975 | 2255 | 159964.5632 | 1956 | 111494.2504 | 18305.1 | 27448000 | 46 | 30372.0301 | 46 | 13659.7491 | 46 | 11707.9652 | 1652.98 | 2451930 | 8 | 32927.5585 | 8 | 21836.8751 | 8 | 20504.5528 | 2385.01 | 3644390 | 230.5846 | 97.67% | 88.15% | 1.986% | 5.687% | 0.3454% | 6.166% | 99.69% | 33.98% | 86.47% | 23.69% | 100% | 44.97% | 100% | 38.55% | 100% | 66.32% | 100% | 62.27% | City Large | 373.8563 | Pacific
93725 | 0.41791 | Fresno | 0 | CA | 2013 | 8147 | 3578737.9352 | 261755.3 | 399924200 | 7341 | 1175694.9385 | 7211 | 424523.4735 | 5769 | 302822.1524 | 44664.8 | 67838900 | 582 | 560437.8261 | 582 | 367478.9036 | 571 | 350011.4892 | 42036.5 | 64168300 | 224 | 1842605.1706 | 224 | 1556056.3691 | 224 | 1533173.8882 | 175054 | 267917000 | 439.2706 | 90.11% | 32.85% | 7.144% | 15.66% | 2.749% | 51.49% | 98.23% | 36.11% | 78.59% | 25.76% | 100% | 65.57% | 98.11% | 62.45% | 100% | 84.45% | 100% | 83.21% | Town Fringe | 424.0296 | Pacific
93726 | 1 | Fresno | 0 | CA | 2013 | 10875 | 2995479.3808 | 121397.6 | 185049100 | 10163 | 2040202.074 | 10103 | 621447.7631 | 8537 | 395523.554 | 58859.7 | 89454600 | 643 | 522156.9416 | 643 | 260090.9423 | 618 | 230070.7601 | 28324.7 | 43272400 | 69 | 433120.3653 | 69 | 301526.4137 | 69 | 288913.3271 | 34213.2 | 52322100 | 275.4464 | 93.45% | 68.11% | 5.913% | 17.43% | 0.6345% | 14.46% | 99.41% | 30.46% | 84% | 19.39% | 100% | 49.81% | 96.11% | 44.06% | 100% | 69.62% | 100% | 66.71% | City Large | 6039.6179 | Pacific
93727 | 1 | Fresno | 0 | CA | 2013 | 20155 | 5922572.179 | 278443.8 | 423010900 | 18689 | 3960299.7773 | 18503 | 1243891.3059 | 15632 | 861952.6541 | 134833 | 203484000 | 1317 | 1064224.1265 | 1317 | 582107.8908 | 1275 | 530299.3076 | 64199.2 | 97998900 | 149 | 898048.2752 | 149 | 706854.9811 | 149 | 689391.76 | 79411.6 | 121528000 | 293.8513 | 92.73% | 66.87% | 6.534% | 17.97% | 0.7393% | 15.16% | 99% | 31.41% | 83.64% | 21.76% | 100% | 54.7% | 96.81% | 49.83% | 100% | 78.71% | 100% | 76.77% | City Large | 2907.8135 | Pacific
93728 | 1 | Fresno | 0 | CA | 2013 | 6690 | 1208889.4584 | 49648.33 | 75799130 | 6438 | 927491.9991 | 6328 | 302595.2627 | 4435 | 212015.9842 | 31745.9 | 48447500 | 237 | 213419.9651 | 237 | 115334.9446 | 236 | 103624.6818 | 12841.2 | 19623700 | 15 | 67977.4943 | 15 | 44007.749 | 15 | 41483.1579 | 5061.23 | 7727930 | 180.701 | 96.23% | 76.72% | 3.543% | 17.65% | 0.2242% | 5.623% | 98.29% | 32.63% | 68.89% | 22.86% | 100% | 54.04% | 99.58% | 48.55% | 100% | 64.74% | 100% | 61.02% | City Large | 5253.8226 | Pacific
93730 | 0.54998 | Fresno | 0 | CA | 2013 | 3811 | 1205657.7344 | 44549.3 | 66163280 | 3315 | 896681.3477 | 3306 | 246293.2407 | 2957 | 168475.0432 | 30427.9 | 45199300 | 489 | 277975.1536 | 489 | 92457.7845 | 486 | 71305.0823 | 12280.7 | 18156600 | 7 | 31001.2332 | 7 | 15968.4161 | 7 | 14329.5968 | 1840.7 | 2807380 | 316.3626 | 86.99% | 74.37% | 12.83% | 23.06% | 0.1837% | 2.571% | 99.73% | 27.47% | 89.2% | 18.79% | 100% | 33.26% | 99.39% | 25.65% | 100% | 51.51% | 100% | 46.22% | Suburb Large | 1204.1314 | Pacific
93737 | 0.54591 | Fresno | 0 | CA | 2013 | 1543 | 370337.5448 | 14407.64 | 21626950 | 1401 | 277349.1451 | 1390 | 87705.7155 | 1157 | 60907.5275 | 9910.86 | 14922000 | 142 | 92988.3997 | 142 | 36495.5591 | 140 | 29748.5231 | 4496.78 | 6704950 | 0 | 0 | 0 | 0 | 0 | 0 | 0 | 0 | 240.0114 | 90.8% | 74.89% | 9.203% | 25.11% | 0% | 0% | 99.21% | 31.62% | 82.58% | 21.96% | 100% | 39.25% | 98.59% | 31.99% | #DIV/0! | #DIV/0! | #DIV/0! | #DIV/0! | Suburb Large | 519.3321 | Pacific
95202 | 1 | Stockton | 0 | CA | 2010 | 1038 | 643427.3393 | 37470.9 | 56436460 | 785 | 138554.881 | 777 | 50417.4364 | 657 | 38389.7033 | 5423.9 | 8079460 | 184 | 189475.7139 | 184 | 100930.0938 | 184 | 91211.3773 | 11468.8 | 17255300 | 69 | 315396.7445 | 69 | 183463.0071 | 69 | 169346.0287 | 20578.2 | 31101700 | 619.8722 | 75.63% | 21.53% | 17.73% | 29.45% | 6.647% | 49.02% | 98.98% | 36.39% | 83.69% | 27.71% | 100% | 53.27% | 100% | 48.14% | 100% | 58.17% | 100% | 53.69% | City Large | 6521.5499 | Pacific
95203 | 1 | Stockton | 0 | CA | 2010 | 5681 | 2058098.6818 | 123908.3 | 186333100 | 5277 | 740331.9753 | 5130 | 232990.2665 | 3764 | 159198.9603 | 24548.1 | 36327900 | 291 | 294941.0616 | 291 | 178939.3048 | 290 | 166571.8039 | 20577.4 | 31020200 | 113 | 1022825.6449 | 113 | 684216.423 | 113 | 649016.7772 | 78782.8 | 118985000 | 362.2775 | 92.89% | 35.97% | 5.122% | 14.33% | 1.989% | 49.7% | 97.21% | 31.47% | 71.33% | 21.5% | 100% | 60.67% | 99.66% | 56.48% | 100% | 66.89% | 100% | 63.45% | City Large | 2569.5139 | Pacific
95204 | 1 | Stockton | 0 | CA | 2010 | 11182 | 2252751.1979 | 88639.1 | 132217800 | 10775 | 1759008.1398 | 10679 | 554518.8042 | 8393 | 360952.6537 | 57243.1 | 84892100 | 366 | 324154.9773 | 366 | 174407.0947 | 364 | 155663.2185 | 19597.8 | 29522100 | 41 | 169588.0808 | 41 | 103114.9781 | 41 | 95545.5819 | 11798.2 | 17803600 | 201.4623 | 96.36% | 78.08% | 3.273% | 14.39% | 0.3667% | 7.528% | 99.11% | 31.52% | 77.89% | 20.52% | 100% | 53.8% | 99.45% | 48.02% | 100% | 60.8% | 100% | 56.34% | City Large | 5307.3769 | Pacific
95205 | 1 | Stockton | 0 | CA | 2010 | 13061 | 2894899.3556 | 163304.2 | 243912500 | 12391 | 1699034.7934 | 12262 | 622945.0268 | 9641 | 429717.6946 | 65515.8 | 96662100 | 563 | 548464.5131 | 563 | 353572.0497 | 563 | 330106.9264 | 40778.3 | 61400800 | 107 | 647400.049 | 107 | 493112.9233 | 107 | 476875.5984 | 57010.1 | 85849600 | 221.6445 | 94.87% | 58.69% | 4.311% | 18.95% | 0.8192% | 22.36% | 98.96% | 36.66% | 77.81% | 25.29% | 100% | 64.47% | 100% | 60.19% | 100% | 76.17% | 100% | 73.66% | City Large | 4084.7765 | Pacific
95206 | 0.27409 | Stockton | 0 | CA | 2010 | 18703 | 5817547.2756 | 397705.9 | 597827200 | 17965 | 2941898.1499 | 17881 | 1071788.6826 | 16141 | 766189.4927 | 127569 | 187828000 | 514 | 501857.2543 | 514 | 329474.8044 | 511 | 308522.8616 | 37091.9 | 56032200 | 224 | 2373791.8714 | 224 | 2073190.4912 | 224 | 2043535.543 | 233045 | 353967000 | 311.0489 | 96.05% | 50.57% | 2.748% | 8.627% | 1.198% | 40.8% | 99.53% | 36.43% | 89.85% | 26.04% | 100% | 65.65% | 99.42% | 61.48% | 100% | 87.34% | 100% | 86.09% | Suburb Small | 516.1769 | Pacific
95207 | 1 | Stockton | 0 | CA | 2010 | 12508 | 3694413.4538 | 159327.7 | 238737100 | 11662 | 2523950.1394 | 11580 | 780034.3345 | 9862 | 540010.0487 | 83654.7 | 124540000 | 760 | 647001.3614 | 760 | 323807.829 | 747 | 280719.5615 | 35859.6 | 53923800 | 86 | 523461.953 | 86 | 357262.0848 | 86 | 335788.0803 | 39813.4 | 60273300 | 295.364 | 93.24% | 68.32% | 6.076% | 17.51% | 0.6876% | 14.17% | 99.3% | 30.91% | 84.57% | 21.4% | 100% | 50.05% | 98.29% | 43.39% | 100% | 68.25% | 100% | 64.15% | City Large | 6387.441 | Pacific
95208 | 1 | Stockton | 0 | CA | 2010 | 15 | 2689.0564 | 149.7509 | 227986.7 | 14 | 1573.0327 | 13 | 709.2024 | 6 | 516.9903 | 57.9018 | 88118.7 | 1 | 1116.0237 | 1 | 851.4189 | 1 | 808.9934 | 91.8491 | 139868 | 0 | 0 | 0 | 0 | 0 | 0 | 0 | 0 | 179.2704 | 93.33% | 58.5% | 6.667% | 41.5% | 0% | 0% | 92.86% | 45.09% | 42.86% | 32.87% | 100% | 76.29% | 100% | 72.49% | #DIV/0! | #DIV/0! | #DIV/0! | #DIV/0! | City Large | 4534.6005 | Pacific
95209 | 0.79557 | Stockton | 0 | CA | 2010 | 12085 | 2922580.6202 | 118756.96 | 176555200 | 11939 | 2663902.6585 | 11922 | 861005.9499 | 10991 | 587789.2728 | 101331 | 150222000 | 125 | 107369.1553 | 125 | 57919.1126 | 125 | 51092.1312 | 6673.36 | 10055000 | 21 | 151308.8064 | 21 | 94586.5372 | 21 | 87574.753 | 10752.6 | 16278200 | 241.8354 | 98.79% | 91.15% | 1.034% | 3.674% | 0.1738% | 5.177% | 99.86% | 32.32% | 92.06% | 22.06% | 100% | 53.94% | 100% | 47.59% | 100% | 62.51% | 100% | 57.88% | Suburb Small | 3960.0505 | Pacific
95210 | 1 | Stockton | 0 | CA | 2010 | 9928 | 2310012.9455 | 102798 | 153937300 | 9639 | 1861025.3794 | 9606 | 638817.3016 | 8725 | 430914.5691 | 69922.8 | 104173000 | 249 | 226416.0572 | 249 | 132672.2483 | 249 | 119590.133 | 14646.5 | 22122500 | 40 | 222571.5089 | 40 | 163652.0204 | 40 | 156391.2749 | 18228.7 | 27641800 | 232.6766 | 97.09% | 80.56% | 2.508% | 9.802% | 0.4029% | 9.635% | 99.66% | 34.33% | 90.52% | 23.15% | 100% | 58.6% | 100% | 52.82% | 100% | 73.53% | 100% | 70.27% | Suburb Small | 6071.7571 | Pacific
95211 | 1 | Stockton | 0 | CA | 2010 | 16 | 8375.8673 | 367.4275 | 538104 | 11 | 3622.7684 | 11 | 1288.4636 | 9 | 979.4562 | 154.124 | 226165 | 4 | 2192.7059 | 4 | 810.7924 | 4 | 615.6768 | 86.6405 | 128904 | 1 | 2560.393 | 1 | 950.3375 | 1 | 785.8306 | 126.663 | 183035 | 523.4917 | 68.75% | 43.25% | 25% | 26.18% | 6.25% | 30.57% | 100% | 35.57% | 81.82% | 27.04% | 100% | 36.98% | 100% | 28.08% | 100% | 37.12% | 100% | 30.69% | City Large | 5955.9859 | Pacific
95212 | 0.58349 | Stockton | 0 | CA | 2010 | 7477 | 1874883.6067 | 87202.3 | 129590300 | 7075 | 1451362.6925 | 7035 | 479652.5739 | 6496 | 346369.3224 | 59820.9 | 88434300 | 375 | 264031.4459 | 375 | 115461.8385 | 373 | 97332.9621 | 14073.2 | 20956000 | 27 | 159489.4682 | 27 | 120248.8753 | 27 | 115285.4039 | 13308.2 | 20200000 | 250.7535 | 94.62% | 77.41% | 5.015% | 14.08% | 0.3611% | 8.507% | 99.43% | 33.05% | 91.82% | 23.87% | 100% | 43.73% | 99.47% | 36.86% | 100% | 75.4% | 100% | 72.28% | Suburb Small | 1066.3748 | Pacific
95215 | 0.20861 | Stockton | 0 | CA | 2010 | 7526 | 2475530.3374 | 176376.4 | 265989900 | 7056 | 1026697.6212 | 6992 | 388854.8568 | 5628 | 270295.2695 | 40987.6 | 60541500 | 362 | 347535.0691 | 362 | 230092.4325 | 361 | 215841.4759 | 26120.8 | 39392400 | 108 | 1101297.6471 | 108 | 975530.271 | 108 | 963827.8957 | 109268 | 166056000 | 328.9304 | 93.75% | 41.47% | 4.81% | 14.04% | 1.435% | 44.49% | 99.09% | 37.87% | 79.76% | 26.33% | 100% | 66.21% | 99.72% | 62.11% | 100% | 88.58% | 100% | 87.52% | Town Fringe | 232.2372 | Pacific
95219 | 0.1537 | Stockton | 0 | CA | 2010 | 8703 | 2156915.275 | 88979.58 | 132074500 | 8299 | 1763665.1765 | 8226 | 545404.3229 | 7359 | 387369.6604 | 66357.5 | 98037600 | 378 | 294894.7865 | 378 | 131390.2847 | 371 | 110432.8618 | 14984.5 | 22471300 | 26 | 98355.3119 | 26 | 67794.9849 | 26 | 64007.7756 | 7637.58 | 11565600 | 247.8358 | 95.36% | 81.77% | 4.343% | 13.67% | 0.2987% | 4.56% | 99.12% | 30.92% | 88.67% | 21.96% | 100% | 44.55% | 98.15% | 37.45% | 100% | 68.93% | 100% | 65.08% | Suburb Small | 250.8556 | Pacific
95231 | 0.97013 | Stockton | 0 | CA | 2010 | 1747 | 457335.3589 | 25125.99 | 37674300 | 1612 | 240658.9731 | 1580 | 93385.2154 | 1235 | 69360.738 | 10228.6 | 15324200 | 121 | 115841.9284 | 121 | 63354.1198 | 121 | 56740.6004 | 7483.39 | 11119700 | 14 | 100834.4574 | 14 | 66043.1911 | 14 | 62220.1622 | 7414 | 11230400 | 261.7833 | 92.27% | 52.62% | 6.926% | 25.33% | 0.8014% | 22.05% | 98.01% | 38.8% | 76.61% | 28.82% | 100% | 54.69% | 100% | 48.98% | 100% | 65.5% | 100% | 61.71% | Suburb Small | 342.3075 | Pacific
95240 | 0.0033557 | Stockton | 0 | CA | 2010 | 68 | 48809.3841 | 3610.892 | 5447132 | 62 | 14088.0933 | 61 | 4806.5106 | 49 | 2543.5171 | 394.02 | 579132 | 5 | 2963.3652 | 5 | 1478.4899 | 5 | 1167.2906 | 165.112 | 238500 | 1 | 31757.9257 | 1 | 27149.9521 | 1 | 26712.9216 | 3051.76 | 4629500 | 717.7851 | 91.18% | 28.86% | 7.353% | 6.071% | 1.471% | 65.07% | 98.39% | 34.12% | 79.03% | 18.05% | 100% | 49.89% | 100% | 39.39% | 100% | 85.49% | 100% | 84.11% | Suburb Small | 516.1532 | Pacific
95242 | 0.008177 | Stockton | 0 | CA | 2010 | 43 | 12065.7961 | 703 | 1067271 | 36 | 5092.6735 | 35 | 1705.3113 | 23 | 1119.6669 | 166.731 | 254398 | 7 | 6973.1226 | 7 | 4702.4642 | 7 | 4474.7121 | 536.269 | 812873 | 0 | 0 | 0 | 0 | 0 | 0 | 0 | 0 | 280.5999 | 83.72% | 42.21% | 16.28% | 57.79% | 0% | 0% | 97.22% | 33.49% | 63.89% | 21.99% | 100% | 67.44% | 100% | 64.17% | #DIV/0! | #DIV/0! | #DIV/0! | #DIV/0! | Suburb Small | 242.3816 | Pacific
95307 | 0.11984 | Modesto | 0 | CA | 2010 | 6599 | 1604818.7863 | 79334.1 | 118862000 | 6332 | 1244014.6657 | 6323 | 458499.6144 | 5818 | 308645.7983 | 50845.9 | 75658800 | 238 | 217830.4232 | 238 | 141611.9705 | 236 | 130941.3677 | 15783.7 | 23887600 | 29 | 142973.6973 | 29 | 114540.6946 | 29 | 111078.9697 | 12704.5 | 19315600 | 243.1912 | 95.95% | 77.52% | 3.607% | 13.57% | 0.4395% | 8.909% | 99.86% | 36.86% | 91.88% | 24.81% | 100% | 65.01% | 99.16% | 60.11% | 100% | 80.11% | 100% | 77.69% | Suburb Large | 1150.9349 | Pacific
95326 | 0.01562 | Modesto | 0 | CA | 2010 | 11 | 2190.4986 | 105.483 | 153029 | 11 | 2190.4986 | 11 | 862.8438 | 11 | 732.7131 | 105.483 | 153029 | 0 | 0 | 0 | 0 | 0 | 0 | 0 | 0 | 0 | 0 | 0 | 0 | 0 | 0 | 0 | 0 | 199.1362 | 100% | 100% | 0% | 0% | 0% | 0% | 100% | 39.39% | 100% | 33.45% | #DIV/0! | #DIV/0! | #DIV/0! | #DIV/0! | #DIV/0! | #DIV/0! | #DIV/0! | #DIV/0! | Suburb Large | 385.2911 | Pacific
95330 | 0.03638 | Stockton | 0 | CA | 2010 | 95 | 42498.3536 | 2791.465 | 4217045 | 88 | 11536.988 | 81 | 4543.628 | 50 | 2948.8273 | 432.165 | 645578 | 5 | 3371.9676 | 5 | 2268.5248 | 5 | 2027.7106 | 237.45 | 360637 | 2 | 27589.398 | 2 | 16091.6486 | 2 | 15808.8875 | 2121.85 | 3210830 | 447.3511 | 92.63% | 27.15% | 5.263% | 7.934% | 2.105% | 64.92% | 92.05% | 39.38% | 56.82% | 25.56% | 100% | 67.28% | 100% | 60.13% | 100% | 58.33% | 100% | 57.3% | Suburb Small | 776.6285 | Pacific
95336 | 0.1989 | Stockton | 0 | CA | 2010 | 835 | 151360.9494 | 9077.35 | 13670970 | 788 | 81024.2706 | 695 | 30982.0889 | 417 | 22960.1945 | 3311.91 | 4943090 | 40 | 34516.9914 | 40 | 22340.484 | 40 | 20711.0966 | 2573.06 | 3886520 | 7 | 35819.6874 | 7 | 29139.8822 | 7 | 28104.2006 | 3192.38 | 4841360 | 181.2706 | 94.37% | 53.53% | 4.79% | 22.8% | 0.8383% | 23.67% | 88.2% | 38.24% | 52.92% | 28.34% | 100% | 64.72% | 100% | 60% | 100% | 81.35% | 100% | 78.46% | Suburb Small | 1130.0326 | Pacific
95350 | 0.96219 | Modesto | 0 | CA | 2010 | 17556 | 4546371.2764 | 184625.9 | 277962700 | 16768 | 3443984.1033 | 16652 | 1063711.7835 | 13831 | 699741.3417 | 106411 | 159548000 | 688 | 592375.9274 | 688 | 334005.5616 | 685 | 300145.0113 | 37140.8 | 56113600 | 100 | 510011.2456 | 100 | 365884.982 | 100 | 348741.8055 | 41074.1 | 62301100 | 258.964 | 95.51% | 75.75% | 3.919% | 13.03% | 0.5696% | 11.22% | 99.31% | 30.89% | 82.48% | 20.32% | 100% | 56.38% | 99.56% | 50.67% | 100% | 71.74% | 100% | 68.38% | #N/A | 5604.5262 | Pacific
95351 | 1 | Modesto | 0 | CA | 2010 | 14156 | 2927555.1293 | 139004.1 | 208387500 | 13582 | 2184824.724 | 13488 | 776544.3523 | 11071 | 524721.3628 | 81982.3 | 122071000 | 513 | 466697.1467 | 513 | 299642.692 | 512 | 280212.1867 | 34132.2 | 51652100 | 61 | 276033.2586 | 61 | 200296.0099 | 61 | 191740.2331 | 22889.6 | 34664400 | 206.8067 | 95.95% | 74.63% | 3.624% | 15.94% | 0.4309% | 9.429% | 99.31% | 35.54% | 81.51% | 24.02% | 100% | 64.2% | 99.81% | 60.04% | 100% | 72.56% | 100% | 69.46% | Suburb Large | 4947.5935 | Pacific
95354 | 1 | Modesto | 0 | CA | 2010 | 10364 | 3528803.8132 | 221138.3 | 334368500 | 9686 | 1517584.7985 | 9521 | 474624.7119 | 7004 | 320599.9586 | 48155.5 | 72359000 | 540 | 519099.3439 | 540 | 305271.8193 | 534 | 282407.5431 | 34860.8 | 52680500 | 138 | 1492119.6707 | 138 | 1215802.7013 | 138 | 1187266.6415 | 138122 | 209329000 | 340.4867 | 93.46% | 43.01% | 5.21% | 14.71% | 1.332% | 42.28% | 98.3% | 31.28% | 72.31% | 21.13% | 100% | 58.81% | 98.89% | 54.4% | 100% | 81.48% | 100% | 79.57% | Suburb Large | 3490.7334 | Pacific
95355 | 0.9813 | Modesto | 0 | CA | 2010 | 18289 | 4655263.0369 | 191657 | 285495000 | 17668 | 3919778.0639 | 17617 | 1284905.3207 | 16207 | 876030.4811 | 146004 | 216562000 | 572 | 453354.8757 | 571 | 213173.9728 | 563 | 181735.06 | 24250.4 | 36431000 | 49 | 282130.0973 | 49 | 193805.582 | 49 | 182485.6531 | 21402.6 | 32502000 | 254.539 | 96.6% | 84.2% | 3.128% | 9.739% | 0.2679% | 6.06% | 99.71% | 32.78% | 91.73% | 22.35% | 99.83% | 47.02% | 98.43% | 40.09% | 100% | 68.69% | 100% | 64.68% | #N/A | 6059.3156 | Pacific
95356 | 0.078832 | Modesto | 0 | CA | 2010 | 4478 | 1069610.5196 | 40322.32 | 60028510 | 4337 | 928218.4772 | 4327 | 286486.8221 | 3892 | 189934.9131 | 31333.7 | 46479600 | 131 | 100006.6994 | 131 | 49862.4357 | 131 | 41787.9382 | 5504.98 | 8274790 | 10 | 41385.343 | 10 | 31289.4229 | 10 | 29756.6841 | 3483.64 | 5274120 | 238.859 | 96.85% | 86.78% | 2.925% | 9.35% | 0.2233% | 3.869% | 99.77% | 30.86% | 89.74% | 20.46% | 100% | 49.86% | 100% | 41.79% | 100% | 75.61% | 100% | 71.9% | Suburb Large | 1615.5228 | Pacific
95357 | 0.083212 | Modesto | 0 | CA | 2010 | 1767 | 793881.9406 | 61485.83 | 92959560 | 1702 | 288945.5154 | 1697 | 100986.7162 | 1591 | 73518.3573 | 12193.6 | 17971300 | 37 | 32001.3254 | 37 | 20210.4126 | 37 | 19064.7225 | 2338.33 | 3501160 | 28 | 472935.0998 | 28 | 421090.7593 | 28 | 417155.3844 | 46953.9 | 71487100 | 449.2824 | 96.32% | 36.4% | 2.094% | 4.031% | 1.585% | 59.57% | 99.71% | 34.95% | 93.48% | 25.44% | 100% | 63.15% | 100% | 59.57% | 100% | 89.04% | 100% | 88.21% | Suburb Large | 623.0583 | Pacific
95358 | 0.055202 | Modesto | 0 | CA | 2010 | 6636 | 1488300.1072 | 82108.2 | 123362100 | 6431 | 1018042.929 | 6410 | 368460.0352 | 5369 | 248315.8812 | 40494.5 | 60115500 | 170 | 169361.9755 | 170 | 114359.508 | 170 | 107587.7584 | 12789.4 | 19395800 | 35 | 300895.2028 | 35 | 258343.6419 | 35 | 254100.1525 | 28824.3 | 43850800 | 224.2767 | 96.91% | 68.4% | 2.562% | 11.38% | 0.5274% | 20.22% | 99.67% | 36.19% | 83.49% | 24.39% | 100% | 67.52% | 100% | 63.53% | 100% | 85.86% | 100% | 84.45% | Suburb Large | 357.8492 | Pacific
95397 | 1 | Modesto | 0 | CA | 2010 | 10 | 1318.2394 | 30.8806 | 46100.5 | 10 | 1318.2394 | 10 | 387.7217 | 7 | 173.2429 | 30.8806 | 46100.5 | 0 | 0 | 0 | 0 | 0 | 0 | 0 | 0 | 0 | 0 | 0 | 0 | 0 | 0 | 0 | 0 | 131.8239 | 100% | 100% | 0% | 0% | 0% | 0% | 100% | 29.41% | 70% | 13.14% | #DIV/0! | #DIV/0! | #DIV/0! | #DIV/0! | #DIV/0! | #DIV/0! | #DIV/0! | #DIV/0! | Suburb Large | 3274.9779 | Pacific
95605 | 0.99978 | Sacramento | 0 | CA | 2012 | 4000 | 1158750.8949 | 67171.14 | 100651500 | 3782 | 589256.5137 | 3706 | 206361.8618 | 2938 | 154219.5899 | 22124.4 | 32945400 | 135 | 127258.4741 | 135 | 70024.9821 | 133 | 63587.3472 | 7913.54 | 11824500 | 83 | 442235.9071 | 83 | 337594.6107 | 83 | 326437.1251 | 37133.2 | 55881600 | 289.6877 | 94.55% | 50.85% | 3.375% | 10.98% | 2.075% | 38.16% | 97.99% | 35.02% | 77.68% | 26.17% | 100% | 55.03% | 98.52% | 49.97% | 100% | 76.34% | 100% | 73.82% | Suburb Large | 1800.9553 | Pacific
95612 | 0.1331 | Sacramento | 0 | CA | 2012 | 114 | 26587.3377 | 1187.453 | 1749808 | 100 | 18265.0357 | 96 | 5912.5393 | 73 | 4456.3935 | 684.844 | 1002470 | 14 | 8322.302 | 14 | 3639.3925 | 14 | 3262.358 | 502.609 | 747338 | 0 | 0 | 0 | 0 | 0 | 0 | 0 | 0 | 233.2223 | 87.72% | 68.7% | 12.28% | 31.3% | 0% | 0% | 96% | 32.37% | 73% | 24.4% | 100% | 43.73% | 100% | 39.2% | #DIV/0! | #DIV/0! | #DIV/0! | #DIV/0! | Rural Distant | 40.9359 | Pacific
95624 | 0.020695 | Sacramento | 0 | CA | 2012 | 1616 | 410135.0111 | 20481.93 | 30406030 | 1552 | 309291.8628 | 1552 | 103891.834 | 1466 | 75786.1068 | 13350.8 | 19739900 | 59 | 56043.6357 | 59 | 28872.236 | 59 | 24887.5134 | 3291.67 | 4894100 | 5 | 44799.5126 | 5 | 34461.1592 | 5 | 33287.058 | 3839.46 | 5772030 | 253.7964 | 96.04% | 75.41% | 3.651% | 13.66% | 0.3094% | 10.92% | 100% | 33.59% | 94.46% | 24.5% | 100% | 51.52% | 100% | 44.41% | 100% | 76.92% | 100% | 74.3% | Suburb Large | 1446.0867 | Pacific
95652 | 1 | Sacramento | 0 | CA | 2012 | 528 | 917666.7935 | 73930.82 | 110431730 | 350 | 59560.7198 | 339 | 27096.9176 | 268 | 22276.3936 | 2804.17 | 4188930 | 124 | 138557.872 | 124 | 71229.1535 | 123 | 66365.1455 | 8959.75 | 13340800 | 54 | 719548.2017 | 54 | 550724.4581 | 54 | 535963.4402 | 62166.9 | 92902000 | 1738.0053 | 66.29% | 6.49% | 23.48% | 15.1% | 10.23% | 78.41% | 96.86% | 45.49% | 76.57% | 37.4% | 100% | 51.41% | 99.19% | 47.9% | 100% | 76.54% | 100% | 74.49% | Suburb Large | 1004.0336 | Pacific
95655 | 0.9996 | Sacramento | 0 | CA | 2012 | 1560 | 513311.3464 | 31968.16 | 47523520 | 1455 | 285362.1858 | 1451 | 105622.981 | 1418 | 83700.9441 | 13875.4 | 20346500 | 73 | 81208.4476 | 73 | 54019.5664 | 73 | 51215.1191 | 6088.86 | 9126920 | 32 | 146740.713 | 32 | 107416.0798 | 32 | 103942.5405 | 12003.9 | 18050100 | 329.0457 | 93.27% | 55.59% | 4.679% | 15.82% | 2.051% | 28.59% | 99.73% | 37.01% | 97.46% | 29.33% | 100% | 66.52% | 100% | 63.07% | 100% | 73.2% | 100% | 70.83% | City Small | 473.6314 | Pacific
95660 | 0.90341 | Sacramento | 0 | CA | 2012 | 8894 | 2109103.4621 | 106876.5 | 159279700 | 8478 | 1431913.0533 | 8442 | 492965.5253 | 6956 | 351379.5034 | 51527.5 | 76406100 | 341 | 296127.2803 | 341 | 184131.0882 | 338 | 172217.7424 | 20840 | 31163700 | 75 | 381063.1286 | 75 | 311248.9082 | 75 | 304368.7161 | 34509 | 51709900 | 237.1378 | 95.32% | 67.89% | 3.834% | 14.04% | 0.8433% | 18.07% | 99.58% | 34.43% | 82.05% | 24.54% | 100% | 62.18% | 99.12% | 58.16% | 100% | 81.68% | 100% | 79.87% | Suburb Large | 4029.4078 | Pacific
95670 | 0.21258 | Sacramento | 0 | CA | 2012 | 3392 | 925754.7053 | 46647.75 | 69341700 | 3176 | 638692.0028 | 3161 | 223740.9051 | 2852 | 168062.4675 | 27612.7 | 40835300 | 186 | 139079.45 | 186 | 62734.0063 | 185 | 52840.1832 | 7000.45 | 10394400 | 30 | 147983.2525 | 30 | 109978.0473 | 30 | 106320.8043 | 12034.6 | 18112000 | 272.923 | 93.63% | 68.99% | 5.483% | 15.02% | 0.8844% | 15.99% | 99.53% | 35.03% | 89.8% | 26.31% | 100% | 45.11% | 99.46% | 37.99% | 100% | 74.32% | 100% | 71.85% | City Small | 3755.0737 | Pacific
95673 | 0.91667 | Sacramento | 0 | CA | 2012 | 6686 | 1307487.6874 | 52319.47 | 77838200 | 6484 | 1079601.1694 | 6400 | 348682.9428 | 4980 | 237111.5611 | 36695.9 | 54568200 | 188 | 141430.4744 | 188 | 73420.2111 | 186 | 63536.1803 | 8178.55 | 12121500 | 14 | 86456.0437 | 14 | 65890.7865 | 14 | 63619.4291 | 7445.02 | 11148500 | 195.556 | 96.98% | 82.57% | 2.812% | 10.82% | 0.2094% | 6.612% | 98.7% | 32.3% | 76.8% | 21.96% | 100% | 51.91% | 98.94% | 44.92% | 100% | 76.21% | 100% | 73.59% | Suburb Large | 1169.6362 | Pacific
95691 | 0.54208 | Sacramento | 0 | CA | 2012 | 12792 | 4062612.6011 | 243905.2 | 364601500 | 12015 | 2121020.7071 | 11780 | 686301.7209 | 9635 | 475164.4968 | 78380 | 115961000 | 579 | 541264.4052 | 579 | 319545.7903 | 577 | 293743.5126 | 36175.2 | 54073500 | 198 | 1400327.4888 | 198 | 1152229.6825 | 198 | 1131272.2056 | 129350 | 194567000 | 317.5901 | 93.93% | 52.21% | 4.526% | 13.32% | 1.548% | 34.47% | 98.04% | 32.36% | 80.19% | 22.4% | 100% | 59.04% | 99.65% | 54.27% | 100% | 82.28% | 100% | 80.79% | Suburb Large | 753.6251 | Pacific
95742 | 0.10249 | Sacramento | 0 | CA | 2012 | 2100 | 665073.0855 | 33259.26 | 49733040 | 1900 | 417017.4488 | 1805 | 106424.2465 | 1273 | 69545.8636 | 11704 | 17295300 | 182 | 188657.2265 | 182 | 145896.1967 | 182 | 141249.3877 | 15963.6 | 24027000 | 18 | 59398.4101 | 18 | 50257.8378 | 18 | 49450.4584 | 5591.66 | 8410740 | 316.7015 | 90.48% | 62.7% | 8.667% | 28.37% | 0.8571% | 8.931% | 95% | 25.52% | 67% | 16.68% | 100% | 77.33% | 100% | 74.87% | 100% | 84.61% | 100% | 83.25% | City Small | 265.4515 | Pacific
95758 | 0.097911 | Sacramento | 0 | CA | 2012 | 502 | 143378.9407 | 7503.69 | 11215630 | 450 | 76042.2337 | 439 | 26858.2081 | 379 | 18867.2527 | 2988.89 | 4432770 | 47 | 42312.3493 | 47 | 24536.1564 | 47 | 22007.9446 | 2636.68 | 3955660 | 5 | 25024.3577 | 5 | 17132.574 | 5 | 16285.119 | 1878.12 | 2827200 | 285.6154 | 89.64% | 53.04% | 9.363% | 29.51% | 0.996% | 17.45% | 97.56% | 35.32% | 84.22% | 24.81% | 100% | 57.99% | 100% | 52.01% | 100% | 68.46% | 100% | 65.08% | Suburb Large | 3551.947 | Pacific
95811 | 0.99969 | Sacramento | Sacramento, CA | CA | 2012 | 2050 | 1288403.1614 | 82738.88 | 123494840 | 1586 | 228146.6751 | 1450 | 56648.3239 | 800 | 40916.669 | 5846.88 | 8625440 | 347 | 363904.5535 | 346 | 193280.8819 | 341 | 175740.636 | 21395.2 | 31849700 | 117 | 696351.9327 | 117 | 490484.4296 | 117 | 469447.0471 | 55496.8 | 83019700 | 628.4893 | 77.37% | 17.71% | 16.93% | 28.24% | 5.707% | 54.05% | 91.42% | 24.83% | 50.44% | 17.93% | 99.71% | 53.11% | 98.27% | 48.29% | 100% | 70.44% | 100% | 67.42% | City Large | 3152.8054 | Pacific
95814 | 0.99103 | Sacramento | Sacramento, CA | CA | 2012 | 1009 | 936706.2272 | 43442.09 | 64884850 | 693 | 107919.1644 | 640 | 27734.749 | 374 | 20007.4963 | 2775.49 | 4114250 | 207 | 217207.529 | 206 | 94398.0987 | 204 | 83734.8428 | 10207.4 | 15182600 | 109 | 611579.5338 | 108 | 282074.7067 | 107 | 257061.638 | 30459.2 | 45588000 | 928.3511 | 68.68% | 11.52% | 20.52% | 23.19% | 10.8% | 65.29% | 92.35% | 25.7% | 53.97% | 18.54% | 99.52% | 43.46% | 98.55% | 38.55% | 99.08% | 46.12% | 98.17% | 42.03% | City Large | 6070.375 | Pacific
95815 | 1 | Sacramento | Sacramento, CA | CA | 2012 | 8088 | 2288274.0361 | 126329.8 | 189453400 | 7480 | 1044326.5701 | 7224 | 303194.6895 | 4713 | 206000.7159 | 31047.2 | 46455200 | 486 | 517524.1888 | 486 | 320323.1107 | 483 | 298710.6912 | 35956.2 | 53859600 | 122 | 726423.2771 | 122 | 525554.602 | 122 | 507106.1478 | 59326.4 | 89138600 | 282.9221 | 92.48% | 45.64% | 6.009% | 22.62% | 1.508% | 31.75% | 96.58% | 29.03% | 63.01% | 19.73% | 100% | 61.9% | 99.38% | 57.72% | 100% | 72.35% | 100% | 69.81% | City Large | 3768.7865 | Pacific
95816 | 0.99994 | Sacramento | Sacramento, CA | CA | 2012 | 5212 | 1085625.5615 | 38350.6 | 56984100 | 4928 | 673648.115 | 4484 | 139809.6217 | 2420 | 88894.5234 | 13844.6 | 20429300 | 247 | 235599.2869 | 247 | 119700.9232 | 244 | 106973.2535 | 12966.3 | 19297700 | 37 | 176378.1595 | 37 | 103750.8218 | 37 | 96428.4008 | 11539.7 | 17257100 | 208.2935 | 94.55% | 62.05% | 4.739% | 21.7% | 0.7099% | 16.25% | 90.99% | 20.75% | 49.11% | 13.2% | 100% | 50.81% | 98.79% | 45.4% | 100% | 58.82% | 100% | 54.67% | City Large | 6084.9487 | Pacific
95817 | 0.99976 | Sacramento | Sacramento, CA | CA | 2012 | 5139 | 1002649.1161 | 37290.14 | 55801400 | 4956 | 633216.5591 | 4710 | 142413.647 | 2616 | 87853.5291 | 14396.7 | 21499300 | 148 | 134861.4618 | 148 | 68826.5239 | 146 | 61720.0825 | 7697.64 | 11472700 | 35 | 234571.0952 | 35 | 138605.9621 | 35 | 129119.2285 | 15195.8 | 22829400 | 195.1059 | 96.44% | 63.15% | 2.88% | 13.45% | 0.6811% | 23.4% | 95.04% | 22.49% | 52.78% | 13.87% | 100% | 51.03% | 98.65% | 45.77% | 100% | 59.09% | 100% | 55.04% | City Large | 5786.6966 | Pacific
95818 | 0.99988 | Sacramento | Sacramento, CA | CA | 2012 | 8316 | 1485705.1189 | 45793.5 | 68243200 | 8029 | 1089695.0019 | 7367 | 205559.556 | 3645 | 120940.6181 | 19649.6 | 29200100 | 247 | 207298.8181 | 247 | 108979.4577 | 244 | 98764.9591 | 12166.4 | 18139100 | 40 | 188711.299 | 40 | 123323.0655 | 40 | 116635.5361 | 13977.5 | 20904000 | 178.6562 | 96.55% | 73.35% | 2.97% | 13.95% | 0.481% | 12.7% | 91.75% | 18.86% | 45.4% | 11.1% | 100% | 52.57% | 98.79% | 47.64% | 100% | 65.35% | 100% | 61.81% | City Large | 4778.4714 | Pacific
95819 | 1 | Sacramento | Sacramento, CA | CA | 2012 | 8132 | 1557676.7673 | 51379.91 | 76419900 | 7941 | 1187947.0346 | 7602 | 268809.8165 | 4549 | 160431.0943 | 26550.5 | 39258500 | 152 | 150888.1099 | 152 | 86577.3192 | 149 | 79460.8173 | 9561.91 | 14285700 | 39 | 218841.6228 | 39 | 135587.9206 | 39 | 126975.8932 | 15267.5 | 22875700 | 191.549 | 97.65% | 76.26% | 1.869% | 9.687% | 0.4796% | 14.05% | 95.73% | 22.63% | 57.28% | 13.5% | 100% | 57.38% | 98.03% | 52.66% | 100% | 61.96% | 100% | 58.02% | City Large | 4751.0781 | Pacific
95820 | 1 | Sacramento | Sacramento, CA | CA | 2012 | 13372 | 2352132.5326 | 86894.7 | 130444000 | 13024 | 1849324.1302 | 12765 | 516643.1686 | 8496 | 316318.3309 | 50180.8 | 75321700 | 302 | 280939.6133 | 302 | 167380.351 | 302 | 154863.291 | 18853.4 | 28292900 | 46 | 221868.7891 | 46 | 159985.4289 | 46 | 152502.2199 | 17860.5 | 26829400 | 175.8998 | 97.4% | 78.62% | 2.258% | 11.94% | 0.344% | 9.433% | 98.01% | 27.94% | 65.23% | 17.1% | 100% | 59.58% | 100% | 55.12% | 100% | 72.11% | 100% | 68.74% | City Large | 6667.0667 | Pacific
95821 | 0.78065 | Sacramento | 0 | CA | 2012 | 7940 | 2215808.5346 | 89307.6 | 133810700 | 7425 | 1462719.4185 | 7330 | 409552.1628 | 5505 | 277610.2592 | 42006.3 | 62832500 | 444 | 386174.0329 | 444 | 180768.0192 | 443 | 157944.3514 | 20068.5 | 30082100 | 71 | 366915.0833 | 71 | 246050.6751 | 71 | 231499.1048 | 27232.8 | 40896100 | 279.0691 | 93.51% | 66.01% | 5.592% | 17.43% | 0.8942% | 16.56% | 98.72% | 28% | 74.14% | 18.98% | 100% | 46.81% | 99.77% | 40.9% | 100% | 67.06% | 100% | 63.09% | Suburb Large | 5289.5101 | Pacific
95822 | 0.99997 | Sacramento | Sacramento, CA | CA | 2012 | 15183 | 3506228.1045 | 133480.9 | 199441000 | 14692 | 2830650.4433 | 14550 | 831917.0718 | 11794 | 541483.9095 | 86541.8 | 129055000 | 435 | 384419.3361 | 435 | 226627.9823 | 429 | 209068.1456 | 25186.4 | 37779500 | 56 | 291158.3251 | 56 | 195941.1068 | 56 | 183714.5438 | 21752.7 | 32606500 | 230.9312 | 96.77% | 80.73% | 2.865% | 10.96% | 0.3688% | 8.304% | 99.03% | 29.39% | 80.27% | 19.13% | 100% | 58.95% | 98.62% | 54.39% | 100% | 67.3% | 100% | 63.1% | City Large | 5040.6416 | Pacific
95823 | 0.94803 | Sacramento | Sacramento, CA | CA | 2012 | 17718 | 4351071.3387 | 199781.4 | 297400000 | 16950 | 3157239.5371 | 16900 | 1031426.7471 | 14756 | 701050.5084 | 112501 | 166303000 | 667 | 598589.7907 | 667 | 352105.2691 | 657 | 324806.9705 | 39240.6 | 58843700 | 101 | 595242.0109 | 101 | 435470.753 | 101 | 416286.5221 | 48039.8 | 72253300 | 245.5735 | 95.67% | 72.56% | 3.765% | 13.76% | 0.57% | 13.68% | 99.71% | 32.67% | 87.06% | 22.2% | 100% | 58.82% | 98.5% | 54.26% | 100% | 73.16% | 100% | 69.94% | Suburb Large | 6653.9876 | Pacific
95824 | 0.99994 | Sacramento | Sacramento, CA | CA | 2012 | 8009 | 1716831.0897 | 79732.6 | 119810600 | 7764 | 1218167.018 | 7708 | 393901.7419 | 5938 | 259983.3673 | 39702.8 | 59581000 | 204 | 183302.437 | 204 | 115238.7216 | 201 | 107524.9708 | 12888.6 | 19379700 | 41 | 315361.6348 | 41 | 241507.722 | 41 | 233335.689 | 27141.2 | 40849900 | 214.3627 | 96.94% | 70.95% | 2.547% | 10.68% | 0.5119% | 18.37% | 99.28% | 32.34% | 76.48% | 21.34% | 100% | 62.87% | 98.53% | 58.66% | 100% | 76.58% | 100% | 73.99% | City Large | 7590.6921 | Pacific
95825 | 1 | Sacramento | 0 | CA | 2012 | 6509 | 2382529.7282 | 108685 | 163095100 | 5452 | 1064291.2447 | 5293 | 298627.3316 | 3828 | 214944.847 | 30418.6 | 45642400 | 946 | 806687.3041 | 944 | 379106.1707 | 899 | 336620.4224 | 41484.5 | 62215400 | 111 | 511551.1793 | 111 | 330488.747 | 111 | 311831.4204 | 36781.9 | 55237300 | 366.0362 | 83.76% | 44.67% | 14.53% | 33.86% | 1.705% | 21.47% | 97.08% | 28.06% | 70.21% | 20.2% | 99.79% | 47% | 95.03% | 41.73% | 100% | 64.61% | 100% | 60.96% | Suburb Large | 5718.8199 | Pacific
95826 | 0.62851 | Sacramento | 0 | CA | 2012 | 6029 | 2335961.7142 | 135062.1 | 202506600 | 5437 | 1061587.3764 | 5343 | 319303.1172 | 4312 | 219650.2976 | 32348 | 48136800 | 467 | 509398.0452 | 467 | 327553.3521 | 462 | 309983.2953 | 36213.9 | 54421000 | 125 | 764976.2926 | 125 | 595857.2038 | 125 | 580912.7475 | 66500.2 | 99948800 | 387.4543 | 90.18% | 45.45% | 7.746% | 21.81% | 2.073% | 32.75% | 98.27% | 30.08% | 79.31% | 20.69% | 100% | 64.3% | 98.93% | 60.85% | 100% | 77.89% | 100% | 75.94% | City Large | 3138.6379 | Pacific
95827 | 0.53942 | Sacramento | 0 | CA | 2012 | 3104 | 855670.8115 | 45704.1 | 68400500 | 2911 | 528305.8036 | 2902 | 174756.6751 | 2504 | 121790.7207 | 18790.3 | 27899300 | 157 | 171986.0249 | 157 | 114763.5719 | 156 | 109466.5469 | 12568.8 | 18897600 | 36 | 155378.983 | 36 | 129245.3717 | 36 | 127368.9517 | 14345 | 21603600 | 275.6671 | 93.78% | 61.74% | 5.058% | 20.1% | 1.16% | 18.16% | 99.69% | 33.08% | 86.02% | 23.05% | 100% | 66.73% | 99.36% | 63.65% | 100% | 83.18% | 100% | 81.97% | City Large | 2200.3203 | Pacific
95828 | 1 | Sacramento | 0 | CA | 2012 | 17963 | 5138294.5085 | 286272.1 | 428655700 | 17209 | 3274083.9813 | 17165 | 1096962.8609 | 15179 | 754413.5739 | 119789 | 178239000 | 573 | 577989.271 | 573 | 385522.8859 | 570 | 364857.6948 | 42710.1 | 64080700 | 181 | 1286221.2563 | 181 | 1100137.3237 | 181 | 1086187.8779 | 123773 | 186336000 | 286.0488 | 95.8% | 63.72% | 3.19% | 11.25% | 1.008% | 25.03% | 99.74% | 33.5% | 88.2% | 23.04% | 100% | 66.7% | 99.48% | 63.13% | 100% | 85.53% | 100% | 84.45% | Suburb Large | 4616.8367 | Pacific
95829 | 0.089818 | Sacramento | 0 | CA | 2012 | 304 | 83457.4829 | 4620.602 | 6879130 | 283 | 50209.478 | 283 | 17014.2192 | 225 | 11872.7174 | 1917.16 | 2832640 | 17 | 13363.4793 | 17 | 7871.6072 | 17 | 7021.4402 | 864.172 | 1297810 | 4 | 19884.5255 | 4 | 16227.2426 | 4 | 15969.6222 | 1839.27 | 2748680 | 274.5312 | 93.09% | 60.16% | 5.592% | 16.01% | 1.316% | 23.83% | 100% | 33.89% | 79.51% | 23.65% | 100% | 58.9% | 100% | 52.54% | 100% | 81.61% | 100% | 80.31% | Suburb Large | 1130.4589 | Pacific
95830 | 0.28811 | Sacramento | 0 | CA | 2012 | 137 | 27007.0343 | 1014.479 | 1509938 | 133 | 19407.2844 | 126 | 7078.4854 | 91 | 4953.6129 | 709.795 | 1053110 | 3 | 2120.3264 | 3 | 1148.1464 | 3 | 1078.5267 | 148.591 | 221450 | 1 | 5479.4235 | 1 | 1472.3921 | 1 | 1293.4143 | 156.093 | 235378 | 197.1316 | 97.08% | 71.86% | 2.19% | 7.851% | 0.7299% | 20.29% | 94.74% | 36.47% | 68.42% | 25.52% | 100% | 54.15% | 100% | 50.87% | 100% | 26.87% | 100% | 23.6% | Suburb Large | 338.7208 | Pacific
95831 | 1 | Sacramento | Sacramento, CA | CA | 2012 | 13638 | 3743861.7529 | 131673.31 | 194583700 | 13207 | 3320930.2232 | 13059 | 938704.6166 | 11185 | 652730.4506 | 109674 | 161765000 | 405 | 280209.2372 | 405 | 106008.548 | 396 | 87909.1486 | 12556 | 18652400 | 26 | 142722.2925 | 26 | 85680.425 | 26 | 78719.4078 | 9443.31 | 14166300 | 274.5169 | 96.84% | 88.7% | 2.97% | 7.484% | 0.1906% | 3.812% | 98.88% | 28.27% | 84.69% | 19.66% | 100% | 37.83% | 97.78% | 31.37% | 100% | 60.03% | 100% | 55.16% | City Large | 5609.0598 | Pacific
95832 | 0.44493 | Sacramento | 0 | CA | 2012 | 2812 | 617663.0927 | 25764.78 | 38382960 | 2752 | 513294.5312 | 2746 | 167386.3164 | 2420 | 113943.5288 | 19007.8 | 28269700 | 45 | 43572.2148 | 45 | 22490.403 | 42 | 20087.184 | 2611.82 | 3895090 | 15 | 60796.3467 | 15 | 37070.904 | 15 | 34068.4807 | 4145.16 | 6218170 | 219.6526 | 97.87% | 83.1% | 1.6% | 7.054% | 0.5334% | 9.843% | 99.78% | 32.61% | 87.94% | 22.2% | 100% | 51.62% | 93.33% | 46.1% | 100% | 60.98% | 100% | 56.04% | City Large | 1645.2923 | Pacific
95833 | 1 | Sacramento | Sacramento, CA | CA | 2012 | 10398 | 2301407.2444 | 77745.4 | 114929500 | 9928 | 1771834.7412 | 9758 | 470392.8862 | 7091 | 312209.8568 | 51151.4 | 75370600 | 417 | 333164.4507 | 417 | 116744.9942 | 386 | 96920.922 | 13286.8 | 19672000 | 53 | 196408.0525 | 53 | 120572.013 | 53 | 112329.8266 | 13307.2 | 19886900 | 221.3317 | 95.48% | 76.99% | 4.01% | 14.48% | 0.5097% | 8.534% | 98.29% | 26.55% | 71.42% | 17.62% | 100% | 35.04% | 92.57% | 29.09% | 100% | 61.39% | 100% | 57.19% | Rural Fringe | 4097.0671 | Pacific
95834 | 1 | Sacramento | Sacramento, CA | CA | 2012 | 7011 | 2790829.0841 | 181782.5 | 270478700 | 6287 | 1112251.479 | 6244 | 355953.5222 | 5044 | 248359.6502 | 42299.7 | 61864200 | 549 | 472179.3284 | 549 | 250432.7065 | 545 | 222176.258 | 28157.8 | 41845500 | 175 | 1206398.2767 | 175 | 1000699.2615 | 175 | 984260.4889 | 111325 | 166769000 | 398.0643 | 89.67% | 39.85% | 7.831% | 16.92% | 2.496% | 43.23% | 99.32% | 32% | 80.23% | 22.33% | 100% | 53.04% | 99.27% | 47.05% | 100% | 82.95% | 100% | 81.59% | Rural Fringe | 2548.4367 | Pacific
95835 | 0.99647 | Sacramento | Sacramento, CA | CA | 2012 | 11003 | 2501379.4164 | 103011.24 | 150837190 | 10672 | 2204797.9369 | 10668 | 722237.9726 | 9771 | 489797.567 | 87540.4 | 128060000 | 321 | 231475.5638 | 321 | 86655.4357 | 320 | 67302.1167 | 10838.8 | 15866700 | 10 | 65105.9157 | 10 | 40228.5915 | 10 | 37427.5089 | 4632.04 | 6910490 | 227.3361 | 96.99% | 88.14% | 2.917% | 9.254% | 0.09088% | 2.603% | 99.96% | 32.76% | 91.56% | 22.22% | 100% | 37.44% | 99.69% | 29.08% | 100% | 61.79% | 100% | 57.49% | Rural Fringe | 2655.354 | Pacific
95837 | 0.22547 | Sacramento | 0 | CA | 2012 | 15 | 12776.0739 | 1064.4279 | 1594105 | 8 | 1687.7701 | 8 | 899.5345 | 6 | 816.0023 | 95.2659 | 142290 | 5 | 4464.6825 | 5 | 3113.3397 | 5 | 2833.6904 | 326.791 | 489378 | 2 | 6623.6213 | 2 | 5824.1365 | 2 | 5727.1712 | 642.371 | 962437 | 851.7383 | 53.33% | 13.21% | 33.33% | 34.95% | 13.33% | 51.84% | 100% | 53.3% | 75% | 48.35% | 100% | 69.73% | 100% | 63.47% | 100% | 87.93% | 100% | 86.47% | Rural Fringe | 193.5208 | Pacific
95838 | 1 | Sacramento | Sacramento, CA | CA | 2012 | 11124 | 2447276.3799 | 120310.8 | 179520400 | 10787 | 1681207.4725 | 10663 | 506657.3216 | 7828 | 327702.0969 | 52553.5 | 78051300 | 236 | 226729.4871 | 236 | 148533.3335 | 234 | 140071.9597 | 16544 | 24724300 | 101 | 539339.4203 | 101 | 458396.6777 | 101 | 452134.333 | 51213.3 | 76744800 | 219.9997 | 96.97% | 68.7% | 2.122% | 9.265% | 0.9079% | 22.04% | 98.85% | 30.14% | 72.57% | 19.49% | 100% | 65.51% | 99.15% | 61.78% | 100% | 84.99% | 100% | 83.83% | Suburb Large | 4041.4308 | Pacific
95841 | 0.10046 | Sacramento | 0 | CA | 2012 | 209 | 46693.1931 | 1504.102 | 2216241 | 201 | 41417.9007 | 198 | 11303.4154 | 138 | 7996.921 | 1276.59 | 1882530 | 8 | 5275.2924 | 8 | 2026.1844 | 8 | 1562.2897 | 227.512 | 333711 | 0 | 0 | 0 | 0 | 0 | 0 | 0 | 0 | 223.4124 | 96.17% | 88.7% | 3.828% | 11.3% | 0% | 0% | 98.51% | 27.29% | 68.66% | 19.31% | 100% | 38.41% | 100% | 29.62% | #DIV/0! | #DIV/0! | #DIV/0! | #DIV/0! | Suburb Large | 4694.8407 | Pacific
95842 | 0.035546 | Sacramento | 0 | CA | 2012 | 156 | 60366.3265 | 3723.855 | 5544883 | 116 | 16705.414 | 115 | 5313.3073 | 71 | 3611.3541 | 554.895 | 821703 | 36 | 31980.894 | 36 | 17997.6174 | 36 | 16596.6281 | 2085.18 | 3098630 | 4 | 11680.0184 | 4 | 9970.3891 | 4 | 9667.191 | 1083.78 | 1624550 | 386.9636 | 74.36% | 27.67% | 23.08% | 52.98% | 2.564% | 19.35% | 99.14% | 31.81% | 61.21% | 21.62% | 100% | 56.28% | 100% | 51.9% | 100% | 85.36% | 100% | 82.77% | Suburb Large | 7760.7718 | Pacific
95864 | 0.70314 | Sacramento | 0 | CA | 2012 | 7090 | 1874839.0146 | 54837.32 | 81375320 | 6523 | 1447239.5531 | 6378 | 365279.4212 | 4637 | 238703.3024 | 38523.2 | 57100700 | 549 | 349816.5711 | 549 | 103240.5711 | 510 | 78501.4609 | 11774.8 | 17478300 | 18 | 77782.8904 | 18 | 40561.2867 | 18 | 37098.1643 | 4539.32 | 6796320 | 264.4343 | 92% | 77.19% | 7.743% | 18.66% | 0.2539% | 4.149% | 97.78% | 25.24% | 71.09% | 16.49% | 100% | 29.51% | 92.9% | 22.44% | 100% | 52.15% | 100% | 47.69% | Suburb Large | 3687.5848 | Pacific
97005 | 0.99964 | Portland | 0 | OR | 2012 | 6230 | 2316745.1659 | 170048.2 | 188465200 | 5565 | 988316.357 | 5466 | 409421.447 | 4906 | 327463.2774 | 53276.8 | 57556900 | 529 | 475493.4649 | 529 | 307766.3607 | 528 | 287632.0693 | 37687.1 | 41652500 | 136 | 852935.3441 | 136 | 703764.7521 | 136 | 682389.7305 | 79084.3 | 89255800 | 371.8692 | 89.33% | 42.66% | 8.491% | 20.52% | 2.183% | 36.82% | 98.22% | 41.43% | 88.16% | 33.13% | 100% | 64.73% | 99.81% | 60.49% | 100% | 82.51% | 100% | 80% | Suburb Large | 4617.8607 | Pacific
97006 | 0.14158 | Portland | 0 | OR | 2012 | 1612 | 578013.8186 | 39213.39 | 43215760 | 1496 | 295728.6396 | 1473 | 115730.4148 | 1340 | 91160.3449 | 15661.5 | 16795600 | 79 | 71008.473 | 79 | 39536.534 | 79 | 34973.835 | 5055.49 | 5548760 | 37 | 211276.706 | 37 | 166256.0606 | 37 | 158951.5904 | 18496.4 | 20871400 | 358.5694 | 92.8% | 51.16% | 4.901% | 12.28% | 2.295% | 36.55% | 98.46% | 39.13% | 89.57% | 30.83% | 100% | 55.68% | 100% | 49.25% | 100% | 78.69% | 100% | 75.23% | Suburb Large | 5375.172 | Pacific
97007 | 0.037554 | Portland | 0 | OR | 2012 | 1638 | 362421.4093 | 18280.84 | 19569640 | 1581 | 300615.2085 | 1496 | 99390.3161 | 1306 | 76961.2137 | 13735.7 | 14674800 | 51 | 35697.9917 | 51 | 16879.6068 | 51 | 14800.7052 | 2325.91 | 2502110 | 6 | 26108.209 | 6 | 16409.0867 | 6 | 15473.2104 | 2219.23 | 2392730 | 221.2585 | 96.52% | 82.95% | 3.114% | 9.85% | 0.3663% | 7.204% | 94.62% | 33.06% | 82.61% | 25.6% | 100% | 47.28% | 100% | 41.46% | 100% | 62.85% | 100% | 59.27% | Suburb Large | 2758.8542 | Pacific
97008 | 0.53906 | Portland | 0 | OR | 2012 | 4570 | 1146089.0992 | 68382.5 | 74561100 | 4336 | 847498.6092 | 4195 | 322905.9047 | 3776 | 260794.7071 | 43481.4 | 46833700 | 208 | 176580.8021 | 207 | 111949.0513 | 204 | 103612.6254 | 13646.9 | 15049400 | 26 | 122009.6878 | 26 | 98035.1184 | 26 | 95717.1069 | 11254.2 | 12678000 | 250.7854 | 94.88% | 73.95% | 4.551% | 15.41% | 0.5689% | 10.65% | 96.75% | 38.1% | 87.08% | 30.77% | 99.52% | 63.4% | 98.08% | 58.68% | 100% | 80.35% | 100% | 78.45% | Suburb Large | 5708.0254 | Pacific
97086 | 0.055332 | Portland | 0 | OR | 2012 | 453 | 91180.2859 | 5565.891 | 5833610 | 427 | 74906.2556 | 425 | 33094.4928 | 396 | 26089.4855 | 4572.9 | 4784560 | 26 | 16274.0302 | 26 | 7362.2349 | 26 | 6179.5074 | 992.991 | 1049050 | 0 | 0 | 0 | 0 | 0 | 0 | 0 | 0 | 201.281 | 94.26% | 82.15% | 5.74% | 17.85% | 0% | 0% | 99.53% | 44.18% | 92.74% | 34.83% | 100% | 45.24% | 100% | 37.97% | #DIV/0! | #DIV/0! | #DIV/0! | #DIV/0! | Suburb Large | 2519.5719 | Pacific
97201 | 1 | Portland | Portland, OR | OR | 2012 | 2080 | 785818.3294 | 38748.59 | 42251200 | 1838 | 310917.6431 | 1773 | 96665.0153 | 1384 | 68421.0653 | 11604.4 | 12329600 | 183 | 162130.6408 | 183 | 83748.1843 | 182 | 74284.3449 | 9301.49 | 10207800 | 59 | 312770.0455 | 59 | 163947.8883 | 59 | 149039.0728 | 17842.7 | 19713800 | 377.7973 | 88.37% | 39.57% | 8.798% | 20.63% | 2.837% | 39.8% | 96.46% | 31.09% | 75.3% | 22.01% | 100% | 51.65% | 99.45% | 45.82% | 100% | 52.42% | 100% | 47.65% | City Large | 7439.8452 | Pacific
97202 | 0.97208 | Portland | Portland, OR | OR | 2012 | 13138 | 2458666.4016 | 167259 | 177947100 | 12608 | 1650992.3425 | 12488 | 713482.479 | 11109 | 558654.8608 | 97578.7 | 101785000 | 448 | 423919.1814 | 448 | 279400.024 | 448 | 263723.6098 | 34627.8 | 37557000 | 82 | 383754.8776 | 82 | 299071.291 | 82 | 290301.7116 | 35052.5 | 38605100 | 187.1416 | 95.97% | 67.15% | 3.41% | 17.24% | 0.6241% | 15.61% | 99.05% | 43.22% | 88.11% | 33.84% | 100% | 65.91% | 100% | 62.21% | 100% | 77.93% | 100% | 75.65% | City Large | 5432.9503 | Pacific
97203 | 1 | Portland | Portland, OR | OR | 2012 | 10276 | 3080826.0157 | 239543.5 | 261846500 | 9837 | 1231953.647 | 9779 | 515217.3879 | 8480 | 384805.7615 | 66238.6 | 70223900 | 290 | 268695.5948 | 290 | 168311.9914 | 290 | 156905.8153 | 20222.9 | 22140600 | 149 | 1580176.774 | 149 | 1330037.8941 | 149 | 1307771.3136 | 153082 | 169482000 | 299.8079 | 95.73% | 39.99% | 2.822% | 8.722% | 1.45% | 51.29% | 99.41% | 41.82% | 86.21% | 31.24% | 100% | 62.64% | 100% | 58.4% | 100% | 84.17% | 100% | 82.76% | City Large | 2178.9698 | Pacific
97204 | 1 | Portland | Portland, OR | OR | 2012 | 84 | 233986.441 | 10629.9757 | 11772617.2 | 6 | 1596.0929 | 6 | 582.1787 | 5 | 352 | 48.1657 | 52117.2 | 26 | 38924.2694 | 26 | 20197.9699 | 26 | 17997.3271 | 2123.9 | 2351370 | 52 | 193466.0786 | 52 | 81155.7148 | 52 | 71240.2945 | 8457.91 | 9369130 | 2785.5529 | 7.143% | 0.6821% | 30.95% | 16.64% | 61.9% | 82.68% | 100% | 36.48% | 83.33% | 22.05% | 100% | 51.89% | 100% | 46.24% | 100% | 41.95% | 100% | 36.82% | City Large | 7298.2389 | Pacific
97205 | 1 | Portland | Portland, OR | OR | 2012 | 691 | 382871.6541 | 20430.22 | 22438650 | 538 | 84243.544 | 494 | 25461.5231 | 370 | 18906.6159 | 3048.87 | 3255520 | 101 | 105018.1852 | 101 | 54820.7326 | 100 | 49584.48 | 6087.05 | 6687330 | 52 | 193609.9249 | 52 | 104777.2525 | 52 | 94691.985 | 11294.3 | 12495800 | 554.0834 | 77.86% | 22% | 14.62% | 27.43% | 7.525% | 50.57% | 91.82% | 30.22% | 68.77% | 22.44% | 100% | 52.2% | 99.01% | 47.22% | 100% | 54.12% | 100% | 48.91% | City Large | 6258.5904 | Pacific
97206 | 0.95179 | Portland | Portland, OR | OR | 2012 | 18704 | 2720746.7434 | 179053.8 | 187877200 | 18414 | 2279500.676 | 18273 | 1023247.1782 | 16535 | 808111.3029 | 141702 | 147448000 | 251 | 212890.642 | 251 | 140929.8164 | 251 | 132136.3892 | 17625.2 | 18950100 | 39 | 228355.4254 | 39 | 163043.6481 | 39 | 154832.5386 | 19726.6 | 21479100 | 145.4634 | 98.45% | 83.78% | 1.342% | 7.825% | 0.2085% | 8.393% | 99.23% | 44.89% | 89.8% | 35.45% | 100% | 66.2% | 100% | 62.07% | 100% | 71.4% | 100% | 67.8% | City Large | 7468.9696 | Pacific
97208 | 1 | Portland | Portland, OR | OR | 2012 | 1 | 22946.1274 | 1912.78 | 2127960 | 0 | 0 | 0 | 0 | 0 | 0 | 0 | 0 | 0 | 0 | 0 | 0 | 0 | 0 | 0 | 0 | 1 | 22946.1274 | 1 | 17351.84 | 1 | 16811.725 | 1912.78 | 2127960 | 22946.1274 | 0% | 0% | 0% | 0% | 100% | 100% | #DIV/0! | #DIV/0! | #DIV/0! | #DIV/0! | #DIV/0! | #DIV/0! | #DIV/0! | #DIV/0! | 100% | 75.62% | 100% | 73.27% | City Large | 14480.8938 | Pacific
97209 | 1 | Portland | Portland, OR | OR | 2012 | 684 | 833947.612 | 57917.14 | 63532960 | 344 | 68484.4564 | 343 | 30877.2684 | 305 | 25067.7491 | 3604.04 | 3876760 | 188 | 215997.187 | 188 | 130725.9845 | 188 | 120424.5385 | 14828.9 | 16265500 | 152 | 549465.9686 | 152 | 339795.1548 | 152 | 319539.0491 | 39484.2 | 43390700 | 1219.2217 | 50.29% | 8.212% | 27.49% | 25.9% | 22.22% | 65.89% | 99.71% | 45.09% | 88.66% | 36.6% | 100% | 60.52% | 100% | 55.75% | 100% | 61.84% | 100% | 58.15% | City Large | 11044.0526 | Pacific
97210 | 1 | Portland | Portland, OR | OR | 2012 | 3642 | 2012456.2606 | 161775.1 | 177381400 | 3083 | 451536.9263 | 2822 | 174546.4059 | 2215 | 138126.0156 | 21869.4 | 23203100 | 389 | 366004.0914 | 389 | 236058.7639 | 389 | 223998.1272 | 28077.7 | 30776300 | 170 | 1194915.243 | 170 | 958126.9078 | 170 | 937318.8105 | 111828 | 123402000 | 552.569 | 84.65% | 22.44% | 10.68% | 18.19% | 4.668% | 59.38% | 91.53% | 38.66% | 71.85% | 30.59% | 100% | 64.5% | 100% | 61.2% | 100% | 80.18% | 100% | 78.44% | City Large | 1377.6236 | Pacific
97211 | 1 | Portland | Portland, OR | OR | 2012 | 12942 | 2281725.1481 | 155775 | 166358700 | 12521 | 1520436.1103 | 12419 | 638096.456 | 11024 | 494598.0013 | 87112.5 | 90855300 | 330 | 302120.4218 | 330 | 207150.2793 | 330 | 195858.5073 | 25183.3 | 27383600 | 91 | 459168.616 | 91 | 382567.8847 | 91 | 374378.6995 | 43479.2 | 48119800 | 176.3039 | 96.75% | 66.64% | 2.55% | 13.24% | 0.7031% | 20.12% | 99.19% | 41.97% | 88.04% | 32.53% | 100% | 68.57% | 100% | 64.83% | 100% | 83.32% | 100% | 81.53% | City Large | 2657.9224 | Pacific
97212 | 1 | Portland | Portland, OR | OR | 2012 | 9023 | 1328001.0391 | 78887.82 | 82434220 | 8827 | 1087605.3318 | 8766 | 434741.4052 | 7702 | 324637.5513 | 59667.5 | 61573900 | 177 | 170266.8573 | 177 | 109815.5819 | 177 | 102943.0386 | 13400.7 | 14530800 | 19 | 70128.85 | 19 | 48479.3112 | 19 | 46081.4603 | 5819.62 | 6329520 | 147.1795 | 97.83% | 81.9% | 1.962% | 12.82% | 0.2106% | 5.281% | 99.31% | 39.97% | 87.26% | 29.85% | 100% | 64.5% | 100% | 60.46% | 100% | 69.13% | 100% | 65.71% | City Large | 8089.4843 | Pacific
97213 | 1 | Portland | Portland, OR | OR | 2012 | 11146 | 1806694.1351 | 119675.8 | 126106900 | 10869 | 1371961.2491 | 10808 | 599334.1266 | 9862 | 468975.0984 | 83715.3 | 86797200 | 244 | 217900.3766 | 244 | 135718.7095 | 244 | 126504.1671 | 17099.4 | 18429600 | 33 | 216832.5094 | 33 | 167118.2433 | 33 | 161752.8212 | 18861.1 | 20880100 | 162.0935 | 97.51% | 75.94% | 2.189% | 12.06% | 0.2961% | 12% | 99.44% | 43.68% | 90.74% | 34.18% | 100% | 62.28% | 100% | 58.06% | 100% | 77.07% | 100% | 74.6% | City Large | 7390.7101 | Pacific
97214 | 1 | Portland | Portland, OR | OR | 2012 | 7253 | 1709352.0793 | 120743.7 | 129628600 | 6705 | 864894.51 | 6672 | 365569.0335 | 5883 | 281120.8329 | 49136 | 51368800 | 416 | 415483.0065 | 416 | 280710.6912 | 416 | 264967.3351 | 33859.1 | 36867400 | 132 | 428974.5628 | 132 | 323478.4301 | 132 | 312030.8386 | 37748.6 | 41392400 | 235.6752 | 92.44% | 50.6% | 5.736% | 24.31% | 1.82% | 25.1% | 99.51% | 42.27% | 87.74% | 32.5% | 100% | 67.56% | 100% | 63.77% | 100% | 75.41% | 100% | 72.74% | City Large | 7812.1829 | Pacific
97215 | 1 | Portland | Portland, OR | OR | 2012 | 6336 | 977782.3602 | 60755.63 | 63686100 | 6223 | 844530.0966 | 6173 | 363559.3194 | 5599 | 283521.1902 | 50199.3 | 52274700 | 99 | 84122.6654 | 99 | 51395.5396 | 99 | 47448.6432 | 6488.75 | 6971840 | 14 | 49129.5982 | 14 | 33947.3025 | 14 | 32079.4661 | 4067.58 | 4439560 | 154.3217 | 98.22% | 86.37% | 1.562% | 8.603% | 0.221% | 5.025% | 99.2% | 43.05% | 89.97% | 33.57% | 100% | 61.1% | 100% | 56.4% | 100% | 69.1% | 100% | 65.3% | City Large | 7109.748 | Pacific
97216 | 1 | Portland | Portland, OR | OR | 2012 | 5140 | 1044483.5714 | 74217.7 | 79004900 | 4962 | 722665.0501 | 4906 | 333056.1296 | 4515 | 271530.034 | 46061.7 | 48302000 | 149 | 133219.168 | 149 | 88058.9097 | 149 | 82665.7553 | 11226.8 | 12044100 | 29 | 188599.3533 | 29 | 148684.6797 | 29 | 142851.5638 | 16929.2 | 18658800 | 203.2069 | 96.54% | 69.19% | 2.899% | 12.75% | 0.5642% | 18.06% | 98.87% | 46.09% | 90.99% | 37.57% | 100% | 66.1% | 100% | 62.05% | 100% | 78.84% | 100% | 75.74% | City Large | 6415.267 | Pacific
97217 | 1 | Portland | Portland, OR | OR | 2012 | 13636 | 3300197.8119 | 251919.3 | 271767700 | 12968 | 1528566.3756 | 12853 | 672121.6327 | 11366 | 527876.6069 | 91694.3 | 95315100 | 484 | 490566.374 | 484 | 335095.4531 | 477 | 316734.179 | 40778 | 44223600 | 184 | 1281065.0623 | 184 | 1045940.1561 | 184 | 1017300.2497 | 119447 | 132229000 | 242.021 | 95.1% | 46.32% | 3.549% | 14.86% | 1.349% | 38.82% | 99.11% | 43.97% | 87.65% | 34.53% | 100% | 68.31% | 98.55% | 64.56% | 100% | 81.65% | 100% | 79.41% | City Large | 2261.9778 | Pacific
97218 | 1 | Portland | Portland, OR | OR | 2012 | 5839 | 1556784.3939 | 113219.1 | 122111100 | 5487 | 717343.3996 | 5431 | 306553.6255 | 4685 | 241668.0756 | 40798.9 | 42477800 | 259 | 280875.1489 | 259 | 196035.43 | 257 | 186922.5485 | 23875.2 | 25961400 | 93 | 558565.8454 | 93 | 420837.5359 | 93 | 407355.6094 | 48545 | 53671900 | 266.6183 | 93.97% | 46.08% | 4.436% | 18.04% | 1.593% | 35.88% | 98.98% | 42.73% | 85.38% | 33.69% | 100% | 69.79% | 99.23% | 66.55% | 100% | 75.34% | 100% | 72.93% | City Large | 2144.1613 | Pacific
97219 | 0.38992 | Portland | Portland, OR | OR | 2012 | 7089 | 1353865.0628 | 70953.07 | 75384040 | 6889 | 1104480.2188 | 6664 | 395181.7854 | 5616 | 302090.4242 | 51950.4 | 54797400 | 174 | 140484.1218 | 173 | 80258.8373 | 172 | 73408.1317 | 10097.9 | 10927800 | 26 | 108900.7221 | 26 | 73055.6771 | 26 | 68506.6225 | 8904.77 | 9658840 | 190.9811 | 97.18% | 81.58% | 2.455% | 10.38% | 0.3668% | 8.044% | 96.73% | 35.78% | 81.52% | 27.35% | 99.43% | 57.13% | 98.85% | 52.25% | 100% | 67.08% | 100% | 62.91% | City Large | 3343.2766 | Pacific
97220 | 1 | Portland | Portland, OR | OR | 2012 | 10173 | 2565053.8254 | 187217.4 | 201649000 | 9591 | 1383560.739 | 9402 | 593638.4317 | 8407 | 477553.9686 | 81318.3 | 85215400 | 472 | 464639.6678 | 472 | 314133.2558 | 472 | 297558.25 | 38501.8 | 41768600 | 110 | 716853.4186 | 110 | 597152.6159 | 110 | 583680.1782 | 67397.3 | 74665000 | 252.1433 | 94.28% | 53.94% | 4.64% | 18.11% | 1.081% | 27.95% | 98.03% | 42.91% | 87.66% | 34.52% | 100% | 67.61% | 100% | 64.04% | 100% | 83.3% | 100% | 81.42% | City Large | 3258.8467 | Pacific
97221 | 1 | Portland | 0 | OR | 2012 | 4552 | 1052953.9673 | 51609.34 | 55141450 | 4394 | 889716.4237 | 4235 | 298543.5713 | 3587 | 230588.3355 | 39869.5 | 42473100 | 145 | 104956.4258 | 145 | 52551.4785 | 141 | 46726.1046 | 6825.73 | 7366620 | 13 | 58281.1178 | 13 | 39489.2584 | 13 | 37381.049 | 4914.11 | 5301730 | 231.3168 | 96.53% | 84.5% | 3.185% | 9.968% | 0.2856% | 5.535% | 96.38% | 33.55% | 81.63% | 25.92% | 100% | 50.07% | 97.24% | 44.52% | 100% | 67.76% | 100% | 64.14% | City Large | 3055.8074 | Pacific
97222 | 0.03367 | Portland | 0 | OR | 2012 | 470 | 96051.4819 | 6659.272 | 7112020 | 456 | 67542.5409 | 445 | 29210.1217 | 400 | 23720.0717 | 4061.77 | 4234930 | 12 | 11438.3168 | 12 | 8804.5101 | 12 | 8485.7187 | 998.062 | 1102560 | 2 | 17070.6241 | 2 | 14417.1391 | 2 | 13986.4291 | 1599.44 | 1774530 | 204.3649 | 97.02% | 70.32% | 2.553% | 11.91% | 0.4255% | 17.77% | 97.59% | 43.25% | 87.72% | 35.12% | 100% | 76.97% | 100% | 74.19% | 100% | 84.46% | 100% | 81.93% | Suburb Large | 3936.38 | Pacific
97223 | 0.16018 | Portland | 0 | OR | 2012 | 2504 | 544102.541 | 27912.76 | 30180720 | 2449 | 482390.0025 | 2368 | 173357.4905 | 2048 | 136578.6348 | 23327.8 | 25135900 | 49 | 37779.579 | 49 | 18178.8683 | 46 | 16341.3836 | 2478.16 | 2693530 | 6 | 23932.9595 | 6 | 17681.6855 | 6 | 16914.6836 | 2106.8 | 2351290 | 217.2933 | 97.8% | 88.66% | 1.957% | 6.943% | 0.2396% | 4.399% | 96.69% | 35.94% | 83.63% | 28.31% | 100% | 48.12% | 93.88% | 43.25% | 100% | 73.88% | 100% | 70.68% | Suburb Large | 4033.9281 | Pacific
97225 | 1 | Portland | 0 | OR | 2012 | 7858 | 2236194.5374 | 123868.3 | 135043400 | 7334 | 1610181.4717 | 7113 | 576202.1226 | 6283 | 447762.5831 | 75897.3 | 82290200 | 483 | 383555.0144 | 483 | 208241.403 | 483 | 186330.2423 | 27565.1 | 29948900 | 41 | 242458.0512 | 41 | 173396.6916 | 41 | 166353.6768 | 20405.9 | 22804300 | 284.5755 | 93.33% | 72.01% | 6.147% | 17.15% | 0.5218% | 10.84% | 96.99% | 35.78% | 85.67% | 27.81% | 100% | 54.29% | 100% | 48.58% | 100% | 71.52% | 100% | 68.61% | Suburb Large | 3591.3674 | Pacific
97227 | 1 | Portland | Portland, OR | OR | 2012 | 1146 | 503403.0369 | 38542.35 | 42058400 | 1001 | 124971.2386 | 992 | 53526.0535 | 842 | 42348.7414 | 6983.74 | 7418920 | 94 | 92016.0628 | 94 | 62461.3846 | 94 | 59115.5446 | 7388.91 | 8107280 | 51 | 286415.7354 | 51 | 210190.2179 | 51 | 201452.0729 | 24169.7 | 26532200 | 439.2697 | 87.35% | 24.83% | 8.202% | 18.28% | 4.45% | 56.9% | 99.1% | 42.83% | 84.12% | 33.89% | 100% | 67.88% | 100% | 64.24% | 100% | 73.39% | 100% | 70.34% | City Large | 4045.4725 | Pacific
97229 | 0.77533 | Portland | 0 | OR | 2012 | 12390 | 2943833.3206 | 176552.9 | 190438500 | 11973 | 2504429.3277 | 11830 | 985143.3766 | 11168 | 779605.096 | 142958 | 153368000 | 389 | 277094.1002 | 389 | 141911.8053 | 386 | 124984.927 | 19159.6 | 20819900 | 28 | 162309.8927 | 28 | 126509.3609 | 28 | 121256.9757 | 14435.3 | 16250600 | 237.5975 | 96.63% | 85.07% | 3.14% | 9.413% | 0.226% | 5.514% | 98.81% | 39.34% | 93.28% | 31.13% | 100% | 51.21% | 99.23% | 45.11% | 100% | 77.94% | 100% | 74.71% | Suburb Large | 2507.3154 | Pacific
97230 | 0.31046 | Portland | Portland, OR | OR | 2012 | 4671 | 1469876.2709 | 113277.6 | 121483700 | 4437 | 872964.7592 | 4370 | 411501.8032 | 4176 | 343486.8079 | 57223.7 | 59566400 | 152 | 168113.5025 | 152 | 120551.4125 | 152 | 115311.3927 | 14218.7 | 15496300 | 82 | 428798.0091 | 82 | 373529.8606 | 82 | 367659.2591 | 41835.2 | 46421000 | 314.6813 | 94.99% | 59.39% | 3.254% | 11.44% | 1.756% | 29.17% | 98.49% | 47.14% | 94.12% | 39.35% | 100% | 71.71% | 100% | 68.59% | 100% | 87.11% | 100% | 85.74% | Suburb Large | 2784.494 | Pacific
97231 | 0.29846 | Portland | 0 | OR | 2012 | 1664 | 383605.8046 | 22458.81 | 24675430 | 1547 | 258075.6183 | 1463 | 97065.2038 | 1176 | 77834.7852 | 12608 | 13789300 | 109 | 88963.04 | 109 | 55519.394 | 109 | 52060.3687 | 7155.78 | 7873060 | 8 | 36567.1464 | 8 | 20219.733 | 8 | 19284.7769 | 2695.03 | 3013070 | 230.5323 | 92.97% | 67.28% | 6.55% | 23.19% | 0.4808% | 9.532% | 94.57% | 37.61% | 76.02% | 30.16% | 100% | 62.41% | 100% | 58.52% | 100% | 55.29% | 100% | 52.74% | Town Fringe | 114.8948 | Pacific
97232 | 1 | Portland | Portland, OR | OR | 2012 | 2902 | 1090691.2057 | 79162.6 | 85995800 | 2589 | 376005.9711 | 2583 | 155815.2288 | 2314 | 120960.7254 | 20572.3 | 21689500 | 242 | 234062.6686 | 242 | 146598.7901 | 242 | 136359.0722 | 17458.6 | 19030100 | 71 | 480622.566 | 71 | 355905.8544 | 71 | 342415.8982 | 41131.7 | 45276200 | 375.8412 | 89.21% | 34.47% | 8.339% | 21.46% | 2.447% | 44.07% | 99.77% | 41.44% | 89.38% | 32.17% | 100% | 62.63% | 100% | 58.26% | 100% | 74.05% | 100% | 71.24% | City Large | 6802.3389 | Pacific
97233 | 0.32829 | Portland | Portland, OR | OR | 2012 | 3406 | 641951.893 | 42244.55 | 44723750 | 3311 | 513292.0941 | 3224 | 220372.2194 | 2931 | 181398.1677 | 30561.9 | 32121700 | 86 | 62148.0086 | 86 | 40478.4568 | 85 | 37980.5543 | 5403.04 | 5720230 | 9 | 66511.7903 | 9 | 54457.9265 | 9 | 52818.0024 | 6279.61 | 6881820 | 188.4768 | 97.21% | 79.96% | 2.525% | 9.681% | 0.2642% | 10.36% | 97.37% | 42.93% | 88.52% | 35.34% | 100% | 65.13% | 98.84% | 61.11% | 100% | 81.88% | 100% | 79.41% | Suburb Large | 7391.9024 | Pacific
97236 | 0.44598 | Portland | Portland, OR | OR | 2012 | 5880 | 1006072.9135 | 61715.99 | 64719540 | 5781 | 899053.9447 | 5630 | 374838.0511 | 5057 | 305368.6999 | 52303.8 | 54736300 | 92 | 73546.699 | 92 | 47583.5845 | 92 | 44583.4458 | 6294.82 | 6635600 | 7 | 33472.2698 | 7 | 24551.4525 | 7 | 23522.5586 | 3117.37 | 3347640 | 171.1008 | 98.32% | 89.36% | 1.565% | 7.31% | 0.119% | 3.327% | 97.39% | 41.69% | 87.48% | 33.97% | 100% | 64.7% | 100% | 60.62% | 100% | 73.35% | 100% | 70.27% | Suburb Large | 4541.734 | Pacific
97239 | 1 | Portland | Portland, OR | OR | 2012 | 3963 | 945170.329 | 50486.49 | 54261320 | 3736 | 658665.3175 | 3593 | 234975.542 | 3051 | 181829.6391 | 30321.4 | 32307800 | 199 | 173629.5411 | 199 | 96215.0975 | 197 | 86598.8103 | 11683.2 | 12651800 | 28 | 112875.4703 | 28 | 72806.8522 | 28 | 68588.6126 | 8481.89 | 9301720 | 238.4987 | 94.27% | 69.69% | 5.021% | 18.37% | 0.7065% | 11.94% | 96.17% | 35.67% | 81.66% | 27.61% | 100% | 55.41% | 98.99% | 49.88% | 100% | 64.5% | 100% | 60.76% | City Large | 3671.6238 | Pacific
97258 | 1 | Portland | Portland, OR | OR | 2012 | 1 | 10515.4857 | 589.146 | 655443 | 0 | 0 | 0 | 0 | 0 | 0 | 0 | 0 | 0 | 0 | 0 | 0 | 0 | 0 | 0 | 0 | 1 | 10515.4857 | 1 | 5548.7405 | 1 | 5188.3805 | 589.146 | 655443 | 10515.4857 | 0% | 0% | 0% | 0% | 100% | 100% | #DIV/0! | #DIV/0! | #DIV/0! | #DIV/0! | #DIV/0! | #DIV/0! | #DIV/0! | #DIV/0! | 100% | 52.77% | 100% | 49.34% | City Large | 5747.6683 | Pacific
97266 | 0.99937 | Portland | Portland, OR | OR | 2012 | 10729 | 1885361.5807 | 124487.5 | 132086400 | 10455 | 1469100.8664 | 10289 | 634991.8489 | 9288 | 512274.9998 | 88119.8 | 92370400 | 237 | 206438.609 | 237 | 135249.4683 | 235 | 127654.8401 | 16937.9 | 18319400 | 37 | 209822.1052 | 37 | 167026.7834 | 37 | 162600.6275 | 19429.8 | 21396600 | 175.7258 | 97.45% | 77.92% | 2.209% | 10.95% | 0.3449% | 11.13% | 98.41% | 43.22% | 88.84% | 34.87% | 100% | 65.52% | 99.16% | 61.84% | 100% | 79.6% | 100% | 77.49% | City Large | 5511.8446 | Pacific
97301 | 1 | Salem | 0 | OR | 2008 | 15743 | 4205128.1577 | 271818.7 | 305862600 | 14703 | 2222113.2137 | 14552 | 856747.8576 | 12247 | 649774.9579 | 105331 | 115375000 | 824 | 799609.2936 | 824 | 530947.2848 | 824 | 493668.2144 | 63660.7 | 72330600 | 216 | 1183405.6504 | 216 | 897504.6423 | 216 | 852873.2158 | 102827 | 118157000 | 267.111 | 93.39% | 52.84% | 5.234% | 19.02% | 1.372% | 28.14% | 98.97% | 38.56% | 83.3% | 29.24% | 100% | 66.4% | 100% | 61.74% | 100% | 75.84% | 100% | 72.07% | City Midsize | 4648.9694 | Pacific
97302 | 0.92065 | Salem | 0 | OR | 2008 | 14146 | 3735673.5553 | 208440.8 | 233935700 | 13355 | 2512375.2396 | 12949 | 831224.0272 | 10778 | 625072.3485 | 102284 | 112317000 | 689 | 606424.9621 | 689 | 378188.4433 | 686 | 349217.9627 | 45967.7 | 52191400 | 102 | 616873.3536 | 102 | 520794.5138 | 102 | 509142.1586 | 60189.1 | 69427300 | 264.0798 | 94.41% | 67.25% | 4.871% | 16.23% | 0.7211% | 16.51% | 96.96% | 33.09% | 80.7% | 24.88% | 100% | 62.36% | 99.56% | 57.59% | 100% | 84.42% | 100% | 82.54% | City Midsize | 1581.7598 | Pacific
97303 | 0.66548 | Salem | 0 | OR | 2008 | 13091 | 3155307.8718 | 193018.1 | 214382800 | 12642 | 2440423.6249 | 12566 | 977452.5679 | 11620 | 778563.8392 | 130597 | 143194000 | 378 | 299719.8785 | 378 | 187755.4363 | 377 | 173657.7995 | 23586.8 | 26617300 | 71 | 415164.3683 | 71 | 332864.9692 | 71 | 320934.8214 | 38834.3 | 44571500 | 241.0288 | 96.57% | 77.34% | 2.887% | 9.499% | 0.5424% | 13.16% | 99.4% | 40.05% | 91.92% | 31.9% | 100% | 62.64% | 99.74% | 57.94% | 100% | 80.18% | 100% | 77.3% | City Midsize | 1571.9778 | Pacific
97304 | 0.45985 | Salem | 0 | OR | 2008 | 10116 | 2299044.9982 | 129017.2 | 142282000 | 9808 | 1902453.5007 | 9670 | 719165.754 | 8667 | 565418.5276 | 97008 | 106118000 | 281 | 221989.3617 | 281 | 128252.9376 | 281 | 116614.1676 | 16750.9 | 18763000 | 27 | 174602.1357 | 27 | 127485.2627 | 27 | 120841.2808 | 15258.3 | 17401000 | 227.2682 | 96.96% | 82.75% | 2.778% | 9.656% | 0.2669% | 7.595% | 98.59% | 37.8% | 88.37% | 29.72% | 100% | 57.77% | 100% | 52.53% | 100% | 73.01% | 100% | 69.21% | City Midsize | 453.1976 | Pacific
97305 | 0.4966 | Salem | 0 | OR | 2008 | 11468 | 2642671.7955 | 167772.4 | 185016600 | 11035 | 2005608.6014 | 10958 | 835682.8372 | 10179 | 677871.792 | 110638 | 120283000 | 377 | 294656.8449 | 377 | 181997.6749 | 376 | 168959.1053 | 24360.8 | 26974100 | 56 | 342406.3492 | 56 | 282113.4349 | 56 | 274228.2813 | 32773.6 | 37759500 | 230.4388 | 96.22% | 75.89% | 3.287% | 11.15% | 0.4883% | 12.96% | 99.3% | 41.67% | 92.24% | 33.8% | 100% | 61.77% | 99.73% | 57.34% | 100% | 82.39% | 100% | 80.09% | City Midsize | 818.1896 | Pacific
97306 | 0.66538 | Salem | 0 | OR | 2008 | 10110 | 2195185.8449 | 115928.96 | 127102740 | 9820 | 1916703.4129 | 9650 | 704616.4284 | 8784 | 556091.5287 | 94935.5 | 103499000 | 273 | 199428.0583 | 272 | 103074.9357 | 266 | 91647.1731 | 13748.2 | 15366200 | 17 | 79054.3736 | 17 | 58295.4769 | 17 | 55810.007 | 7245.26 | 8237540 | 217.1302 | 97.13% | 87.31% | 2.7% | 9.085% | 0.1682% | 3.601% | 98.27% | 36.76% | 89.45% | 29.01% | 99.63% | 51.69% | 97.44% | 45.96% | 100% | 73.74% | 100% | 70.6% | City Midsize | 818.6167 | Pacific
97317 | 0.4594 | Salem | 0 | OR | 2008 | 7763 | 1772751.8151 | 101573.6 | 112563400 | 7438 | 1354553.1968 | 7306 | 517973.4087 | 6524 | 410229.1182 | 66914.9 | 73315200 | 298 | 241997.2538 | 298 | 136422.4565 | 294 | 125352.8771 | 18274.5 | 20424900 | 27 | 176201.3645 | 27 | 139800.7964 | 27 | 135317.3296 | 16384.2 | 18823300 | 228.3591 | 95.81% | 76.41% | 3.839% | 13.65% | 0.3478% | 9.939% | 98.23% | 38.24% | 87.71% | 30.29% | 100% | 56.37% | 98.66% | 51.8% | 100% | 79.34% | 100% | 76.8% | City Midsize | 485.9226 | Pacific
97352 | 0.00013548 | Salem | 0 | OR | 2008 | 1 | 229.4383 | 0 | 0 | 1 | 229.4383 | 1 | 13 | 0 | 0 | 0 | 0 | 0 | 0 | 0 | 0 | 0 | 0 | 0 | 0 | 0 | 0 | 0 | 0 | 0 | 0 | 0 | 0 | 229.4383 | 100% | 100% | 0% | 0% | 0% | 0% | 100% | 5.666% | 0% | 0% | #DIV/0! | #DIV/0! | #DIV/0! | #DIV/0! | #DIV/0! | #DIV/0! | #DIV/0! | #DIV/0! | Rural Fringe | 129.0633 | Pacific
97392 | 0.20709 | Salem | 0 | OR | 2008 | 1384 | 314732.4524 | 17514.03 | 19304150 | 1309 | 227962.0179 | 1262 | 81106.6383 | 1065 | 63203.9453 | 10290 | 11336200 | 69 | 60329.7696 | 69 | 35543.6714 | 68 | 32378.71 | 4765.19 | 5251840 | 6 | 26440.6649 | 6 | 17220.3773 | 6 | 16443.6377 | 2458.84 | 2716110 | 227.4078 | 94.58% | 72.43% | 4.986% | 19.17% | 0.4335% | 8.401% | 96.41% | 35.58% | 81.36% | 27.73% | 100% | 58.92% | 98.55% | 53.67% | 100% | 65.13% | 100% | 62.19% | Rural Fringe | 151.9521 | Pacific
98032 | 0.02337 | Seattle | 0 | WA | 2011 | 18 | 2177.5037 | 63.4006 | 68434.3 | 18 | 2177.5037 | 13 | 551.1002 | 7 | 442.9663 | 63.4006 | 68434.3 | 0 | 0 | 0 | 0 | 0 | 0 | 0 | 0 | 0 | 0 | 0 | 0 | 0 | 0 | 0 | 0 | 120.9724 | 100% | 100% | 0% | 0% | 0% | 0% | 72.22% | 25.31% | 38.89% | 20.34% | #DIV/0! | #DIV/0! | #DIV/0! | #DIV/0! | #DIV/0! | #DIV/0! | #DIV/0! | #DIV/0! | Suburb Large | 2055.0084 | Pacific
98039 | 0.075065 | Seattle | 0 | WA | 2011 | 1 | 1855.2166 | 144.29 | 152773 | 0 | 0 | 0 | 0 | 0 | 0 | 0 | 0 | 1 | 1855.2166 | 1 | 1346.7389 | 1 | 1288.3073 | 144.29 | 152773 | 0 | 0 | 0 | 0 | 0 | 0 | 0 | 0 | 1855.2166 | 0% | 0% | 100% | 100% | 0% | 0% | #DIV/0! | #DIV/0! | #DIV/0! | #DIV/0! | 100% | 72.59% | 100% | 69.44% | #DIV/0! | #DIV/0! | #DIV/0! | #DIV/0! | City Midsize | 922.3416 | Pacific
98101 | 1 | Seattle | 0 | WA | 2011 | 250 | 575089.1904 | 22842.105 | 24110081 | 45 | 10697.6346 | 41 | 4137.8373 | 33 | 3423.4376 | 433.835 | 458731 | 121 | 149676.0608 | 119 | 65983.8443 | 117 | 58933.2281 | 7070.77 | 7467650 | 84 | 414715.495 | 84 | 142600.8306 | 84 | 125178.1488 | 15337.5 | 16183700 | 2300.3568 | 18% | 1.86% | 48.4% | 26.03% | 33.6% | 72.11% | 91.11% | 38.68% | 73.33% | 32% | 98.35% | 44.08% | 96.69% | 39.37% | 100% | 34.39% | 100% | 30.18% | City Large | 17312.7133 | Pacific
98102 | 1 | Seattle | 0 | WA | 2011 | 3473 | 724945.326 | 41203.84 | 42741140 | 3183 | 455186.3742 | 3160 | 191915.2927 | 2699 | 151100.042 | 22402.8 | 23064700 | 274 | 211771.6192 | 274 | 133968.789 | 274 | 124389.8413 | 14966 | 15682200 | 16 | 57987.3326 | 16 | 34032.8377 | 16 | 31137.7064 | 3835.04 | 3994240 | 208.7375 | 91.65% | 62.79% | 7.889% | 29.21% | 0.4607% | 7.999% | 99.28% | 42.16% | 84.79% | 33.2% | 100% | 63.26% | 100% | 58.74% | 100% | 58.69% | 100% | 53.7% | City Large | 11911.4451 | Pacific
98103 | 0.4444 | Seattle | 0 | WA | 2011 | 6491 | 1057701.7997 | 60430.67 | 61612200 | 6267 | 778291.8005 | 6232 | 317810.2685 | 5358 | 241230.24 | 39415 | 39754000 | 202 | 197810.4231 | 202 | 124178.0469 | 202 | 113508.1128 | 14413.7 | 14952700 | 22 | 81599.5762 | 22 | 57730.3979 | 22 | 54313.7522 | 6601.97 | 6905500 | 162.949 | 96.55% | 73.58% | 3.112% | 18.7% | 0.3389% | 7.715% | 99.44% | 40.83% | 85.5% | 30.99% | 100% | 62.78% | 100% | 57.38% | 100% | 70.75% | 100% | 66.56% | City Large | 8904.7217 | Pacific
98104 | 1 | Seattle | 0 | WA | 2011 | 357 | 521782.2546 | 26777.85 | 28174980 | 120 | 27379.6129 | 116 | 13344.7347 | 108 | 11703.7316 | 1451.62 | 1514180 | 159 | 180411.9729 | 158 | 88920.7874 | 157 | 80188.9227 | 9663.63 | 10161600 | 78 | 313990.6688 | 78 | 144131.5941 | 78 | 130524.7148 | 15662.6 | 16499200 | 1461.5749 | 33.61% | 5.247% | 44.54% | 34.58% | 21.85% | 60.18% | 96.67% | 48.74% | 90% | 42.75% | 99.37% | 49.29% | 98.74% | 44.45% | 100% | 45.9% | 100% | 41.57% | City Large | 14250.3471 | Pacific
98105 | 0.80628 | Seattle | 0 | WA | 2011 | 7352 | 1606928.1673 | 89597.3 | 92034100 | 6882 | 928462.2517 | 6825 | 353025.8058 | 5924 | 265712.9385 | 44543.3 | 45055000 | 401 | 362438.5442 | 401 | 202251.0051 | 401 | 183399.2522 | 23688.2 | 24676900 | 69 | 316027.3714 | 69 | 187925.3989 | 69 | 173102.8079 | 21365.8 | 22302200 | 218.5702 | 93.61% | 57.78% | 5.454% | 22.55% | 0.9385% | 19.67% | 99.17% | 38.02% | 86.08% | 28.62% | 100% | 55.8% | 100% | 50.6% | 100% | 59.46% | 100% | 54.77% | City Large | 7523.9798 | Pacific
98106 | 1 | Seattle | 0 | WA | 2011 | 7607 | 1481388.4484 | 94398.2 | 99174400 | 7380 | 918353.8196 | 7302 | 368955.4507 | 6461 | 287352.0335 | 48516.7 | 49814300 | 178 | 171579.9398 | 178 | 107977.0991 | 178 | 101095.0963 | 12701.6 | 13538900 | 49 | 391454.6891 | 49 | 274940.8986 | 49 | 266758.7739 | 33179.9 | 35821200 | 194.7402 | 97.02% | 61.99% | 2.34% | 11.58% | 0.6441% | 26.42% | 98.94% | 40.18% | 87.55% | 31.29% | 100% | 62.93% | 100% | 58.92% | 100% | 70.24% | 100% | 68.15% | City Large | 4143.0552 | Pacific
98107 | 0.61532 | Seattle | 0 | WA | 2011 | 3199 | 807487.5223 | 56355 | 57935500 | 2916 | 364319.5394 | 2895 | 164265.1135 | 2576 | 133427.7252 | 21156.6 | 21260200 | 232 | 232040.0097 | 232 | 156459.4169 | 232 | 146815.6982 | 17917.7 | 18695000 | 51 | 211127.9733 | 51 | 146418.6668 | 51 | 139860.2981 | 17280.7 | 17980300 | 252.4187 | 91.15% | 45.12% | 7.252% | 28.74% | 1.594% | 26.15% | 99.28% | 45.09% | 88.34% | 36.62% | 100% | 67.43% | 100% | 63.27% | 100% | 69.35% | 100% | 66.24% | City Large | 8151.3348 | Pacific
98108 | 1 | Seattle | 0 | WA | 2011 | 7874 | 2763656.5387 | 212243.2 | 226900400 | 7182 | 912627.3424 | 7150 | 394924.4318 | 6422 | 312096.2354 | 52204.9 | 53538700 | 488 | 541594.9897 | 488 | 371197.8158 | 488 | 351941.3273 | 42065.3 | 45459700 | 204 | 1309434.2066 | 204 | 1018527.3378 | 204 | 993461.2431 | 117973 | 127902000 | 350.9851 | 91.21% | 33.02% | 6.198% | 19.6% | 2.591% | 47.38% | 99.55% | 43.27% | 89.42% | 34.2% | 100% | 68.54% | 100% | 64.98% | 100% | 77.78% | 100% | 75.87% | City Large | 3274.1761 | Pacific
98109 | 1 | Seattle | 0 | WA | 2011 | 3385 | 1248341.178 | 77484.2 | 80611500 | 2886 | 399081.6917 | 2872 | 170179.3224 | 2509 | 133653.4201 | 20514.4 | 20966000 | 399 | 405722.6274 | 399 | 245300.2248 | 398 | 226924.146 | 27187.9 | 28512900 | 100 | 443536.859 | 100 | 262649.5378 | 100 | 243421.1497 | 29781.9 | 31132600 | 368.7862 | 85.26% | 31.97% | 11.79% | 32.5% | 2.954% | 35.53% | 99.51% | 42.64% | 86.94% | 33.49% | 100% | 60.46% | 99.75% | 55.93% | 100% | 59.22% | 100% | 54.88% | City Large | 11783.7189 | Pacific
98112 | 0.97863 | Seattle | 0 | WA | 2011 | 6602 | 1168210.0131 | 58130.66 | 59334760 | 6407 | 868506.8608 | 6331 | 310677.1587 | 5264 | 224501.3207 | 38519.8 | 39034600 | 173 | 139490.1066 | 173 | 76715.7124 | 173 | 69537.4737 | 9263.36 | 9564460 | 22 | 160213.0456 | 22 | 88207.9288 | 22 | 81448.5834 | 10347.5 | 10735700 | 176.9479 | 97.05% | 74.35% | 2.62% | 11.94% | 0.3332% | 13.71% | 98.81% | 35.77% | 82.16% | 25.85% | 100% | 55% | 100% | 49.85% | 100% | 55.06% | 100% | 50.84% | City Large | 4642.2968 | Pacific
98115 | 0.0021227 | Seattle | 0 | WA | 2011 | 1 | 171.3885 | 2.688 | 2846.04 | 1 | 171.3885 | 1 | 29 | 1 | 24 | 2.688 | 2846.04 | 0 | 0 | 0 | 0 | 0 | 0 | 0 | 0 | 0 | 0 | 0 | 0 | 0 | 0 | 0 | 0 | 171.3885 | 100% | 100% | 0% | 0% | 0% | 0% | 100% | 16.92% | 100% | 14% | #DIV/0! | #DIV/0! | #DIV/0! | #DIV/0! | #DIV/0! | #DIV/0! | #DIV/0! | #DIV/0! | City Large | 5264.4689 | Pacific
98116 | 0.55293 | Seattle | 0 | WA | 2011 | 4617 | 702023.4953 | 40508.18 | 42190120 | 4494 | 531014.1742 | 4473 | 216825.9049 | 3941 | 165245.5042 | 28163 | 29013900 | 108 | 98560.6626 | 108 | 59946.8567 | 108 | 55041.9685 | 6909.59 | 7371130 | 15 | 72448.6585 | 15 | 46041.7484 | 15 | 43061.592 | 5435.59 | 5805090 | 152.0519 | 97.34% | 75.64% | 2.339% | 14.04% | 0.3249% | 10.32% | 99.53% | 40.83% | 87.69% | 31.12% | 100% | 60.82% | 100% | 55.85% | 100% | 63.55% | 100% | 59.44% | City Large | 5829.1574 | Pacific
98118 | 0.53452 | Seattle | 0 | WA | 2011 | 9889 | 1617193.3546 | 99569.7 | 103968900 | 9657 | 1233298.9665 | 9568 | 515682.9521 | 8625 | 406270.8975 | 68801.3 | 70853700 | 202 | 170883.3718 | 202 | 104569.4685 | 200 | 96957.2952 | 12516.1 | 13386600 | 30 | 213011.0163 | 30 | 158585.1103 | 30 | 150972.159 | 18252.3 | 19728600 | 163.5346 | 97.65% | 76.26% | 2.043% | 10.57% | 0.3034% | 13.17% | 99.08% | 41.81% | 89.31% | 32.94% | 100% | 61.19% | 99.01% | 56.74% | 100% | 74.45% | 100% | 70.88% | City Large | 4773.5931 | Pacific
98119 | 1 | Seattle | 0 | WA | 2011 | 4894 | 1060820.5233 | 64643.6 | 66887000 | 4554 | 588282.466 | 4529 | 238017.2803 | 3895 | 181514.0946 | 29365.8 | 29919400 | 293 | 274501.7079 | 293 | 172352.6491 | 293 | 160666.1061 | 19583.2 | 20499400 | 47 | 198036.3495 | 47 | 137883.1947 | 47 | 131475.9297 | 15694.6 | 16468200 | 216.7594 | 93.05% | 55.46% | 5.987% | 25.88% | 0.9604% | 18.67% | 99.45% | 40.46% | 85.53% | 30.85% | 100% | 62.79% | 100% | 58.53% | 100% | 69.63% | 100% | 66.39% | City Large | 8695.5324 | Pacific
98121 | 1 | Seattle | 0 | WA | 2011 | 190 | 333012.7969 | 17415.655 | 18398238 | 24 | 4240.7759 | 24 | 1834.8584 | 18 | 1507.2621 | 181.515 | 191418 | 116 | 153382.7949 | 116 | 74207.7821 | 115 | 66500.0143 | 7874.57 | 8322730 | 50 | 175389.2262 | 50 | 85599.851 | 50 | 76722.1719 | 9359.57 | 9884090 | 1752.6989 | 12.63% | 1.273% | 61.05% | 46.06% | 26.32% | 52.67% | 100% | 43.27% | 75% | 35.54% | 100% | 48.38% | 99.14% | 43.36% | 100% | 48.81% | 100% | 43.74% | City Large | 15965.3644 | Pacific
98122 | 0.95381 | Seattle | 0 | WA | 2011 | 6274 | 1207459.4999 | 66076.1 | 68078700 | 5949 | 734216.8148 | 5888 | 273266.3433 | 4847 | 205407.2392 | 33773.6 | 34375700 | 276 | 247885.8547 | 276 | 145744.5927 | 276 | 133753.02 | 16797.6 | 17480100 | 49 | 225356.8304 | 49 | 137386.9674 | 49 | 127816.131 | 15504.9 | 16222900 | 192.4545 | 94.82% | 60.81% | 4.399% | 20.53% | 0.781% | 18.66% | 98.97% | 37.22% | 81.48% | 27.98% | 100% | 58.8% | 100% | 53.96% | 100% | 60.96% | 100% | 56.72% | City Large | 9633.6224 | Pacific
98126 | 0.98877 | Seattle | 0 | WA | 2011 | 7300 | 990918.6108 | 57914.35 | 59698290 | 7175 | 822755.715 | 7117 | 345255.8582 | 6328 | 267230.4677 | 45635.4 | 46501400 | 111 | 102511.2291 | 111 | 61449.8309 | 110 | 56804.2739 | 7118.16 | 7640260 | 14 | 65651.6667 | 14 | 45347.8821 | 14 | 42735.231 | 5160.79 | 5556630 | 135.7423 | 98.29% | 83.03% | 1.521% | 10.35% | 0.1918% | 6.625% | 99.19% | 41.96% | 88.2% | 32.48% | 100% | 59.94% | 99.1% | 55.41% | 100% | 69.07% | 100% | 65.09% | City Large | 5737.8473 | Pacific
98134 | 1 | Seattle | 0 | WA | 2011 | 1031 | 1865817.3977 | 157290.19 | 168686280 | 538 | 83529.1733 | 512 | 43325.3944 | 379 | 38131.0032 | 4822.79 | 5156980 | 304 | 350419.4111 | 303 | 236773.6683 | 303 | 225199.4963 | 27956.4 | 29889300 | 189 | 1431868.8133 | 189 | 1050612.5713 | 189 | 1019748.7812 | 124511 | 133640000 | 1809.7162 | 52.18% | 4.477% | 29.49% | 18.78% | 18.33% | 76.74% | 95.17% | 51.87% | 70.45% | 45.65% | 99.67% | 67.57% | 99.67% | 64.27% | 100% | 73.37% | 100% | 71.22% | City Large | 804.9338 | Pacific
98136 | 0.87652 | Seattle | 0 | WA | 2011 | 5477 | 762438.0175 | 40976.16 | 42252010 | 5422 | 709385.7299 | 5363 | 286816.975 | 4754 | 218792.0948 | 37121.2 | 38148100 | 51 | 39521.8133 | 51 | 23844.6894 | 51 | 21921.7386 | 2747.24 | 2948650 | 4 | 13530.4744 | 4 | 8540.2916 | 4 | 7918.8268 | 1107.72 | 1155260 | 139.2072 | 99% | 93.04% | 0.9312% | 5.184% | 0.07303% | 1.775% | 98.91% | 40.43% | 87.68% | 30.84% | 100% | 60.33% | 100% | 55.47% | 100% | 63.12% | 100% | 58.53% | City Large | 5173.2487 | Pacific
98144 | 1 | Seattle | 0 | WA | 2011 | 7882 | 1393993.2388 | 84754.5 | 86462700 | 7598 | 956849.05 | 7551 | 387867.4523 | 6650 | 298079.244 | 50882.2 | 51140400 | 244 | 235174.9311 | 244 | 149697.093 | 244 | 139931.0862 | 17335.2 | 18052100 | 40 | 201969.2577 | 40 | 142897.2428 | 40 | 136360.5257 | 16537.1 | 17270200 | 176.8578 | 96.4% | 68.64% | 3.096% | 16.87% | 0.5075% | 14.49% | 99.38% | 40.54% | 87.52% | 31.15% | 100% | 63.65% | 100% | 59.5% | 100% | 70.75% | 100% | 67.52% | City Large | 5029.0105 | Pacific
98146 | 1 | Seattle | 0 | WA | 2011 | 8917 | 1439035.0566 | 80317.39 | 83424580 | 8756 | 1225840.4831 | 8638 | 493112.2025 | 7643 | 387746.9697 | 63600 | 65535300 | 141 | 123759.2111 | 141 | 75499.0492 | 141 | 70773.2453 | 9312.73 | 9941390 | 20 | 89435.3623 | 20 | 63574.447 | 20 | 60152.944 | 7404.66 | 7947890 | 161.3811 | 98.19% | 85.18% | 1.581% | 8.6% | 0.2243% | 6.215% | 98.65% | 40.23% | 87.29% | 31.63% | 100% | 61% | 100% | 57.19% | 100% | 71.08% | 100% | 67.26% | Suburb Large | 5102.0164 | Pacific
98148 | 1 | Seattle | 0 | WA | 2011 | 2616 | 708616.9561 | 47686 | 50312300 | 2420 | 393146.2986 | 2360 | 160982.3445 | 2083 | 129534.6168 | 20665.1 | 21367100 | 160 | 146976.8294 | 160 | 93038.1587 | 160 | 87529.7353 | 11714.6 | 12347400 | 36 | 168493.828 | 36 | 135434.3702 | 36 | 132426.8299 | 15306.3 | 16597800 | 270.878 | 92.51% | 55.48% | 6.116% | 20.74% | 1.376% | 23.78% | 97.52% | 40.95% | 86.07% | 32.95% | 100% | 63.3% | 100% | 59.55% | 100% | 80.38% | 100% | 78.59% | Suburb Large | 2977.1095 | Pacific
98154 | 1 | Seattle | 0 | WA | 2011 | 1 | 4278.8519 | 63.504 | 67237.7 | 0 | 0 | 0 | 0 | 0 | 0 | 0 | 0 | 0 | 0 | 0 | 0 | 0 | 0 | 0 | 0 | 1 | 4278.8519 | 1 | 612 | 1 | 567 | 63.504 | 67237.7 | 4278.8519 | 0% | 0% | 0% | 0% | 100% | 100% | #DIV/0! | #DIV/0! | #DIV/0! | #DIV/0! | #DIV/0! | #DIV/0! | #DIV/0! | #DIV/0! | 100% | 14.3% | 100% | 13.25% | City Large | 8808.7929 | Pacific
98158 | 1 | Seattle | 0 | WA | 2011 | 23 | 186617.1894 | 14910.7695 | 16149767.7 | 5 | 417.5304 | 5 | 218.7551 | 5 | 181.282 | 20.3045 | 22148.7 | 3 | 4163.3758 | 3 | 2702.6915 | 3 | 2508.8448 | 302.565 | 328119 | 15 | 182036.2832 | 15 | 130306.8616 | 15 | 124852.2675 | 14587.9 | 15799500 | 8113.7908 | 21.74% | 0.2237% | 13.04% | 2.231% | 65.22% | 97.55% | 100% | 52.39% | 100% | 43.42% | 100% | 64.92% | 100% | 60.26% | 100% | 71.58% | 100% | 68.59% | Suburb Large | 1585.8648 | Pacific
98164 | 1 | Seattle | 0 | WA | 2011 | 2 | 9771.0928 | 161.144 | 169948 | 0 | 0 | 0 | 0 | 0 | 0 | 0 | 0 | 0 | 0 | 0 | 0 | 0 | 0 | 0 | 0 | 2 | 9771.0928 | 2 | 1570.8017 | 2 | 1332.8279 | 161.144 | 169948 | 4885.5464 | 0% | 0% | 0% | 0% | 100% | 100% | #DIV/0! | #DIV/0! | #DIV/0! | #DIV/0! | #DIV/0! | #DIV/0! | #DIV/0! | #DIV/0! | 100% | 16.08% | 100% | 13.64% | City Large | 8808.7929 | Pacific
98166 | 0.95483 | Seattle | 0 | WA | 2011 | 7842 | 1642288.075 | 86051.2 | 90266600 | 7586 | 1314785.1959 | 7351 | 489710.0699 | 6312 | 379829.3304 | 60441.5 | 62910600 | 223 | 193319.031 | 223 | 120821.0107 | 223 | 112345.328 | 14548.6 | 15473500 | 33 | 134183.8481 | 33 | 95501.5865 | 33 | 89769.7236 | 11061.1 | 11882500 | 209.4221 | 96.74% | 80.06% | 2.844% | 11.77% | 0.4208% | 8.171% | 96.9% | 37.25% | 83.21% | 28.89% | 100% | 62.5% | 100% | 58.11% | 100% | 71.17% | 100% | 66.9% | Suburb Large | 3034.6182 | Pacific
98168 | 0.9212 | Seattle | 0 | WA | 2011 | 10263 | 2248465.3225 | 145087 | 153678500 | 9912 | 1316004.4519 | 9662 | 514379.7906 | 8210 | 401458.911 | 65702.7 | 67806200 | 262 | 249799.1487 | 262 | 156769.6405 | 261 | 146575.1848 | 18503.3 | 19773800 | 89 | 682661.7219 | 89 | 545895.3256 | 89 | 529691.0746 | 60881 | 66098500 | 219.0846 | 96.58% | 58.53% | 2.553% | 11.11% | 0.8672% | 30.36% | 97.48% | 39.09% | 82.83% | 30.51% | 100% | 62.76% | 99.62% | 58.68% | 100% | 79.97% | 100% | 77.59% | Suburb Large | 3378.0036 | Pacific
98178 | 0.13776 | Seattle | 0 | WA | 2011 | 797 | 161735.3961 | 10613.83 | 11314450 | 754 | 95388.1848 | 734 | 38061.8446 | 635 | 29789.7136 | 4952.37 | 5131280 | 32 | 30934.6104 | 32 | 22501.0095 | 32 | 21423.7759 | 2491 | 2707980 | 11 | 35412.6009 | 11 | 28306.4193 | 11 | 27715.8955 | 3170.46 | 3475190 | 202.9302 | 94.6% | 58.98% | 4.015% | 19.13% | 1.38% | 21.9% | 97.35% | 39.9% | 84.22% | 31.23% | 100% | 72.74% | 100% | 69.26% | 100% | 79.93% | 100% | 78.27% | City Small | 3847.3094 | Pacific
98188 | 0.67201 | Seattle | 0 | WA | 2011 | 5788 | 1395301.0079 | 87393.2 | 91985600 | 5497 | 824312.2643 | 5391 | 334695.8139 | 4747 | 268003.4601 | 42881.3 | 44354400 | 241 | 204397.5132 | 241 | 126857.2744 | 240 | 118755.0317 | 15824.1 | 16674500 | 50 | 366591.2304 | 50 | 252575.9659 | 50 | 240669.6594 | 28687.8 | 30956700 | 241.0679 | 94.97% | 59.08% | 4.164% | 14.65% | 0.8639% | 26.27% | 98.07% | 40.6% | 86.36% | 32.51% | 100% | 62.06% | 99.59% | 58.1% | 100% | 68.9% | 100% | 65.65% | Suburb Large | 2541.6719 | Pacific
98195 | 1 | Seattle | 0 | WA | 2011 | 10 | 2954.3567 | 180.6165 | 186547.3 | 8 | 1531.301 | 6 | 573.1976 | 5 | 485.517 | 75.8445 | 76346.3 | 2 | 1423.0558 | 2 | 969.705 | 2 | 849.859 | 104.772 | 110201 | 0 | 0 | 0 | 0 | 0 | 0 | 0 | 0 | 295.4357 | 80% | 51.83% | 20% | 48.17% | 0% | 0% | 75% | 37.43% | 62.5% | 31.71% | 100% | 68.14% | 100% | 59.72% | #DIV/0! | #DIV/0! | #DIV/0! | #DIV/0! | City Large | 4550.2999 | Pacific
98198 | 0.10407 | Seattle | 0 | WA | 2011 | 759 | 146270.6323 | 8216.83 | 8648568 | 742 | 109098.3022 | 723 | 43114.6511 | 626 | 34102.6081 | 5280.71 | 5509880 | 12 | 10737.3664 | 12 | 7964.0033 | 12 | 7616.5792 | 903.52 | 978918 | 5 | 26434.9638 | 5 | 17093.3002 | 5 | 16153.5648 | 2032.6 | 2159770 | 192.7149 | 97.76% | 74.59% | 1.581% | 7.341% | 0.6588% | 18.07% | 97.44% | 39.52% | 84.37% | 31.26% | 100% | 74.17% | 100% | 70.94% | 100% | 64.66% | 100% | 61.11% | Suburb Large | 3717.802 | Pacific
98199 | 0.30975 | Seattle | 0 | WA | 2011 | 2505 | 549021.2215 | 37140.2 | 38174460 | 2362 | 321462.479 | 2354 | 144259.8211 | 2138 | 112727.2413 | 17958.9 | 18064900 | 123 | 119244.203 | 123 | 81004.6491 | 123 | 76259.4599 | 9195.45 | 9609160 | 20 | 108314.5395 | 20 | 88613.6053 | 20 | 86397.3963 | 9985.85 | 10500400 | 219.1701 | 94.29% | 58.55% | 4.91% | 21.72% | 0.7984% | 19.73% | 99.66% | 44.88% | 90.52% | 35.07% | 100% | 67.93% | 100% | 63.95% | 100% | 81.81% | 100% | 79.77% | City Large | 3145.5354 | Pacific
98312 | 0.00033498 | Seattle | 0 | WA | 2011 | 1 | 236.581 | 14.6292 | 14805.7 | 1 | 236.581 | 1 | 91.9052 | 1 | 82.0748 | 14.6292 | 14805.7 | 0 | 0 | 0 | 0 | 0 | 0 | 0 | 0 | 0 | 0 | 0 | 0 | 0 | 0 | 0 | 0 | 236.581 | 100% | 100% | 0% | 0% | 0% | 0% | 100% | 38.85% | 100% | 34.69% | #DIV/0! | #DIV/0! | #DIV/0! | #DIV/0! | #DIV/0! | #DIV/0! | #DIV/0! | #DIV/0! | City Small | 388.0537 | Pacific
98315 | 1 | Seattle | 0 | WA | 2011 | 737 | 356358.1408 | 22017.26 | 22826930 | 532 | 121409.8735 | 520 | 45103.6585 | 439 | 34663.1537 | 5820.14 | 5865340 | 186 | 136655.9861 | 186 | 67170.203 | 184 | 59123.2986 | 8261.2 | 8517980 | 19 | 98292.2811 | 19 | 70524.76 | 19 | 68016.1916 | 7935.92 | 8443610 | 483.5253 | 72.18% | 34.07% | 25.24% | 38.35% | 2.578% | 27.58% | 97.74% | 37.15% | 82.52% | 28.55% | 100% | 49.15% | 98.92% | 43.26% | 100% | 71.75% | 100% | 69.2% | City Small | 494.239 | Pacific
98327 | 0.79802 | Olympia | 0 | WA | 2010 | 1937 | 595525.0557 | 43762.87 | 42917020 | 1796 | 306649.5122 | 1791 | 126739.1422 | 1696 | 100288.2794 | 18213.8 | 17417500 | 125 | 87985.9353 | 125 | 49607.2117 | 125 | 44570.6165 | 6786.07 | 6531320 | 16 | 200889.6083 | 16 | 166740.366 | 16 | 163181.5628 | 18763 | 18968200 | 307.4471 | 92.72% | 51.49% | 6.453% | 14.77% | 0.826% | 33.73% | 99.72% | 41.33% | 94.43% | 32.7% | 100% | 56.38% | 100% | 50.66% | 100% | 83% | 100% | 81.23% | Suburb Large | 695.4883 | Pacific
98370 | 0.1157 | Seattle | 0 | WA | 2011 | 1004 | 189185.5349 | 8946.39 | 9046680 | 973 | 159119.2977 | 890 | 50729.0489 | 715 | 39601.1214 | 6726.05 | 6843550 | 31 | 30066.2372 | 31 | 15970.0889 | 30 | 15059.6762 | 2220.34 | 2203130 | 0 | 0 | 0 | 0 | 0 | 0 | 0 | 0 | 188.4318 | 96.91% | 84.11% | 3.088% | 15.89% | 0% | 0% | 91.47% | 31.88% | 73.48% | 24.89% | 100% | 53.12% | 96.77% | 50.09% | #DIV/0! | #DIV/0! | #DIV/0! | #DIV/0! | Suburb Midsize | 517.9743 | Pacific
98383 | 0.53696 | Seattle | 0 | WA | 2011 | 2675 | 784465.5561 | 45317.16 | 47371700 | 2535 | 429299.4094 | 2250 | 115695.4728 | 1635 | 85444.0091 | 14486.1 | 14858600 | 109 | 103654.6308 | 108 | 60871.0256 | 106 | 56156.6083 | 7382.96 | 7726800 | 31 | 251511.5158 | 31 | 202668.4351 | 31 | 196545.3483 | 23448.1 | 24786300 | 293.2582 | 94.77% | 54.73% | 4.075% | 13.21% | 1.159% | 32.06% | 88.76% | 26.95% | 64.5% | 19.9% | 99.08% | 58.72% | 97.25% | 54.18% | 100% | 80.58% | 100% | 78.15% | City Small | 780.1937 | Pacific
98387 | 0.24091 | Olympia | 0 | WA | 2010 | 107 | 26389.2168 | 1813.142 | 1815331 | 97 | 16329.3153 | 95 | 6928.5868 | 82 | 5687.2487 | 912.367 | 907659 | 9 | 6242.4476 | 9 | 4445.5944 | 9 | 4208.5793 | 565.957 | 558881 | 1 | 3817.454 | 1 | 2998 | 1 | 2942 | 334.818 | 348791 | 246.6282 | 90.65% | 61.88% | 8.411% | 23.66% | 0.9346% | 14.47% | 97.94% | 42.43% | 84.54% | 34.83% | 100% | 71.22% | 100% | 67.42% | 100% | 78.53% | 100% | 77.07% | Suburb Large | 881.5954 | Pacific
98388 | 0.58411 | Olympia | 0 | WA | 2010 | 1043 | 216826.2206 | 12094.988 | 11577763 | 1032 | 202144.841 | 1009 | 80812.7762 | 921 | 64754.8974 | 11038.2 | 10530500 | 9 | 5599.462 | 9 | 2390.1454 | 9 | 1798.6947 | 276.354 | 275875 | 2 | 9081.9176 | 2 | 6114.1617 | 2 | 5705.0964 | 780.434 | 771388 | 207.8871 | 98.95% | 93.23% | 0.8629% | 2.582% | 0.1918% | 4.189% | 97.77% | 39.98% | 89.24% | 32.03% | 100% | 42.69% | 100% | 32.12% | 100% | 67.32% | 100% | 62.82% | Suburb Large | 1112.7802 | Pacific
98433 | 0.90132 | Olympia | 0 | WA | 2010 | 5267 | 2114302.1518 | 147037.1 | 145315300 | 4541 | 882347.4584 | 4464 | 386714.9437 | 3918 | 309884.2957 | 47682.1 | 46449300 | 617 | 597064.8706 | 617 | 340931.5472 | 615 | 317553.324 | 43523.2 | 43194800 | 109 | 634889.8228 | 109 | 461719.2009 | 109 | 442845.6165 | 55831.8 | 55671200 | 401.4244 | 86.22% | 41.73% | 11.71% | 28.24% | 2.069% | 30.03% | 98.3% | 43.83% | 86.28% | 35.12% | 100% | 57.1% | 99.68% | 53.19% | 100% | 72.72% | 100% | 69.75% | Suburb Large | 391.8446 | Pacific
98439 | 1 | Olympia | 0 | WA | 2010 | 220 | 268058.3099 | 21927.72 | 22282670 | 116 | 18561.2417 | 114 | 8553.9921 | 95 | 7144.7796 | 1097.59 | 1095390 | 81 | 93070.8306 | 81 | 56277.6158 | 81 | 52871.2689 | 7322.63 | 7387780 | 23 | 156426.2376 | 23 | 110568.2671 | 23 | 105832.9901 | 13507.5 | 13799500 | 1218.4469 | 52.73% | 6.924% | 36.82% | 34.72% | 10.45% | 58.36% | 98.28% | 46.09% | 81.9% | 38.49% | 100% | 60.47% | 100% | 56.81% | 100% | 70.68% | 100% | 67.66% | Suburb Large | 401.1828 | Pacific
98444 | 0.2622 | Olympia | 0 | WA | 2010 | 1927 | 454510.0547 | 30761.71 | 30711540 | 1792 | 296200.8662 | 1772 | 127899.9154 | 1623 | 106514.7829 | 17659.5 | 17425100 | 125 | 102625.9668 | 125 | 62574.9702 | 125 | 58335.1668 | 8154.6 | 8165070 | 10 | 55683.2217 | 10 | 43033.9728 | 10 | 41782.0177 | 4947.61 | 5121370 | 235.8641 | 92.99% | 65.17% | 6.487% | 22.58% | 0.5189% | 12.25% | 98.88% | 43.18% | 90.57% | 35.96% | 100% | 60.97% | 100% | 56.84% | 100% | 77.28% | 100% | 75.04% | Suburb Large | 4652.3381 | Pacific
98493 | 1 | Olympia | 0 | WA | 2010 | 39 | 39207.6336 | 2257.9305 | 2250639.8 | 18 | 3111.4936 | 17 | 867.7996 | 12 | 696.3044 | 93.3865 | 94136.8 | 18 | 21917.9253 | 18 | 10536.0654 | 18 | 9464.4343 | 1261.4 | 1256880 | 3 | 14178.2147 | 3 | 7668.4993 | 3 | 6758.2254 | 903.144 | 899623 | 1005.3239 | 46.15% | 7.936% | 46.15% | 55.9% | 7.692% | 36.16% | 94.44% | 27.89% | 66.67% | 22.38% | 100% | 48.07% | 100% | 43.18% | 100% | 54.09% | 100% | 47.67% | Suburb Large | 227.8557 | Pacific
98498 | 0.68153 | Olympia | 0 | WA | 2010 | 5659 | 1179623.5819 | 60444.03 | 59867470 | 5521 | 1038550.7276 | 5315 | 370913.0907 | 4608 | 300805.3017 | 50144.1 | 49539700 | 127 | 85757.8834 | 127 | 40217.6785 | 127 | 36022.4181 | 5675.69 | 5620180 | 11 | 55314.971 | 11 | 38161.1375 | 11 | 35891.0668 | 4624.24 | 4707590 | 208.4509 | 97.56% | 88.04% | 2.244% | 7.27% | 0.1944% | 4.689% | 96.27% | 35.71% | 83.46% | 28.96% | 100% | 46.9% | 100% | 42% | 100% | 68.99% | 100% | 64.88% | Suburb Large | 2160.4907 | Pacific
98499 | 0.639 | Olympia | 0 | WA | 2010 | 5473 | 1705211.7163 | 113818.1 | 114855900 | 4937 | 952591.9042 | 4802 | 404423.2213 | 4233 | 335542.3285 | 51013 | 50819800 | 477 | 409941.5845 | 477 | 249872.5046 | 468 | 232466.0784 | 30913.6 | 31305400 | 59 | 342678.2276 | 59 | 272835.7987 | 59 | 265510.2886 | 31891.5 | 32730700 | 311.568 | 90.21% | 55.86% | 8.716% | 24.04% | 1.078% | 20.1% | 97.27% | 42.46% | 85.74% | 35.22% | 100% | 60.95% | 98.11% | 56.71% | 100% | 79.62% | 100% | 77.48% | Suburb Large | 2611.7774 | Pacific
98501 | 0.76486 | Olympia | 0 | WA | 2010 | 15858 | 4128587.1343 | 286593.5 | 282617000 | 15030 | 2838888.7838 | 14796 | 1253301.8784 | 13678 | 1036579.1955 | 177922 | 173385000 | 698 | 615424.2979 | 697 | 389001.761 | 695 | 363526.3767 | 49324.5 | 49103100 | 130 | 674274.0526 | 130 | 505808.0298 | 130 | 488623.5806 | 59347 | 60128900 | 260.3473 | 94.78% | 68.76% | 4.402% | 14.91% | 0.8198% | 16.33% | 98.44% | 44.15% | 91% | 36.51% | 99.86% | 63.21% | 99.57% | 59.07% | 100% | 75.02% | 100% | 72.47% | Suburb Midsize | 1074.1673 | Pacific
98502 | 0.17428 | Olympia | 0 | WA | 2010 | 6931 | 1808726.394 | 119719.8 | 117762900 | 6509 | 1163393.1183 | 6314 | 473748.7168 | 5680 | 384208.8169 | 66485.2 | 64512600 | 372 | 301262.3464 | 372 | 170921.2473 | 369 | 155762.4919 | 22538.6 | 22183000 | 50 | 344070.9292 | 50 | 256667.5172 | 50 | 247125.1146 | 30696 | 31067300 | 260.9618 | 93.91% | 64.32% | 5.367% | 16.66% | 0.7214% | 19.02% | 97% | 40.72% | 87.26% | 33.02% | 100% | 56.74% | 99.19% | 51.7% | 100% | 74.6% | 100% | 71.82% | Suburb Midsize | 411.9268 | Pacific
98503 | 0.60647 | Olympia | 0 | WA | 2010 | 8537 | 2025180.5462 | 135920 | 133405300 | 8111 | 1450143.1033 | 7912 | 626090.7038 | 7311 | 524139.7979 | 87801.3 | 85408500 | 385 | 324941.2186 | 385 | 191243.4626 | 383 | 177949.707 | 24905.6 | 24594200 | 41 | 250096.2243 | 41 | 194443.42 | 41 | 188494.5136 | 23213.1 | 23402600 | 237.2239 | 95.01% | 71.61% | 4.51% | 16.05% | 0.4803% | 12.35% | 97.55% | 43.17% | 90.14% | 36.14% | 100% | 58.85% | 99.48% | 54.76% | 100% | 77.75% | 100% | 75.37% | Suburb Midsize | 2747.0321 | Pacific
98506 | 0.31269 | Olympia | 0 | WA | 2010 | 5538 | 1150588.4327 | 76552.1 | 74945200 | 5355 | 883459.2952 | 5251 | 385538.6758 | 4812 | 316682.6857 | 54423.2 | 52906100 | 163 | 141222.5637 | 163 | 84022.5067 | 163 | 78515.2118 | 11518.2 | 11286400 | 20 | 125906.5738 | 20 | 89499.499 | 20 | 85079.3736 | 10610.7 | 10752700 | 207.7624 | 96.7% | 76.78% | 2.943% | 12.27% | 0.3611% | 10.94% | 98.06% | 43.64% | 89.86% | 35.85% | 100% | 59.5% | 100% | 55.6% | 100% | 71.08% | 100% | 67.57% | City Small | 650.0145 | Pacific
98512 | 0.14943 | Olympia | 0 | WA | 2010 | 8077 | 1939263.3967 | 123531.9 | 122090700 | 7693 | 1357916.9805 | 7406 | 548397.1708 | 6607 | 447351.0863 | 74960.9 | 73115800 | 339 | 291507.5378 | 338 | 187457.8511 | 336 | 176403.3286 | 23321 | 23323200 | 45 | 289838.8784 | 45 | 214238.0341 | 45 | 207926.1938 | 25250 | 25651700 | 240.097 | 95.25% | 70.02% | 4.197% | 15.03% | 0.5571% | 14.95% | 96.27% | 40.39% | 85.88% | 32.94% | 99.71% | 64.31% | 99.12% | 60.51% | 100% | 73.92% | 100% | 71.74% | Suburb Midsize | 209.6318 | Pacific
98513 | 0.14831 | Olympia | 0 | WA | 2010 | 3792 | 761314.5818 | 52814.54 | 51030900 | 3728 | 678250.2384 | 3686 | 313076.6929 | 3560 | 260620.8294 | 46188 | 44477300 | 57 | 39431.8479 | 57 | 20957.3999 | 57 | 18885.551 | 3086.08 | 3005020 | 7 | 43632.4954 | 7 | 28270.2288 | 7 | 26557.2168 | 3540.46 | 3548580 | 200.7686 | 98.31% | 89.09% | 1.503% | 5.179% | 0.1846% | 5.731% | 98.87% | 46.16% | 95.49% | 38.43% | 100% | 53.15% | 100% | 47.89% | 100% | 64.79% | 100% | 60.87% | Suburb Midsize | 578.0075 | Pacific
98516 | 0.1511 | Olympia | 0 | WA | 2010 | 1461 | 369701.481 | 24928.69 | 24200340 | 1408 | 252744.2218 | 1367 | 111307.1111 | 1237 | 93805.1828 | 15045.2 | 14427100 | 40 | 32049.2582 | 40 | 20630.2583 | 40 | 19412.028 | 2505.51 | 2485260 | 13 | 84908.0009 | 13 | 60680.6866 | 13 | 58121.9953 | 7377.98 | 7287980 | 253.0469 | 96.37% | 68.36% | 2.738% | 8.669% | 0.8898% | 22.97% | 97.09% | 44.04% | 87.86% | 37.11% | 100% | 64.37% | 100% | 60.57% | 100% | 71.47% | 100% | 68.45% | Suburb Midsize | 698.2712 | Pacific
98580 | 0.24285 | Olympia | 0 | WA | 2010 | 992 | 150235.4293 | 9405.656 | 9020825 | 973 | 135153.5792 | 955 | 62890.6593 | 827 | 50215.4183 | 8293.91 | 7940320 | 18 | 12746.1175 | 18 | 6798.7407 | 18 | 6135.3985 | 936.478 | 905132 | 1 | 2335.7326 | 1 | 1481.0699 | 1 | 1243.674 | 175.268 | 175373 | 151.447 | 98.08% | 89.96% | 1.815% | 8.484% | 0.1008% | 1.555% | 98.15% | 46.53% | 84.99% | 37.15% | 100% | 53.34% | 100% | 48.14% | 100% | 63.41% | 100% | 53.25% | Suburb Large | 114.7713 | Pacific
98660 | 0.66881 | Portland | 0 | OR | 2012 | 4338 | 1337536.8796 | 104988.1 | 113715300 | 4003 | 494905.8246 | 3901 | 223867.251 | 3411 | 180566.1084 | 30850.5 | 32374000 | 241 | 258582.873 | 241 | 177012.5898 | 241 | 167812.5834 | 21056.9 | 22962600 | 94 | 584048.182 | 94 | 452511.24 | 94 | 439512.3287 | 53080.7 | 58378700 | 308.3303 | 92.28% | 37% | 5.556% | 19.33% | 2.167% | 43.67% | 97.45% | 45.23% | 85.21% | 36.48% | 100% | 68.45% | 100% | 64.9% | 100% | 77.48% | 100% | 75.25% | City Midsize | 648.1106 | Pacific
98661 | 1 | Portland | 0 | OR | 2012 | 12684 | 3384538.4446 | 247066.6 | 264754300 | 11875 | 2028600.3058 | 11721 | 895771.42 | 10819 | 744364.4531 | 125520 | 132052000 | 692 | 618471.7678 | 692 | 398894.8229 | 690 | 373760.3099 | 50258.1 | 54364300 | 117 | 737466.371 | 117 | 615805.9323 | 117 | 601323.6704 | 71288.5 | 78338000 | 266.8353 | 93.62% | 59.94% | 5.456% | 18.27% | 0.9224% | 21.79% | 98.7% | 44.16% | 91.11% | 36.69% | 100% | 64.5% | 99.71% | 60.43% | 100% | 83.5% | 100% | 81.54% | City Midsize | 3697.6429 | Pacific
98662 | 0.48924 | Portland | 0 | OR | 2012 | 7722 | 2007657.4374 | 145194.3 | 154773100 | 7333 | 1337213.2023 | 7225 | 607501.0252 | 6734 | 512803.5475 | 87916.1 | 92100600 | 334 | 267067.2584 | 334 | 159198.1661 | 334 | 145140.9977 | 20340.7 | 21862500 | 55 | 403376.9767 | 55 | 325052.0904 | 55 | 314900.0203 | 36937.5 | 40810000 | 259.9919 | 94.96% | 66.61% | 4.325% | 13.3% | 0.7123% | 20.09% | 98.53% | 45.43% | 91.83% | 38.35% | 100% | 59.61% | 100% | 54.35% | 100% | 80.58% | 100% | 78.07% | Suburb Large | 2543.7842 | Pacific
98663 | 1 | Portland | 0 | OR | 2012 | 5575 | 1066200.7223 | 70987.23 | 75267450 | 5422 | 818742.0874 | 5345 | 361297.6489 | 4848 | 294557.2006 | 50525.1 | 52981200 | 123 | 106544.0465 | 123 | 65595.0322 | 123 | 60771.9639 | 8303.53 | 8971150 | 30 | 140914.5884 | 30 | 102866.9094 | 30 | 97746.0819 | 12158.6 | 13315100 | 191.2468 | 97.26% | 76.79% | 2.206% | 9.993% | 0.5381% | 13.22% | 98.58% | 44.13% | 89.41% | 35.98% | 100% | 61.57% | 100% | 57.04% | 100% | 73% | 100% | 69.37% | City Midsize | 3216.2402 | Pacific
98664 | 1 | Portland | 0 | OR | 2012 | 7379 | 1716259.6463 | 108974.34 | 114774370 | 7027 | 1379661.7014 | 6885 | 588654.8884 | 6493 | 489572.2934 | 82537.1 | 86382200 | 340 | 235573.0351 | 340 | 127700.4548 | 340 | 113247.8789 | 17750.2 | 18818100 | 12 | 101024.9098 | 12 | 76016.2551 | 12 | 72865.715 | 8687.04 | 9574070 | 232.587 | 95.23% | 80.39% | 4.608% | 13.73% | 0.1626% | 5.886% | 97.98% | 42.67% | 92.4% | 35.48% | 100% | 54.21% | 100% | 48.07% | 100% | 75.25% | 100% | 72.13% | City Midsize | 3868.0492 | Pacific
98665 | 0.80348 | Portland | 0 | OR | 2012 | 6330 | 1571523.3913 | 110579.2 | 117824900 | 5954 | 1092195.6844 | 5893 | 500980.4195 | 5426 | 417142.3274 | 70239.8 | 73839600 | 345 | 298607.9839 | 345 | 185885.3608 | 343 | 172947.2705 | 23818.9 | 25736000 | 31 | 180719.7231 | 31 | 144291.9149 | 31 | 140101.5839 | 16520.5 | 18249300 | 248.2659 | 94.06% | 69.5% | 5.45% | 19% | 0.4897% | 11.5% | 98.98% | 45.87% | 91.13% | 38.19% | 100% | 62.25% | 99.42% | 57.92% | 100% | 79.84% | 100% | 77.52% | City Midsize | 2800.2368 | Pacific
98682 | 0.20913 | Portland | 0 | OR | 2012 | 10886 | 2308242.2477 | 166891.8 | 176813300 | 10580 | 1794899.5926 | 10373 | 830452.5055 | 9822 | 706324.4363 | 120163 | 125915000 | 250 | 202083.3452 | 250 | 131608.2238 | 248 | 123658.6052 | 17305.8 | 18450400 | 56 | 311259.3099 | 56 | 257084.3401 | 56 | 250750.7588 | 29423 | 32447900 | 212.0377 | 97.19% | 77.76% | 2.297% | 8.755% | 0.5144% | 13.48% | 98.04% | 46.27% | 92.84% | 39.35% | 100% | 65.13% | 99.2% | 61.19% | 100% | 82.59% | 100% | 80.56% | City Midsize | 1522.6398 | Pacific
98683 | 0.44397 | Portland | 0 | OR | 2012 | 4660 | 1245906.0273 | 79521.87 | 84602700 | 4453 | 976083.8816 | 4415 | 400911.6307 | 4228 | 323241.7456 | 56746.1 | 59876400 | 187 | 130036.8365 | 187 | 70750.543 | 186 | 63761.0179 | 9859.27 | 10497700 | 20 | 139785.3093 | 20 | 113169.8111 | 20 | 109070.1656 | 12916.5 | 14228600 | 267.3618 | 95.56% | 78.34% | 4.013% | 10.44% | 0.4292% | 11.22% | 99.15% | 41.07% | 94.95% | 33.12% | 100% | 54.41% | 99.47% | 49.03% | 100% | 80.96% | 100% | 78.03% | City Midsize | 3563.3885 | Pacific
98684 | 0.53886 | Portland | 0 | OR | 2012 | 4934 | 1210438.3895 | 72475.5 | 76987100 | 4694 | 914128.0797 | 4528 | 343085.037 | 4055 | 281222.8951 | 48370 | 50715800 | 216 | 164128.912 | 216 | 93127.466 | 215 | 84920.4678 | 12076.4 | 12968900 | 24 | 132181.3979 | 24 | 105223.2442 | 24 | 101817.3455 | 12029.1 | 13302400 | 245.326 | 95.14% | 75.52% | 4.378% | 13.56% | 0.4864% | 10.92% | 96.46% | 37.53% | 86.39% | 30.76% | 100% | 56.74% | 99.54% | 51.74% | 100% | 79.61% | 100% | 77.03% | City Midsize | 3767.9529 | Pacific
99001 | 0.10786 | Spokane | 0 | WA | 2008 | 57 | 36551.6826 | 2467.643 | 3052526 | 40 | 6929.0791 | 40 | 2291.0996 | 31 | 1880.6679 | 255.795 | 318536 | 13 | 12134.7484 | 13 | 7274.0803 | 12 | 7045.2062 | 848.748 | 1056790 | 4 | 17487.8552 | 4 | 11963.6559 | 4 | 11403.1961 | 1363.1 | 1677200 | 641.2576 | 70.18% | 18.96% | 22.81% | 33.2% | 7.018% | 47.84% | 100% | 33.06% | 77.5% | 27.14% | 100% | 59.94% | 92.31% | 58.06% | 100% | 68.41% | 100% | 65.21% | Town Fringe | 548.9005 | Pacific
99004 | 0.0091301 | Spokane | 0 | WA | 2008 | 908 | 222107.6624 | 11677.209 | 14692017 | 897 | 159119.2083 | 880 | 46062.2902 | 697 | 30281.6559 | 5345.65 | 6779140 | 9 | 11088.5703 | 9 | 6350.6181 | 9 | 6109.9346 | 789.449 | 991687 | 2 | 51899.8838 | 2 | 49399.1933 | 2 | 49252.8514 | 5542.11 | 6921190 | 244.612 | 98.79% | 71.64% | 0.9912% | 4.992% | 0.2203% | 23.37% | 98.1% | 28.95% | 77.7% | 19.03% | 100% | 57.27% | 100% | 55.1% | 100% | 95.18% | 100% | 94.9% | Town Fringe | 58.9678 | Pacific
99016 | 0.89481 | Spokane | 0 | WA | 2008 | 6109 | 1172654.9231 | 44113.52 | 53052680 | 5955 | 995897.0162 | 5856 | 283236.7091 | 4407 | 190359.3157 | 32631.7 | 39333300 | 141 | 115538.0801 | 141 | 50235.936 | 133 | 43811.6957 | 5914.03 | 7069940 | 13 | 61219.8267 | 13 | 49762.7763 | 13 | 48814.666 | 5567.79 | 6649440 | 191.9553 | 97.48% | 84.93% | 2.308% | 9.853% | 0.2128% | 5.221% | 98.34% | 28.44% | 74.01% | 19.11% | 100% | 43.48% | 94.33% | 37.92% | 100% | 81.29% | 100% | 79.74% | Suburb Large | 487.88 | Pacific
99019 | 1 | Spokane | 0 | WA | 2008 | 3310 | 1023208.8236 | 49353.78 | 58979540 | 3052 | 614904.9756 | 2957 | 170771.9153 | 2415 | 114480.4445 | 20157.1 | 24162900 | 227 | 170120.0087 | 227 | 61152.3578 | 214 | 49616.1599 | 7353.08 | 8747940 | 31 | 238183.8393 | 31 | 196214.6105 | 31 | 192012.9866 | 21843.6 | 26068700 | 309.1265 | 92.21% | 60.1% | 6.858% | 16.63% | 0.9366% | 23.28% | 96.89% | 27.77% | 79.13% | 18.62% | 100% | 35.95% | 94.27% | 29.17% | 100% | 82.38% | 100% | 80.62% | Suburb Large | 412.7439 | Pacific
99021 | 0.094439 | Spokane | 0 | WA | 2008 | 1084 | 177096.1159 | 5512.2566 | 6608271.5 | 1058 | 156062.1069 | 1016 | 40389.9457 | 644 | 26758.7415 | 4347.34 | 5224230 | 25 | 18094.0976 | 25 | 7393.3285 | 23 | 6840.6925 | 1081.14 | 1287540 | 1 | 2939.9115 | 1 | 764.4783 | 1 | 539.7931 | 83.7766 | 96501.5 | 163.3728 | 97.6% | 88.12% | 2.306% | 10.22% | 0.09225% | 1.66% | 96.03% | 25.88% | 60.87% | 17.15% | 100% | 40.86% | 92% | 37.81% | 100% | 26% | 100% | 18.36% | Suburb Large | 110.382 | Pacific
99023 | 0.017005 | Spokane | 0 | WA | 2008 | 19 | 4298.3992 | 195.694 | 234232 | 19 | 4298.3992 | 19 | 1387.4509 | 16 | 1014.9836 | 195.694 | 234232 | 0 | 0 | 0 | 0 | 0 | 0 | 0 | 0 | 0 | 0 | 0 | 0 | 0 | 0 | 0 | 0 | 226.2315 | 100% | 100% | 0% | 0% | 0% | 0% | 100% | 32.28% | 84.21% | 23.61% | #DIV/0! | #DIV/0! | #DIV/0! | #DIV/0! | #DIV/0! | #DIV/0! | #DIV/0! | #DIV/0! | Rural Distant | 102.6614 | Pacific
99025 | 0.29892 | Spokane | 0 | WA | 2008 | 2317 | 410215.3438 | 13003.77 | 15703930 | 2280 | 372661.9635 | 2205 | 97691.2967 | 1427 | 61392.177 | 10917.3 | 13214000 | 35 | 23887.1579 | 35 | 7647.7636 | 35 | 6444.4966 | 1031.52 | 1232910 | 2 | 13666.2224 | 2 | 9623.1453 | 2 | 9202.1987 | 1054.95 | 1257020 | 177.0459 | 98.4% | 90.85% | 1.511% | 5.823% | 0.08632% | 3.331% | 96.71% | 26.21% | 62.59% | 16.47% | 100% | 32.02% | 100% | 26.98% | 100% | 70.42% | 100% | 67.34% | Rural Fringe | 80.4154 | Pacific
99026 | 0.087881 | Spokane | 0 | WA | 2008 | 608 | 126387.8439 | 2721.202 | 3405772 | 602 | 121905.8508 | 537 | 22750.1422 | 334 | 15050.8784 | 2558.83 | 3207290 | 6 | 4481.9931 | 6 | 1231.3954 | 5 | 1022.9357 | 162.372 | 198482 | 0 | 0 | 0 | 0 | 0 | 0 | 0 | 0 | 207.8747 | 99.01% | 96.45% | 0.9868% | 3.546% | 0% | 0% | 89.2% | 18.66% | 55.48% | 12.35% | 100% | 27.47% | 83.33% | 22.82% | #DIV/0! | #DIV/0! | #DIV/0! | #DIV/0! | Town Fringe | 89.2328 | Pacific
99027 | 1 | Spokane | 0 | WA | 2008 | 3975 | 700880.1283 | 23939.33 | 28883670 | 3887 | 616618.4878 | 3834 | 181709.1196 | 2697 | 120214.1202 | 19926 | 24085100 | 83 | 65599.4437 | 83 | 24738.6002 | 79 | 19798.8185 | 2892.92 | 3461410 | 5 | 18662.1969 | 5 | 10150.6612 | 5 | 9397.8494 | 1120.41 | 1337160 | 176.322 | 97.79% | 87.98% | 2.088% | 9.36% | 0.1258% | 2.663% | 98.64% | 29.47% | 69.39% | 19.5% | 100% | 37.71% | 95.18% | 30.18% | 100% | 54.39% | 100% | 50.36% | Rural Fringe | 365.5731 | Pacific
99037 | 1 | Spokane | 0 | WA | 2008 | 5169 | 1259574.6956 | 51087.98 | 61351000 | 4989 | 958866.2316 | 4909 | 255882.479 | 3750 | 170406.6149 | 29306.3 | 35320200 | 156 | 115506.8445 | 156 | 49781.0892 | 152 | 42915.3072 | 5802.88 | 6956100 | 24 | 185201.6195 | 24 | 142043.2198 | 24 | 138076.9631 | 15978.8 | 19074700 | 243.6786 | 96.52% | 76.13% | 3.018% | 9.17% | 0.4643% | 14.7% | 98.4% | 26.69% | 75.17% | 17.77% | 100% | 43.1% | 97.44% | 37.15% | 100% | 76.7% | 100% | 74.55% | Suburb Large | 1835.3978 | Pacific
99201 | 1 | Spokane | 0 | WA | 2008 | 3644 | 1211002.1372 | 58636.44 | 70122300 | 3210 | 414685.7766 | 3049 | 106032.5327 | 1514 | 64998.3374 | 9892.04 | 11891100 | 354 | 358768.9105 | 354 | 200120.6317 | 352 | 185534.001 | 22272.1 | 26616300 | 80 | 437547.4501 | 80 | 241030.582 | 80 | 225674.9886 | 26472.3 | 31614900 | 332.3277 | 88.09% | 34.24% | 9.715% | 29.63% | 2.195% | 36.13% | 94.98% | 25.57% | 47.17% | 15.67% | 100% | 55.78% | 99.44% | 51.71% | 100% | 55.09% | 100% | 51.58% | City Midsize | 3712.2761 | Pacific
99202 | 1 | Spokane | 0 | WA | 2008 | 7651 | 2158790.4635 | 108884 | 130431200 | 6914 | 882981.6811 | 6321 | 195235.3664 | 3181 | 129427.1091 | 20329.1 | 24621600 | 590 | 584229.5027 | 590 | 338758.3573 | 583 | 316806.2739 | 38432.7 | 45965100 | 147 | 691579.2797 | 147 | 441995.1087 | 147 | 425660.1786 | 50122.2 | 59844500 | 282.1579 | 90.37% | 40.9% | 7.711% | 27.06% | 1.921% | 32.04% | 91.42% | 22.11% | 46.01% | 14.66% | 100% | 57.98% | 98.81% | 54.23% | 100% | 63.91% | 100% | 61.55% | City Midsize | 3271.5595 | Pacific
99203 | 1 | Spokane | 0 | WA | 2008 | 9209 | 1573036.5299 | 29133.31 | 35417640 | 9055 | 1407267.2676 | 7291 | 191958.3858 | 3448 | 120298.7906 | 20956.3 | 25596700 | 141 | 101370.8274 | 140 | 30766.5614 | 123 | 25695.6735 | 3756.65 | 4536240 | 13 | 64398.4348 | 13 | 37992.3574 | 13 | 35665.7183 | 4420.36 | 5284700 | 170.8151 | 98.33% | 89.46% | 1.531% | 6.444% | 0.1412% | 4.094% | 80.52% | 13.64% | 38.08% | 8.548% | 99.29% | 30.35% | 87.23% | 25.35% | 100% | 59% | 100% | 55.38% | City Midsize | 4196.2541 | Pacific
99204 | 1 | Spokane | 0 | WA | 2008 | 1544 | 331654.5642 | 10196.37 | 12253980 | 1460 | 220605.9789 | 1308 | 38871.6989 | 607 | 23996.4594 | 3782.72 | 4587820 | 79 | 64664.5238 | 79 | 31540.0683 | 77 | 29373.535 | 3536.67 | 4229050 | 5 | 46384.0615 | 5 | 25941.9832 | 5 | 24549.0558 | 2876.98 | 3437110 | 214.8022 | 94.56% | 66.52% | 5.117% | 19.5% | 0.3238% | 13.99% | 89.59% | 17.62% | 41.58% | 10.88% | 100% | 48.77% | 97.47% | 45.42% | 100% | 55.93% | 100% | 52.93% | City Midsize | 6616.6468 | Pacific
99205 | 1 | Spokane | 0 | WA | 2008 | 20677 | 2643183.2019 | 82107.7 | 99489400 | 20390 | 2231348.0307 | 19412 | 535042.2131 | 10647 | 320267.3509 | 55422.1 | 67595000 | 250 | 218942.3739 | 250 | 117208.8475 | 250 | 106999.5366 | 13492.3 | 16165200 | 37 | 192892.7974 | 37 | 116374.1082 | 37 | 108990.6608 | 13193.3 | 15729200 | 127.832 | 98.61% | 84.42% | 1.209% | 8.283% | 0.1789% | 7.298% | 95.2% | 23.98% | 52.22% | 14.35% | 100% | 53.53% | 100% | 48.87% | 100% | 60.33% | 100% | 56.5% | City Midsize | 4407.9303 | Pacific
99206 | 0.94562 | Spokane | 0 | WA | 2008 | 14150 | 3130343.2464 | 119616.1 | 143959800 | 13534 | 2296620.6901 | 12677 | 546038.4821 | 8487 | 369750.9688 | 61977.8 | 75049700 | 542 | 473256.1699 | 539 | 239395.244 | 513 | 217501.948 | 27511.6 | 32941800 | 74 | 360466.3865 | 74 | 269644.4936 | 74 | 261802.3203 | 30126.7 | 35968300 | 221.2257 | 95.65% | 73.37% | 3.83% | 15.12% | 0.523% | 11.52% | 93.67% | 23.78% | 62.71% | 16.1% | 99.45% | 50.58% | 94.65% | 45.96% | 100% | 74.8% | 100% | 72.63% | Suburb Large | 1412.7559 | Pacific
99207 | 1 | Spokane | 0 | WA | 2008 | 12388 | 1907789.579 | 79979.4 | 96519700 | 12043 | 1296701.5984 | 11753 | 344750.631 | 7060 | 215814.3627 | 37125.8 | 45299500 | 297 | 260480.3062 | 297 | 136977.3444 | 293 | 124063.476 | 15640.7 | 18714600 | 48 | 350607.6745 | 48 | 244693.6723 | 48 | 233599.2383 | 27212.9 | 32505600 | 154.003 | 97.22% | 67.97% | 2.397% | 13.65% | 0.3875% | 18.38% | 97.59% | 26.59% | 58.62% | 16.64% | 100% | 52.59% | 98.65% | 47.63% | 100% | 69.79% | 100% | 66.63% | City Midsize | 5734.7562 | Pacific
99208 | 0.36892 | Spokane | 0 | WA | 2008 | 14598 | 3157146.7314 | 121138.5 | 145856700 | 14162 | 2516045.2321 | 13590 | 665898.8931 | 9946 | 444454.2572 | 78051.7 | 94316500 | 378 | 320276.3809 | 378 | 153770.6413 | 369 | 137404.0392 | 18238.2 | 21866300 | 58 | 320825.1184 | 58 | 219357.3867 | 58 | 210713.9619 | 24848.6 | 29673900 | 216.2726 | 97.01% | 79.69% | 2.589% | 10.14% | 0.3973% | 10.16% | 95.96% | 26.47% | 70.23% | 17.66% | 100% | 48.01% | 97.62% | 42.9% | 100% | 68.37% | 100% | 65.68% | Suburb Large | 1012.6128 | Pacific
99212 | 1 | Spokane | 0 | WA | 2008 | 10144 | 2452437.7134 | 115266.6 | 138373600 | 9453 | 1369663.478 | 8940 | 334472.8992 | 5429 | 228804.4469 | 36782 | 44566700 | 588 | 579839.6852 | 588 | 328082.2704 | 573 | 306545.3828 | 37926.5 | 45377200 | 103 | 502934.5502 | 103 | 357067.8255 | 103 | 347118.4548 | 40558.1 | 48429700 | 241.7624 | 93.19% | 55.85% | 5.797% | 23.64% | 1.015% | 20.51% | 94.57% | 24.42% | 57.43% | 16.71% | 100% | 56.58% | 97.45% | 52.87% | 100% | 71% | 100% | 69.02% | Suburb Large | 1359.4599 | Pacific
99216 | 1 | Spokane | 0 | WA | 2008 | 8838 | 2923876.4903 | 161578.9 | 193771700 | 8279 | 1360268.2065 | 7974 | 351143.2846 | 5581 | 239174.2196 | 39291.8 | 47674300 | 441 | 405796.3549 | 441 | 200715.792 | 427 | 182007.1172 | 23655.4 | 28399400 | 118 | 1157811.9289 | 118 | 865617.8309 | 118 | 844318.2465 | 98631.7 | 117698000 | 330.8301 | 93.68% | 46.52% | 4.99% | 13.88% | 1.335% | 39.6% | 96.32% | 25.81% | 67.41% | 17.58% | 100% | 49.46% | 96.83% | 44.85% | 100% | 74.76% | 100% | 72.92% | Rural Fringe | 1616.98 | Pacific
99217 | 0.77861 | Spokane | 0 | WA | 2008 | 8942 | 1721666.1339 | 73314.1 | 88558800 | 8536 | 1227386.0244 | 8295 | 358968.5038 | 5859 | 246229.4038 | 41939 | 50937200 | 381 | 298224.1611 | 381 | 130674.7193 | 360 | 114556.6146 | 15419.8 | 18517400 | 25 | 196055.9484 | 25 | 138171.6726 | 25 | 133568.4823 | 15955.3 | 19104200 | 192.537 | 95.46% | 71.29% | 4.261% | 17.32% | 0.2796% | 11.39% | 97.18% | 29.25% | 68.64% | 20.06% | 100% | 43.82% | 94.49% | 38.41% | 100% | 70.48% | 100% | 68.13% | Rural Fringe | 387.4434 | Pacific
99218 | 0.86941 | Spokane | 0 | WA | 2008 | 4315 | 1446094.1135 | 54523.1 | 65241000 | 3965 | 785759.6145 | 3484 | 139673.8669 | 2076 | 90513.3936 | 15149.7 | 18241800 | 307 | 253235.3634 | 305 | 107971.1631 | 280 | 96275.6813 | 12754.6 | 15272400 | 43 | 407099.1355 | 43 | 237390.1842 | 43 | 224245.7089 | 26618.8 | 31726800 | 335.1319 | 91.89% | 54.34% | 7.115% | 17.51% | 0.9965% | 28.15% | 87.87% | 17.78% | 52.36% | 11.52% | 99.35% | 42.64% | 91.21% | 38.02% | 100% | 58.31% | 100% | 55.08% | Suburb Large | 2015.2762 | Pacific
99223 | 0.63853 | Spokane | 0 | WA | 2008 | 10540 | 2336291.6634 | 76192.6 | 92148800 | 10133 | 1891924.7547 | 9547 | 435802.2212 | 6770 | 293058.0892 | 52050.3 | 63201400 | 379 | 290403.6909 | 378 | 107108.9716 | 361 | 89228.4352 | 13187.5 | 15853000 | 28 | 153963.2178 | 28 | 96070.5256 | 28 | 91061.5408 | 10954.8 | 13094400 | 221.6596 | 96.14% | 80.98% | 3.596% | 12.43% | 0.2657% | 6.59% | 94.22% | 23.03% | 66.81% | 15.49% | 99.74% | 36.88% | 95.25% | 30.73% | 100% | 62.4% | 100% | 59.14% | City Midsize | 1001.9181 | Pacific
99224 | 0.46011 | Spokane | 0 | WA | 2008 | 7277 | 1792799.0656 | 80516.8 | 100096500 | 6885 | 1129677.9261 | 6451 | 296566.8659 | 4456 | 206513.9466 | 33883.9 | 42424200 | 340 | 303650.8354 | 339 | 152366.1202 | 332 | 139389.0358 | 17848.9 | 22106600 | 52 | 359470.3042 | 52 | 256311.3737 | 52 | 247636.007 | 28784 | 35565700 | 246.3651 | 94.61% | 63.01% | 4.672% | 16.94% | 0.7146% | 20.05% | 93.7% | 26.25% | 64.72% | 18.28% | 99.71% | 50.18% | 97.65% | 45.9% | 100% | 71.3% | 100% | 68.89% | Town Fringe | 168.8547 | Pacific
99258 | 1 | Spokane | 0 | WA | 2008 | 1 | 221.4781 | 13.8541 | 16772.5 | 1 | 221.4781 | 1 | 89.576 | 1 | 81.576 | 13.8541 | 16772.5 | 0 | 0 | 0 | 0 | 0 | 0 | 0 | 0 | 0 | 0 | 0 | 0 | 0 | 0 | 0 | 0 | 221.4781 | 100% | 100% | 0% | 0% | 0% | 0% | 100% | 40.44% | 100% | 36.83% | #DIV/0! | #DIV/0! | #DIV/0! | #DIV/0! | #DIV/0! | #DIV/0! | #DIV/0! | #DIV/0! | City Midsize | 6873.3911 | Pacific

## Small_Building_Suitability
fipsstco | zip | state_fips | zip_name | county | state | state_zip | zip_int | locale | nbld | pct_suitab
41035 | 97737 | 41 | GILCHRIST | KLAMATH | OR | OR_97737 | 97737 | City Small | 30 | 0.82753
41013 | 97752 | 41 | POST | CROOK | OR | OR_97752 | 97752 | Town Fringe | 700 | 0.7999
41013 | 97753 | 41 | POWELL BUTTE | CROOK | OR | OR_97753 | 97753 | Town Fringe | 1271 | 0.81498
41017 | 97756 | 41 | REDMOND | DESCHUTES | OR | OR_97756 | 97756 | Town Fringe | 7648 | 0.80971
41017 | 97759 | 41 | SISTERS | DESCHUTES | OR | OR_97759 | 97759 | Rural Fringe | 1822 | 0.72629
41031 | 97760 | 41 | TERREBONNE | JEFFERSON | OR | OR_97760 | 97760 | Town Fringe | 2907 | 0.81415
41023 | 97825 | 41 | DAYVILLE | GRANT | OR | OR_97825 | 97825 | Rural Fringe | 191 | 0.75871
41023 | 97845 | 41 | JOHN DAY | GRANT | OR | OR_97845 | 97845 | Rural Fringe | 122 | 0.74689
41023 | 97848 | 41 | KIMBERLY | GRANT | OR | OR_97848 | 97848 | Rural Fringe | 200 | 0.73915
41023 | 97856 | 41 | LONG CREEK | GRANT | OR | OR_97856 | 97856 | Rural Fringe | 333 | 0.73729
41023 | 97864 | 41 | MONUMENT | GRANT | OR | OR_97864 | 97864 | Rural Fringe | 114 | 0.75324
41023 | 97865 | 41 | MOUNT VERNON | GRANT | OR | OR_97865 | 97865 | Rural Fringe | 387 | 0.74225
41023 | 97869 | 41 | PRAIRIE CITY | GRANT | OR | OR_97869 | 97869 | Rural Fringe | 205 | 0.7323
41023 | 97873 | 41 | SENECA | GRANT | OR | OR_97873 | 97873 | Rural Fringe | 257 | 0.73739
41069 | 97874 | 41 | SPRAY | WHEELER | OR | OR_97874 | 97874 | Rural Fringe | 106 | 0.75236
41025 | 97904 | 41 | DREWSEY | HARNEY | OR | OR_97904 | 97904 | Town Fringe | 49 | 0.8188
53055 | 98243 | 53 | DEER HARBOR | SAN JUAN | WA | WA_98243 | 98243 | Rural Fringe | 163 | 0.66115
53055 | 98245 | 53 | EASTSOUND | SAN JUAN | WA | WA_98245 | 98245 | Rural Fringe | 2437 | 0.66082
53055 | 98250 | 53 | FRIDAY HARBOR | SAN JUAN | WA | WA_98250 | 98250 | Rural Fringe | 3976 | 0.68499
53055 | 98261 | 53 | LOPEZ ISLAND | SAN JUAN | WA | WA_98261 | 98261 | Rural Fringe | 1858 | 0.68477
53009 | 98326 | 53 | CLALLAM BAY | CLALLAM | WA | WA_98326 | 98326 | Rural Fringe | 387 | 0.68215
53009 | 98357 | 53 | NEAH BAY | CLALLAM | WA | WA_98357 | 98357 | Rural Fringe | 270 | 0.67906
53009 | 98362 | 53 | PORT ANGELES | CLALLAM | WA | WA_98362 | 98362 | Town Fringe | 7149 | 0.7257
53009 | 98363 | 53 | PORT ANGELES | CLALLAM | WA | WA_98363 | 98363 | Rural Fringe | 3746 | 0.67113
53031 | 98368 | 53 | PORT TOWNSEND | JEFFERSON | WA | WA_98368 | 98368 | Town Fringe | 4723 | 0.71738
53031 | 98376 | 53 | QUILCENE | JEFFERSON | WA | WA_98376 | 98376 | Rural Fringe | 1484 | 0.67678
53035 | 98380 | 53 | SEABECK | KITSAP | WA | WA_98380 | 98380 | City Small | 1771 | 0.7498
53009 | 98381 | 53 | SEKIU | CLALLAM | WA | WA_98381 | 98381 | Rural Fringe | 347 | 0.68078
53009 | 98382 | 53 | SEQUIM | CLALLAM | WA | WA_98382 | 98382 | Town Fringe | 9009 | 0.72833
53067 | 98505 | 53 | OLYMPIA | THURSTON | WA | WA_98505 | 98505 | City Small | 127 | 0.69565
53067 | 98506 | 53 | OLYMPIA | THURSTON | WA | WA_98506 | 98506 | City Small | 5050 | 0.74173
53027 | 98520 | 53 | ABERDEEN | GRAYS HARBOR | WA | WA_98520 | 98520 | Rural Fringe | 6212 | 0.69746
53027 | 98526 | 53 | AMANDA PARK | GRAYS HARBOR | WA | WA_98526 | 98526 | Rural Fringe | 238 | 0.6859
53027 | 98541 | 53 | ELMA | GRAYS HARBOR | WA | WA_98541 | 98541 | Town Fringe | 3287 | 0.74224
53049 | 98547 | 53 | GRAYLAND | PACIFIC | WA | WA_98547 | 98547 | Rural Fringe | 649 | 0.70235
53045 | 98548 | 53 | HOODSPORT | MASON | WA | WA_98548 | 98548 | Rural Fringe | 677 | 0.67941
53027 | 98550 | 53 | HOQUIAM | GRAYS HARBOR | WA | WA_98550 | 98550 | Town Fringe | 4393 | 0.74077
53045 | 98555 | 53 | LILLIWAUP | MASON | WA | WA_98555 | 98555 | Rural Fringe | 356 | 0.68251
53027 | 98563 | 53 | MONTESANO | GRAYS HARBOR | WA | WA_98563 | 98563 | Town Fringe | 2309 | 0.74365
53027 | 98569 | 53 | OCEAN SHORES | GRAYS HARBOR | WA | WA_98569 | 98569 | Town Fringe | 743 | 0.77118
53045 | 98584 | 53 | SHELTON | MASON | WA | WA_98584 | 98584 | Town Fringe | 10784 | 0.74323
53027 | 98587 | 53 | TAHOLAH | GRAYS HARBOR | WA | WA_98587 | 98587 | Rural Fringe | 131 | 0.67676
53045 | 98588 | 53 | TAHUYA | MASON | WA | WA_98588 | 98588 | Rural Fringe | 1395 | 0.67321
53045 | 98592 | 53 | UNION | MASON | WA | WA_98592 | 98592 | Rural Fringe | 1259 | 0.68671
53027 | 98595 | 53 | WESTPORT | GRAYS HARBOR | WA | WA_98595 | 98595 | Rural Fringe | 327 | 0.72623
53055 | 98280 | 53 | ORCAS | SAN JUAN | WA | WA_98280 | 98280 | Rural Fringe | 538 | 0.6841
53027 | 98536 | 53 | COPALIS CROSSING | GRAYS HARBOR | WA | WA_98536 | 98536 | Town Fringe | 540 | 0.739
53041 | 98544 | 53 | GALVIN | LEWIS | WA | WA_98544 | 98544 | Town Fringe | 603 | 0.7483
53027 | 98566 | 53 | NEILTON | GRAYS HARBOR | WA | WA_98566 | 98566 | Rural Fringe | -999 | 0.64461
53027 | 98571 | 53 | PACIFIC BEACH | GRAYS HARBOR | WA | WA_98571 | 98571 | Town Fringe | 380 | 0.73943
53073 | 98281 | 53 | POINT ROBERTS | WHATCOM | WA | WA_98281 | 98281 | Town Fringe | 1685 | 0.72914
53009 | 98305 | 53 | BEAVER | CLALLAM | WA | WA_98305 | 98305 | Town Fringe | 262 | 0.72462
53031 | 98320 | 53 | BRINNON | JEFFERSON | WA | WA_98320 | 98320 | Rural Fringe | 975 | 0.68074
53009 | 98331 | 53 | FORKS | CLALLAM | WA | WA_98331 | 98331 | Town Fringe | 1455 | 0.72457
53009 | 98350 | 53 | LA PUSH | CLALLAM | WA | WA_98350 | 98350 | Town Fringe | 125 | 0.7555
53067 | 98501 | 53 | OLYMPIA | THURSTON | WA | WA_98501 | 98501 | Suburb Midsize | 10660 | 0.72919
53067 | 98502 | 53 | OLYMPIA | THURSTON | WA | WA_98502 | 98502 | Suburb Midsize | 7507 | 0.72486
53067 | 98503 | 53 | LACEY | THURSTON | WA | WA_98503 | 98503 | Suburb Midsize | 8484 | 0.74063
53067 | 98512 | 53 | OLYMPIA | THURSTON | WA | WA_98512 | 98512 | Suburb Midsize | 7510 | 0.73762
53045 | 98524 | 53 | ALLYN | MASON | WA | WA_98524 | 98524 | Rural Fringe | 777 | 0.68227
53045 | 98528 | 53 | BELFAIR | MASON | WA | WA_98528 | 98528 | Rural Fringe | 2725 | 0.68356
53067 | 98530 | 53 | BUCODA | THURSTON | WA | WA_98530 | 98530 | Town Fringe | 187 | 0.74406
53041 | 98531 | 53 | CENTRALIA | LEWIS | WA | WA_98531 | 98531 | Town Fringe | 6732 | 0.75138
53041 | 98532 | 53 | CHEHALIS | LEWIS | WA | WA_98532 | 98532 | Town Fringe | 5783 | 0.74731
53027 | 98535 | 53 | COPALIS BEACH | GRAYS HARBOR | WA | WA_98535 | 98535 | Town Fringe | 930 | 0.74025
53027 | 98537 | 53 | COSMOPOLIS | GRAYS HARBOR | WA | WA_98537 | 98537 | Rural Fringe | 1743 | 0.69758
53045 | 98546 | 53 | GRAPEVIEW | MASON | WA | WA_98546 | 98546 | Rural Fringe | 1500 | 0.68367
53027 | 98552 | 53 | HUMPTULIPS | GRAYS HARBOR | WA | WA_98552 | 98552 | Rural Fringe | 806 | 0.69162
53027 | 98557 | 53 | MCCLEARY | GRAYS HARBOR | WA | WA_98557 | 98557 | Town Fringe | 931 | 0.73565
53045 | 98560 | 53 | MATLOCK | MASON | WA | WA_98560 | 98560 | Rural Fringe | 286 | 0.68719
53027 | 98562 | 53 | MOCLIPS | GRAYS HARBOR | WA | WA_98562 | 98562 | Town Fringe | 158 | 0.73348
53027 | 98568 | 53 | OAKVILLE | GRAYS HARBOR | WA | WA_98568 | 98568 | Rural Fringe | 514 | 0.69553
53027 | 98575 | 53 | QUINAULT | GRAYS HARBOR | WA | WA_98575 | 98575 | Rural Fringe | 347 | 0.67424
53067 | 98579 | 53 | ROCHESTER | THURSTON | WA | WA_98579 | 98579 | Rural Fringe | 2454 | 0.70808
53067 | 98589 | 53 | TENINO | THURSTON | WA | WA_98589 | 98589 | Rural Fringe | 2677 | 0.69744
41009 | 97016 | 41 | CLATSKANIE | COLUMBIA | OR | OR_97016 | 97016 | Rural Fringe | 1763 | 0.70281
41009 | 97048 | 41 | RAINIER | COLUMBIA | OR | OR_97048 | 97048 | Rural Fringe | 1618 | 0.70353
41009 | 97051 | 41 | SAINT HELENS | COLUMBIA | OR | OR_97051 | 97051 | Town Fringe | 3594 | 0.75733
41009 | 97056 | 41 | SCAPPOOSE | COLUMBIA | OR | OR_97056 | 97056 | Town Fringe | 3481 | 0.75693
41007 | 97103 | 41 | ASTORIA | CLATSOP | OR | OR_97103 | 97103 | Town Fringe | 5553 | 0.74672
41007 | 97110 | 41 | CANNON BEACH | CLATSOP | OR | OR_97110 | 97110 | Town Fringe | 205 | 0.7674
41057 | 97112 | 41 | CLOVERDALE | TILLAMOOK | OR | OR_97112 | 97112 | Rural Fringe | 1361 | 0.70248
41071 | 97114 | 41 | DAYTON | YAMHILL | OR | OR_97114 | 97114 | Rural Fringe | 2227 | 0.7599
41067 | 97125 | 41 | MANNING | WASHINGTON | OR | OR_97125 | 97125 | Rural Fringe | 150 | 0.71131
41071 | 97127 | 41 | LAFAYETTE | YAMHILL | OR | OR_97127 | 97127 | Town Fringe | 770 | 0.78177
41057 | 97135 | 41 | PACIFIC CITY | TILLAMOOK | OR | OR_97135 | 97135 | Rural Fringe | 211 | 0.72753
41057 | 97141 | 41 | TILLAMOOK | TILLAMOOK | OR | OR_97141 | 97141 | Town Fringe | 5371 | 0.74181
41057 | 97147 | 41 | WHEELER | TILLAMOOK | OR | OR_97147 | 97147 | Rural Fringe | -999 | 0.68162
41057 | 97149 | 41 | NESKOWIN | TILLAMOOK | OR | OR_97149 | 97149 | Rural Fringe | 349 | 0.69748
41043 | 97321 | 41 | ALBANY | LINN | OR | OR_97321 | 97321 | Town Fringe | 8702 | 0.80817
41043 | 97322 | 41 | ALBANY | LINN | OR | OR_97322 | 97322 | Town Fringe | 8747 | 0.81213
41041 | 97341 | 41 | DEPOE BAY | LINCOLN | OR | OR_97341 | 97341 | Town Fringe | 1080 | 0.75502
41071 | 97347 | 41 | GRAND RONDE | YAMHILL | OR | OR_97347 | 97347 | Rural Fringe | 954 | 0.70804
41053 | 97351 | 41 | INDEPENDENCE | POLK | OR | OR_97351 | 97351 | Town Fringe | 2664 | 0.81052
41047 | 97352 | 41 | JEFFERSON | MARION | OR | OR_97352 | 97352 | Rural Fringe | 2079 | 0.76189
41053 | 97361 | 41 | MONMOUTH | POLK | OR | OR_97361 | 97361 | Town Fringe | 3881 | 0.77878
41041 | 97364 | 41 | NEOTSU | LINCOLN | OR | OR_97364 | 97364 | Town Fringe | 232 | 0.70509
41041 | 97365 | 41 | NEWPORT | LINCOLN | OR | OR_97365 | 97365 | Town Fringe | 3072 | 0.77363
41041 | 97366 | 41 | SOUTH BEACH | LINCOLN | OR | OR_97366 | 97366 | Town Fringe | 484 | 0.75889
41041 | 97367 | 41 | LINCOLN CITY | LINCOLN | OR | OR_97367 | 97367 | Town Fringe | 4219 | 0.759
41041 | 97368 | 41 | OTIS | LINCOLN | OR | OR_97368 | 97368 | Town Fringe | 1662 | 0.74587
41041 | 97391 | 41 | TOLEDO | LINCOLN | OR | OR_97391 | 97391 | Town Fringe | 1987 | 0.75665
41041 | 97394 | 41 | WALDPORT | LINCOLN | OR | OR_97394 | 97394 | Town Fringe | 2242 | 0.74944
41071 | 97396 | 41 | WILLAMINA | YAMHILL | OR | OR_97396 | 97396 | Rural Fringe | 846 | 0.71209
41015 | 97406 | 41 | AGNESS | CURRY | OR | OR_97406 | 97406 | Rural Fringe | 629 | 0.7286
41039 | 97409 | 41 | ALVADORE | LANE | OR | OR_97409 | 97409 | City Midsize | -999 | 0.81381
41011 | 97414 | 41 | BROADBENT | COOS | OR | OR_97414 | 97414 | Rural Fringe | 152 | 0.7444
41015 | 97415 | 41 | BROOKINGS | CURRY | OR | OR_97415 | 97415 | Town Fringe | 3456 | 0.79207
41011 | 97420 | 41 | COOS BAY | COOS | OR | OR_97420 | 97420 | Town Fringe | 7698 | 0.77374
41039 | 97424 | 41 | COTTAGE GROVE | LANE | OR | OR_97424 | 97424 | Rural Fringe | 3923 | 0.72933
41019 | 97432 | 41 | DILLARD | DOUGLAS | OR | OR_97432 | 97432 | Town Fringe | 414 | 0.79344
41019 | 97435 | 41 | DRAIN | DOUGLAS | OR | OR_97435 | 97435 | Rural Fringe | 405 | 0.72384
41039 | 97439 | 41 | FLORENCE | LANE | OR | OR_97439 | 97439 | Town Fringe | 3763 | 0.76185
41019 | 97441 | 41 | GARDINER | DOUGLAS | OR | OR_97441 | 97441 | Town Fringe | 42 | 0.79345
41019 | 97442 | 41 | GLENDALE | DOUGLAS | OR | OR_97442 | 97442 | Rural Fringe | 207 | 0.73004
41015 | 97444 | 41 | GOLD BEACH | CURRY | OR | OR_97444 | 97444 | Rural Fringe | 1451 | 0.73237
41039 | 97448 | 41 | JUNCTION CITY | LANE | OR | OR_97448 | 97448 | Town Fringe | 3798 | 0.80411
41039 | 97453 | 41 | MAPLETON | LANE | OR | OR_97453 | 97453 | Rural Fringe | 361 | 0.71254
41011 | 97458 | 41 | MYRTLE POINT | COOS | OR | OR_97458 | 97458 | Rural Fringe | 1703 | 0.7323
41011 | 97459 | 41 | NORTH BEND | COOS | OR | OR_97459 | 97459 | Town Fringe | 4327 | 0.78561
41015 | 97476 | 41 | SIXES | CURRY | OR | OR_97476 | 97476 | Rural Fringe | 198 | 0.73349
41019 | 97479 | 41 | SUTHERLIN | DOUGLAS | OR | OR_97479 | 97479 | Town Fringe | 2498 | 0.77981
41039 | 97493 | 41 | WESTLAKE | LANE | OR | OR_97493 | 97493 | Town Fringe | 583 | 0.76737
41019 | 97495 | 41 | WINCHESTER | DOUGLAS | OR | OR_97495 | 97495 | Town Fringe | 337 | 0.78797
41033 | 97497 | 41 | WOLF CREEK | JOSEPHINE | OR | OR_97497 | 97497 | Rural Fringe | 516 | 0.72432
41039 | 97498 | 41 | YACHATS | LANE | OR | OR_97498 | 97498 | Town Fringe | 550 | 0.75017
41033 | 97532 | 41 | MERLIN | JOSEPHINE | OR | OR_97532 | 97532 | Rural Fringe | 1595 | 0.73516
41033 | 97538 | 41 | SELMA | JOSEPHINE | OR | OR_97538 | 97538 | Rural Fringe | 698 | 0.74996
53041 | 98539 | 53 | DOTY | LEWIS | WA | WA_98539 | 98539 | Rural Fringe | -999 | 0.62305
53049 | 98577 | 53 | RAYMOND | PACIFIC | WA | WA_98577 | 98577 | Rural Fringe | 1929 | 0.69683
53015 | 98581 | 53 | RYDERWOOD | COWLITZ | WA | WA_98581 | 98581 | Rural Fringe | 172 | 0.69808
53049 | 98586 | 53 | SOUTH BEND | PACIFIC | WA | WA_98586 | 98586 | Town Fringe | 957 | 0.73983
53049 | 98590 | 53 | TOKELAND | PACIFIC | WA | WA_98590 | 98590 | Rural Fringe | 209 | 0.70915
53069 | 98612 | 53 | CATHLAMET | WAHKIAKUM | WA | WA_98612 | 98612 | Rural Fringe | 654 | 0.70026
53049 | 98624 | 53 | ILWACO | PACIFIC | WA | WA_98624 | 98624 | Town Fringe | 680 | 0.74842
53015 | 98632 | 53 | LONGVIEW | COWLITZ | WA | WA_98632 | 98632 | City Small | 13140 | 0.77511
53049 | 98638 | 53 | NASELLE | PACIFIC | WA | WA_98638 | 98638 | Rural Fringe | 495 | 0.69573
53049 | 98640 | 53 | OCEAN PARK | PACIFIC | WA | WA_98640 | 98640 | Town Fringe | 2298 | 0.76272
53049 | 98641 | 53 | OYSTERVILLE | PACIFIC | WA | WA_98641 | 98641 | Town Fringe | 380 | 0.76241
53049 | 98644 | 53 | SEAVIEW | PACIFIC | WA | WA_98644 | 98644 | Town Fringe | 332 | 0.77912
41057 | 97122 | 41 | HEBO | TILLAMOOK | OR | OR_97122 | 97122 | Rural Fringe | 232 | 0.69496
41057 | 97130 | 41 | MANZANITA | TILLAMOOK | OR | OR_97130 | 97130 | Rural Fringe | 311 | 0.72912
41057 | 97131 | 41 | NEHALEM | TILLAMOOK | OR | OR_97131 | 97131 | Rural Fringe | 2239 | 0.69184
41053 | 97371 | 41 | RICKREALL | POLK | OR | OR_97371 | 97371 | Town Fringe | 2063 | 0.80437
41041 | 97388 | 41 | GLENEDEN BEACH | LINCOLN | OR | OR_97388 | 97388 | Town Fringe | 329 | 0.7955
41043 | 97389 | 41 | TANGENT | LINN | OR | OR_97389 | 97389 | Town Fringe | 1918 | 0.81681
41039 | 97426 | 41 | CRESWELL | LANE | OR | OR_97426 | 97426 | Town Fringe | 2730 | 0.78988
41039 | 97437 | 41 | ELMIRA | LANE | OR | OR_97437 | 97437 | Rural Fringe | 397 | 0.7239
41033 | 97531 | 41 | KERBY | JOSEPHINE | OR | OR_97531 | 97531 | Rural Fringe | 90 | 0.74034
41047 | 97026 | 41 | GERVAIS | MARION | OR | OR_97026 | 97026 | Town Fringe | 1700 | 0.81028
41009 | 97064 | 41 | VERNONIA | COLUMBIA | OR | OR_97064 | 97064 | Rural Fringe | 909 | 0.72117
41071 | 97101 | 41 | AMITY | YAMHILL | OR | OR_97101 | 97101 | Rural Fringe | 1706 | 0.7558
41007 | 97102 | 41 | ARCH CAPE | CLATSOP | OR | OR_97102 | 97102 | Town Fringe | 317 | 0.73732
41067 | 97106 | 41 | BANKS | WASHINGTON | OR | OR_97106 | 97106 | Rural Fringe | 682 | 0.72327
41057 | 97107 | 41 | BAY CITY | TILLAMOOK | OR | OR_97107 | 97107 | Rural Fringe | 1255 | 0.68942
41057 | 97108 | 41 | BEAVER | TILLAMOOK | OR | OR_97108 | 97108 | Rural Fringe | 698 | 0.6941
41067 | 97109 | 41 | BUXTON | WASHINGTON | OR | OR_97109 | 97109 | Rural Fringe | 302 | 0.70976
41071 | 97111 | 41 | CARLTON | YAMHILL | OR | OR_97111 | 97111 | Rural Fringe | 1361 | 0.73636
41067 | 97113 | 41 | CORNELIUS | WASHINGTON | OR | OR_97113 | 97113 | City Small | 2601 | 0.82701
41071 | 97115 | 41 | DUNDEE | YAMHILL | OR | OR_97115 | 97115 | Town Fringe | 1395 | 0.79286
41067 | 97116 | 41 | FOREST GROVE | WASHINGTON | OR | OR_97116 | 97116 | Suburb Large | 6055 | 0.81349
41067 | 97117 | 41 | GALES CREEK | WASHINGTON | OR | OR_97117 | 97117 | Suburb Large | 330 | 0.78766
41057 | 97118 | 41 | GARIBALDI | TILLAMOOK | OR | OR_97118 | 97118 | Rural Fringe | 300 | 0.70075
41067 | 97119 | 41 | GASTON | WASHINGTON | OR | OR_97119 | 97119 | Suburb Large | 1406 | 0.79252
41007 | 97121 | 41 | HAMMOND | CLATSOP | OR | OR_97121 | 97121 | Rural Fringe | 621 | 0.73641
41067 | 97123 | 41 | HILLSBORO | WASHINGTON | OR | OR_97123 | 97123 | City Small | 11543 | 0.81494
41071 | 97128 | 41 | MCMINNVILLE | YAMHILL | OR | OR_97128 | 97128 | Town Fringe | 8459 | 0.78658
41071 | 97132 | 41 | NEWBERG | YAMHILL | OR | OR_97132 | 97132 | Town Fringe | 7732 | 0.78564
41067 | 97133 | 41 | NORTH PLAINS | WASHINGTON | OR | OR_97133 | 97133 | City Small | 1274 | 0.79279
41057 | 97134 | 41 | OCEANSIDE | TILLAMOOK | OR | OR_97134 | 97134 | Town Fringe | 146 | 0.75861
41057 | 97136 | 41 | ROCKAWAY BEACH | TILLAMOOK | OR | OR_97136 | 97136 | Rural Fringe | 818 | 0.69674
41007 | 97138 | 41 | SEASIDE | CLATSOP | OR | OR_97138 | 97138 | Rural Fringe | 4322 | 0.69977
41067 | 97144 | 41 | TIMBER | WASHINGTON | OR | OR_97144 | 97144 | Rural Fringe | 536 | 0.70461
41007 | 97145 | 41 | TOLOVANA PARK | CLATSOP | OR | OR_97145 | 97145 | Town Fringe | 207 | 0.77227
41007 | 97146 | 41 | WARRENTON | CLATSOP | OR | OR_97146 | 97146 | Rural Fringe | 1372 | 0.71846
41071 | 97148 | 41 | YAMHILL | YAMHILL | OR | OR_97148 | 97148 | Rural Fringe | 1370 | 0.72397
41067 | 97223 | 41 | PORTLAND | WASHINGTON | OR | OR_97223 | 97223 | Suburb Large | 11806 | 0.81413
41047 | 97301 | 41 | SALEM | MARION | OR | OR_97301 | 97301 | City Midsize | 14703 | 0.83296
41047 | 97302 | 41 | SALEM | MARION | OR | OR_97302 | 97302 | City Midsize | 13355 | 0.80704
41047 | 97303 | 41 | SALEM | MARION | OR | OR_97303 | 97303 | City Midsize | 9300 | 0.79269
41053 | 97304 | 41 | SALEM | POLK | OR | OR_97304 | 97304 | City Midsize | 7683 | 0.78432
41047 | 97306 | 41 | SALEM | MARION | OR | OR_97306 | 97306 | City Midsize | 7880 | 0.77782
41047 | 97310 | 41 | SALEM | MARION | OR | OR_97310 | 97310 | City Midsize | -999 | 0.80843
41047 | 97312 | 41 | SALEM | MARION | OR | OR_97312 | 97312 | City Midsize | -999 | 0.80806
41003 | 97324 | 41 | ALSEA | BENTON | OR | OR_97324 | 97324 | Rural Fringe | 1061 | 0.70515
41003 | 97326 | 41 | BLODGETT | BENTON | OR | OR_97326 | 97326 | Suburb Small | 429 | 0.72013
41043 | 97327 | 41 | BROWNSVILLE | LINN | OR | OR_97327 | 97327 | Rural Fringe | 927 | 0.74546
41003 | 97330 | 41 | CORVALLIS | BENTON | OR | OR_97330 | 97330 | City Small | 9830 | 0.80557
41003 | 97331 | 41 | CORVALLIS | BENTON | OR | OR_97331 | 97331 | City Small | 663 | 0.81186
41003 | 97333 | 41 | CORVALLIS | BENTON | OR | OR_97333 | 97333 | City Small | 5136 | 0.83038
41053 | 97338 | 41 | DALLAS | POLK | OR | OR_97338 | 97338 | Town Fringe | 4419 | 0.78064
41041 | 97343 | 41 | EDDYVILLE | LINCOLN | OR | OR_97343 | 97343 | Town Fringe | 523 | 0.75233
41053 | 97344 | 41 | FALLS CITY | POLK | OR | OR_97344 | 97344 | Rural Fringe | 458 | 0.71469
41043 | 97348 | 41 | HALSEY | LINN | OR | OR_97348 | 97348 | Rural Fringe | 1778 | 0.7737
41041 | 97357 | 41 | LOGSDEN | LINCOLN | OR | OR_97357 | 97357 | Town Fringe | 205 | 0.77177
41041 | 97369 | 41 | OTTER ROCK | LINCOLN | OR | OR_97369 | 97369 | Town Fringe | 221 | 0.76478
41003 | 97370 | 41 | PHILOMATH | BENTON | OR | OR_97370 | 97370 | Suburb Small | 2482 | 0.72929
41041 | 97376 | 41 | SEAL ROCK | LINCOLN | OR | OR_97376 | 97376 | Town Fringe | 786 | 0.75452
41043 | 97377 | 41 | SHEDD | LINN | OR | OR_97377 | 97377 | Rural Fringe | 1436 | 0.77181
41071 | 97378 | 41 | SHERIDAN | YAMHILL | OR | OR_97378 | 97378 | Town Fringe | 1306 | 0.77601
41041 | 97380 | 41 | SILETZ | LINCOLN | OR | OR_97380 | 97380 | Town Fringe | 718 | 0.77535
41039 | 97390 | 41 | TIDEWATER | LANE | OR | OR_97390 | 97390 | Town Fringe | 363 | 0.74736
41039 | 97401 | 41 | EUGENE | LANE | OR | OR_97401 | 97401 | City Midsize | 7335 | 0.78606
41039 | 97402 | 41 | EUGENE | LANE | OR | OR_97402 | 97402 | Rural Fringe | 13467 | 0.75051
41039 | 97403 | 41 | EUGENE | LANE | OR | OR_97403 | 97403 | City Midsize | 2112 | 0.7719
41039 | 97404 | 41 | EUGENE | LANE | OR | OR_97404 | 97404 | City Midsize | 9210 | 0.79397
41039 | 97405 | 41 | EUGENE | LANE | OR | OR_97405 | 97405 | City Midsize | 13976 | 0.77196
41039 | 97408 | 41 | EUGENE | LANE | OR | OR_97408 | 97408 | City Midsize | 3851 | 0.79256
41019 | 97410 | 41 | AZALEA | DOUGLAS | OR | OR_97410 | 97410 | Rural Fringe | 124 | 0.73104
41011 | 97411 | 41 | BANDON | COOS | OR | OR_97411 | 97411 | Town Fringe | 2436 | 0.79139
41039 | 97412 | 41 | BLACHLY | LANE | OR | OR_97412 | 97412 | Rural Fringe | 327 | 0.70863
41019 | 97416 | 41 | CAMAS VALLEY | DOUGLAS | OR | OR_97416 | 97416 | Rural Fringe | 404 | 0.73142
41019 | 97417 | 41 | CANYONVILLE | DOUGLAS | OR | OR_97417 | 97417 | Rural Fringe | 250 | 0.73993
41039 | 97419 | 41 | CHESHIRE | LANE | OR | OR_97419 | 97419 | Town Fringe | 279 | 0.76564
41011 | 97423 | 41 | COQUILLE | COOS | OR | OR_97423 | 97423 | Town Fringe | 2243 | 0.78531
41019 | 97429 | 41 | DAYS CREEK | DOUGLAS | OR | OR_97429 | 97429 | Rural Fringe | 140 | 0.73873
41039 | 97430 | 41 | DEADWOOD | LANE | OR | OR_97430 | 97430 | Rural Fringe | 164 | 0.70629
41019 | 97436 | 41 | ELKTON | DOUGLAS | OR | OR_97436 | 97436 | Rural Fringe | 615 | 0.72071
41043 | 97446 | 41 | HARRISBURG | LINN | OR | OR_97446 | 97446 | Town Fringe | 2073 | 0.81368
41011 | 97449 | 41 | LAKESIDE | COOS | OR | OR_97449 | 97449 | Town Fringe | 664 | 0.76971
41015 | 97450 | 41 | LANGLOIS | CURRY | OR | OR_97450 | 97450 | Rural Fringe | 175 | 0.74578
41039 | 97451 | 41 | LORANE | LANE | OR | OR_97451 | 97451 | Rural Fringe | 223 | 0.72667
41003 | 97456 | 41 | MONROE | BENTON | OR | OR_97456 | 97456 | Rural Fringe | 1008 | 0.73654
41019 | 97457 | 41 | MYRTLE CREEK | DOUGLAS | OR | OR_97457 | 97457 | Town Fringe | 2629 | 0.78605
41039 | 97461 | 41 | NOTI | LANE | OR | OR_97461 | 97461 | Rural Fringe | 512 | 0.72302
41019 | 97462 | 41 | OAKLAND | DOUGLAS | OR | OR_97462 | 97462 | Rural Fringe | 1815 | 0.73847
41015 | 97465 | 41 | PORT ORFORD | CURRY | OR | OR_97465 | 97465 | Rural Fringe | 437 | 0.72631
41011 | 97466 | 41 | POWERS | COOS | OR | OR_97466 | 97466 | Rural Fringe | 404 | 0.72719
41019 | 97467 | 41 | REEDSPORT | DOUGLAS | OR | OR_97467 | 97467 | Town Fringe | 1727 | 0.76502
41019 | 97469 | 41 | RIDDLE | DOUGLAS | OR | OR_97469 | 97469 | Town Fringe | 1509 | 0.78115
41019 | 97470 | 41 | ROSEBURG | DOUGLAS | OR | OR_97470 | 97470 | Rural Fringe | 5095 | 0.7661
41019 | 97471 | 41 | ROSEBURG | DOUGLAS | OR | OR_97471 | 97471 | Town Fringe | 8617 | 0.79204
41019 | 97473 | 41 | SCOTTSBURG | DOUGLAS | OR | OR_97473 | 97473 | Town Fringe | 155 | 0.77511
41039 | 97480 | 41 | SWISSHOME | LANE | OR | OR_97480 | 97480 | Rural Fringe | 269 | 0.70325
41019 | 97481 | 41 | TENMILE | DOUGLAS | OR | OR_97481 | 97481 | Town Fringe | 425 | 0.79366
41019 | 97486 | 41 | UMPQUA | DOUGLAS | OR | OR_97486 | 97486 | Town Fringe | 1190 | 0.76928
41039 | 97487 | 41 | VENETA | LANE | OR | OR_97487 | 97487 | Rural Fringe | 1806 | 0.72076
41039 | 97490 | 41 | WALTON | LANE | OR | OR_97490 | 97490 | Rural Fringe | 405 | 0.71747
41019 | 97496 | 41 | WINSTON | DOUGLAS | OR | OR_97496 | 97496 | Town Fringe | 1206 | 0.7813
41019 | 97499 | 41 | YONCALLA | DOUGLAS | OR | OR_97499 | 97499 | Rural Fringe | 631 | 0.73318
41029 | 97503 | 41 | WHITE CITY | JACKSON | OR | OR_97503 | 97503 | Suburb Midsize | 1663 | 0.80155
41033 | 97523 | 41 | CAVE JUNCTION | JOSEPHINE | OR | OR_97523 | 97523 | Rural Fringe | 1305 | 0.74529
41029 | 97525 | 41 | GOLD HILL | JACKSON | OR | OR_97525 | 97525 | Suburb Midsize | 1592 | 0.79662
41033 | 97526 | 41 | GRANTS PASS | JOSEPHINE | OR | OR_97526 | 97526 | Rural Fringe | 8366 | 0.74349
41033 | 97527 | 41 | GRANTS PASS | JOSEPHINE | OR | OR_97527 | 97527 | Rural Fringe | 8562 | 0.73788
41029 | 97530 | 41 | JACKSONVILLE | JACKSON | OR | OR_97530 | 97530 | City Small | 3517 | 0.81744
41033 | 97534 | 41 | O BRIEN | JOSEPHINE | OR | OR_97534 | 97534 | Rural Fringe | 332 | 0.7721
41029 | 97537 | 41 | ROGUE RIVER | JACKSON | OR | OR_97537 | 97537 | Rural Fringe | 1839 | 0.73926
41033 | 97543 | 41 | WILDERVILLE | JOSEPHINE | OR | OR_97543 | 97543 | Rural Fringe | 40 | 0.73287
41033 | 97544 | 41 | WILLIAMS | JOSEPHINE | OR | OR_97544 | 97544 | Rural Fringe | 1040 | 0.73257
53069 | 98621 | 53 | GRAYS RIVER | WAHKIAKUM | WA | WA_98621 | 98621 | Rural Fringe | 221 | 0.70101
53049 | 98527 | 53 | BAY CENTER | PACIFIC | WA | WA_98527 | 98527 | Town Fringe | 141 | 0.76723
53041 | 98538 | 53 | CURTIS | LEWIS | WA | WA_98538 | 98538 | Rural Fringe | 881 | 0.70627
53041 | 98572 | 53 | PE ELL | LEWIS | WA | WA_98572 | 98572 | Rural Fringe | 480 | 0.68988
53041 | 98593 | 53 | VADER | LEWIS | WA | WA_98593 | 98593 | Rural Fringe | 449 | 0.70261
53041 | 98596 | 53 | WINLOCK | LEWIS | WA | WA_98596 | 98596 | Rural Fringe | 1686 | 0.70531
53049 | 98614 | 53 | CHINOOK | PACIFIC | WA | WA_98614 | 98614 | Town Fringe | 273 | 0.77862
53049 | 98631 | 53 | LONG BEACH | PACIFIC | WA | WA_98631 | 98631 | Town Fringe | 2504 | 0.763
53069 | 98643 | 53 | ROSBURG | WAHKIAKUM | WA | WA_98643 | 98643 | Rural Fringe | 311 | 0.69966
53069 | 98647 | 53 | SKAMOKAWA | WAHKIAKUM | WA | WA_98647 | 98647 | Rural Fringe | 485 | 0.69846
6095 | 94510 | 6 | BENICIA | SOLANO | CA | CA_94510 | 94510 | Suburb Midsize | 9755 | 0.86589
6013 | 94520 | 6 | CONCORD | CONTRA COSTA | CA | CA_94520 | 94520 | Suburb Large | 7296 | 0.87592
6013 | 94523 | 6 | PLEASANT HILL | CONTRA COSTA | CA | CA_94523 | 94523 | Suburb Large | 8332 | 0.85615
6013 | 94525 | 6 | CROCKETT | CONTRA COSTA | CA | CA_94525 | 94525 | Suburb Midsize | 1310 | 0.82718
6013 | 94553 | 6 | MARTINEZ | CONTRA COSTA | CA | CA_94553 | 94553 | Suburb Large | 15432 | 0.86855
6055 | 94558 | 6 | NAPA | NAPA | CA | CA_94558 | 94558 | City Small | 20320 | 0.8798
6055 | 94559 | 6 | NAPA | NAPA | CA | CA_94559 | 94559 | City Small | 6463 | 0.88747
6013 | 94565 | 6 | PITTSBURG | CONTRA COSTA | CA | CA_94565 | 94565 | Suburb Midsize | 18070 | 0.86063
6013 | 94569 | 6 | PORT COSTA | CONTRA COSTA | CA | CA_94569 | 94569 | Suburb Midsize | 0 | 0.77778
6013 | 94572 | 6 | RODEO | CONTRA COSTA | CA | CA_94572 | 94572 | Suburb Midsize | 1753 | 0.83873
6095 | 94585 | 6 | SUISUN CITY | SOLANO | CA | CA_94585 | 94585 | City Midsize | 7377 | 0.86035
6095 | 94589 | 6 | VALLEJO | SOLANO | CA | CA_94589 | 94589 | City Midsize | 8078 | 0.85707
6095 | 94590 | 6 | VALLEJO | SOLANO | CA | CA_94590 | 94590 | City Midsize | 9136 | 0.85936
6095 | 94592 | 6 | VALLEJO | SOLANO | CA | CA_94592 | 94592 | City Midsize | 533 | 0.84599
6013 | 94801 | 6 | RICHMOND | CONTRA COSTA | CA | CA_94801 | 94801 | Suburb Large | 6277 | 0.87187
6013 | 94806 | 6 | SAN PABLO | CONTRA COSTA | CA | CA_94806 | 94806 | Suburb Large | 12005 | 0.87258
6041 | 94901 | 6 | SAN RAFAEL | MARIN | CA | CA_94901 | 94901 | Suburb Midsize | 8096 | 0.80833
6097 | 94922 | 6 | BODEGA | SONOMA | CA | CA_94922 | 94922 | Rural Fringe | 61 | 0.81786
6097 | 94923 | 6 | BODEGA BAY | SONOMA | CA | CA_94923 | 94923 | Rural Fringe | 595 | 0.81335
6041 | 94924 | 6 | BOLINAS | MARIN | CA | CA_94924 | 94924 | Rural Fringe | 783 | 0.77573
6041 | 94929 | 6 | DILLON BEACH | MARIN | CA | CA_94929 | 94929 | Rural Fringe | 0 | 0.83129
6041 | 94933 | 6 | FOREST KNOLLS | MARIN | CA | CA_94933 | 94933 | Rural Fringe | 0 | 0.69447
6041 | 94937 | 6 | INVERNESS | MARIN | CA | CA_94937 | 94937 | Rural Fringe | 297 | 0.81438
6041 | 94938 | 6 | LAGUNITAS | MARIN | CA | CA_94938 | 94938 | Rural Fringe | 0 | 0.70834
6041 | 94940 | 6 | MARSHALL | MARIN | CA | CA_94940 | 94940 | Rural Fringe | 492 | 0.82349
6041 | 94945 | 6 | NOVATO | MARIN | CA | CA_94945 | 94945 | Suburb Midsize | 5134 | 0.85155
6041 | 94947 | 6 | NOVATO | MARIN | CA | CA_94947 | 94947 | Suburb Midsize | 6906 | 0.85076
6097 | 94954 | 6 | PETALUMA | SONOMA | CA | CA_94954 | 94954 | Town Fringe | 10621 | 0.87152
6041 | 94956 | 6 | POINT REYES STATION | MARIN | CA | CA_94956 | 94956 | Rural Fringe | 317 | 0.79487
6041 | 94957 | 6 | ROSS | MARIN | CA | CA_94957 | 94957 | Suburb Midsize | 0 | 0.71377
6097 | 95403 | 6 | SANTA ROSA | SONOMA | CA | CA_95403 | 95403 | Suburb Large | 9586 | 0.86374
6097 | 95404 | 6 | SANTA ROSA | SONOMA | CA | CA_95404 | 95404 | Town Fringe | 14336 | 0.83154
6097 | 95412 | 6 | ANNAPOLIS | SONOMA | CA | CA_95412 | 95412 | Rural Fringe | 722 | 0.76804
6097 | 95421 | 6 | CAZADERO | SONOMA | CA | CA_95421 | 95421 | Rural Fringe | 1319 | 0.77817
6033 | 95423 | 6 | CLEARLAKE OAKS | LAKE | CA | CA_95423 | 95423 | Town Fringe | 3268 | 0.85518
6097 | 95425 | 6 | CLOVERDALE | SONOMA | CA | CA_95425 | 95425 | Town Fringe | 2107 | 0.8354
6045 | 95428 | 6 | COVELO | MENDOCINO | CA | CA_95428 | 95428 | Rural Fringe | 532 | 0.77825
6045 | 95432 | 6 | ELK | MENDOCINO | CA | CA_95432 | 95432 | Rural Fringe | 291 | 0.7535
6045 | 95437 | 6 | FORT BRAGG | MENDOCINO | CA | CA_95437 | 95437 | Town Fringe | 3704 | 0.79084
6045 | 95445 | 6 | GUALALA | MENDOCINO | CA | CA_95445 | 95445 | Rural Fringe | 254 | 0.74798
6045 | 95449 | 6 | HOPLAND | MENDOCINO | CA | CA_95449 | 95449 | Town Fringe | 510 | 0.84477
6097 | 95450 | 6 | JENNER | SONOMA | CA | CA_95450 | 95450 | Rural Fringe | 694 | 0.77506
6033 | 95451 | 6 | KELSEYVILLE | LAKE | CA | CA_95451 | 95451 | Rural Fringe | 3514 | 0.78322
6033 | 95453 | 6 | LAKEPORT | LAKE | CA | CA_95453 | 95453 | Town Fringe | 4131 | 0.83545
6033 | 95457 | 6 | LOWER LAKE | LAKE | CA | CA_95457 | 95457 | Town Fringe | 1853 | 0.85941
6045 | 95459 | 6 | MANCHESTER | MENDOCINO | CA | CA_95459 | 95459 | Rural Fringe | 470 | 0.76338
6045 | 95460 | 6 | MENDOCINO | MENDOCINO | CA | CA_95460 | 95460 | Rural Fringe | 1010 | 0.74192
6033 | 95461 | 6 | MIDDLETOWN | LAKE | CA | CA_95461 | 95461 | Rural Fringe | 2911 | 0.79511
6033 | 95467 | 6 | HIDDEN VALLEY LAKE | LAKE | CA | CA_95467 | 95467 | Rural Fringe | 70 | 0.7878
6033 | 95469 | 6 | POTTER VALLEY | LAKE | CA | CA_95469 | 95469 | Rural Fringe | 1261 | 0.7787
6097 | 95476 | 6 | SONOMA | SONOMA | CA | CA_95476 | 95476 | Town Fringe | 11060 | 0.85725
6033 | 95485 | 6 | UPPER LAKE | LAKE | CA | CA_95485 | 95485 | Town Fringe | 820 | 0.83374
6097 | 95486 | 6 | VILLA GRANDE | SONOMA | CA | CA_95486 | 95486 | Rural Fringe | -999 | 0.59496
6045 | 95488 | 6 | WESTPORT | MENDOCINO | CA | CA_95488 | 95488 | Rural Fringe | 127 | 0.7409
6045 | 95490 | 6 | WILLITS | MENDOCINO | CA | CA_95490 | 95490 | Town Fringe | 5339 | 0.81614
6097 | 95497 | 6 | THE SEA RANCH | SONOMA | CA | CA_95497 | 95497 | Rural Fringe | 0 | 0.76489
6023 | 95501 | 6 | EUREKA | HUMBOLDT | CA | CA_95501 | 95501 | Town Fringe | 5873 | 0.82203
6023 | 95503 | 6 | EUREKA | HUMBOLDT | CA | CA_95503 | 95503 | Town Fringe | 7341 | 0.78703
6023 | 95521 | 6 | ARCATA | HUMBOLDT | CA | CA_95521 | 95521 | Town Fringe | 3744 | 0.8067
6023 | 95525 | 6 | BLUE LAKE | HUMBOLDT | CA | CA_95525 | 95525 | Rural Fringe | 1413 | 0.74004
6105 | 95527 | 6 | BURNT RANCH | TRINITY | CA | CA_95527 | 95527 | Rural Fringe | 26 | 0.73747
6015 | 95531 | 6 | CRESCENT CITY | DEL NORTE | CA | CA_95531 | 95531 | Town Fringe | 5872 | 0.78265
6023 | 95542 | 6 | GARBERVILLE | HUMBOLDT | CA | CA_95542 | 95542 | Rural Fringe | 1550 | 0.76074
6015 | 95543 | 6 | GASQUET | DEL NORTE | CA | CA_95543 | 95543 | Town Fringe | 379 | 0.78145
6023 | 95545 | 6 | HONEYDEW | HUMBOLDT | CA | CA_95545 | 95545 | Rural Fringe | 0 | 0.755
6023 | 95547 | 6 | HYDESVILLE | HUMBOLDT | CA | CA_95547 | 95547 | Rural Fringe | 596 | 0.7765
6023 | 95551 | 6 | LOLETA | HUMBOLDT | CA | CA_95551 | 95551 | Rural Fringe | 1966 | 0.77845
6105 | 95552 | 6 | MAD RIVER | TRINITY | CA | CA_95552 | 95552 | Rural Fringe | 537 | 0.76219
6023 | 95555 | 6 | ORICK | HUMBOLDT | CA | CA_95555 | 95555 | Rural Fringe | 320 | 0.73481
6023 | 95556 | 6 | ORLEANS | HUMBOLDT | CA | CA_95556 | 95556 | Rural Fringe | 219 | 0.73399
6023 | 95559 | 6 | PHILLIPSVILLE | HUMBOLDT | CA | CA_95559 | 95559 | Rural Fringe | 0 | 0.73259
6023 | 95562 | 6 | RIO DELL | HUMBOLDT | CA | CA_95562 | 95562 | Rural Fringe | 381 | 0.76086
6023 | 95565 | 6 | SCOTIA | HUMBOLDT | CA | CA_95565 | 95565 | Rural Fringe | 587 | 0.74819
6023 | 95570 | 6 | TRINIDAD | HUMBOLDT | CA | CA_95570 | 95570 | Rural Fringe | 865 | 0.74008
6023 | 95573 | 6 | WILLOW CREEK | HUMBOLDT | CA | CA_95573 | 95573 | Rural Fringe | 164 | 0.74655
6023 | 95589 | 6 | WHITETHORN | HUMBOLDT | CA | CA_95589 | 95589 | Rural Fringe | 442 | 0.7391
6113 | 95653 | 6 | MADISON | YOLO | CA | CA_95653 | 95653 | Rural Fringe | 566 | 0.81503
6095 | 95688 | 6 | VACAVILLE | SOLANO | CA | CA_95688 | 95688 | Suburb Small | 10230 | 0.82123
6011 | 95912 | 6 | ARBUCKLE | COLUSA | CA | CA_95912 | 95912 | Rural Fringe | 1413 | 0.82336
6011 | 95932 | 6 | COLUSA | COLUSA | CA | CA_95932 | 95932 | Town Fringe | 1961 | 0.86615
6021 | 95939 | 6 | ELK CREEK | GLENN | CA | CA_95939 | 95939 | Rural Fringe | 134 | 0.79069
6021 | 95963 | 6 | ORLAND | GLENN | CA | CA_95963 | 95963 | Town Fringe | 4730 | 0.85298
6011 | 95987 | 6 | WILLIAMS | COLUSA | CA | CA_95987 | 95987 | Town Fringe | 1440 | 0.86879
6089 | 96007 | 6 | ANDERSON | SHASTA | CA | CA_96007 | 96007 | Suburb Midsize | 6989 | 0.84241
6105 | 96010 | 6 | BIG BAR | TRINITY | CA | CA_96010 | 96010 | Rural Fringe | 467 | 0.74652
6103 | 96022 | 6 | COTTONWOOD | TEHAMA | CA | CA_96022 | 96022 | Town Fringe | 4308 | 0.85435
6093 | 96031 | 6 | FORKS OF SALMON | SISKIYOU | CA | CA_96031 | 96031 | Rural Fringe | 325 | 0.74735
6089 | 96033 | 6 | FRENCH GULCH | SHASTA | CA | CA_96033 | 96033 | Suburb Midsize | 329 | 0.80398
6093 | 96037 | 6 | GREENVIEW | SISKIYOU | CA | CA_96037 | 96037 | City Small | 0 | 0.84135
6093 | 96039 | 6 | HAPPY CAMP | SISKIYOU | CA | CA_96039 | 96039 | Town Fringe | 321 | 0.78274
6089 | 96047 | 6 | IGO | SHASTA | CA | CA_96047 | 96047 | Rural Fringe | 359 | 0.78147
6089 | 96051 | 6 | LAKEHEAD | SHASTA | CA | CA_96051 | 96051 | Suburb Midsize | 768 | 0.80164
6105 | 96052 | 6 | LEWISTON | TRINITY | CA | CA_96052 | 96052 | Rural Fringe | 528 | 0.74934
6105 | 96076 | 6 | PLATINA | TRINITY | CA | CA_96076 | 96076 | Rural Fringe | 775 | 0.76723
6103 | 96080 | 6 | RED BLUFF | TEHAMA | CA | CA_96080 | 96080 | Town Fringe | 8620 | 0.84351
6089 | 96087 | 6 | SHASTA | SHASTA | CA | CA_96087 | 96087 | Suburb Midsize | 0 | 0.7613
6103 | 96090 | 6 | TEHAMA | TEHAMA | CA | CA_96090 | 96090 | Rural Fringe | 62 | 0.79279
6105 | 96091 | 6 | TRINITY CENTER | TRINITY | CA | CA_96091 | 96091 | Suburb Midsize | 1911 | 0.79807
6105 | 96093 | 6 | WEAVERVILLE | TRINITY | CA | CA_96093 | 96093 | Rural Fringe | 0 | 0.75943
6045 | 95415 | 6 | BOONVILLE | MENDOCINO | CA | CA_95415 | 95415 | Rural Fringe | 103 | 0.77485
6033 | 95422 | 6 | CLEARLAKE | LAKE | CA | CA_95422 | 95422 | Town Fringe | 4088 | 0.82965
6033 | 95426 | 6 | COBB | LAKE | CA | CA_95426 | 95426 | Rural Fringe | 0 | 0.77858
6045 | 95427 | 6 | COMPTCHE | MENDOCINO | CA | CA_95427 | 95427 | Rural Fringe | 233 | 0.75526
6045 | 95429 | 6 | DOS RIOS | MENDOCINO | CA | CA_95429 | 95429 | Rural Fringe | 5 | 0.77806
6033 | 95435 | 6 | FINLEY | LAKE | CA | CA_95435 | 95435 | Rural Fringe | -999 | 0.7788
6033 | 95443 | 6 | GLENHAVEN | LAKE | CA | CA_95443 | 95443 | Rural Fringe | 0 | 0.76718
6097 | 95444 | 6 | GRATON | SONOMA | CA | CA_95444 | 95444 | Rural Fringe | 41 | 0.75761
6033 | 95458 | 6 | LUCERNE | LAKE | CA | CA_95458 | 95458 | Rural Fringe | 9 | 0.76189
6023 | 95537 | 6 | FIELDS LANDING | HUMBOLDT | CA | CA_95537 | 95537 | Town Fringe | 733 | 0.84846
6023 | 95546 | 6 | HOOPA | HUMBOLDT | CA | CA_95546 | 95546 | Rural Fringe | 211 | 0.73602
6015 | 95548 | 6 | KLAMATH | DEL NORTE | CA | CA_95548 | 95548 | Town Fringe | 334 | 0.77387
6023 | 95553 | 6 | MIRANDA | HUMBOLDT | CA | CA_95553 | 95553 | Rural Fringe | 0 | 0.74569
6023 | 95554 | 6 | MYERS FLAT | HUMBOLDT | CA | CA_95554 | 95554 | Rural Fringe | 186 | 0.74653
6045 | 95585 | 6 | LEGGETT | MENDOCINO | CA | CA_95585 | 95585 | Rural Fringe | 0 | 0.74602
6045 | 95587 | 6 | PIERCY | MENDOCINO | CA | CA_95587 | 95587 | Rural Fringe | 0 | 0.73636
6021 | 95913 | 6 | ARTOIS | GLENN | CA | CA_95913 | 95913 | Town Fringe | 0 | 0.86561
6021 | 95951 | 6 | HAMILTON CITY | GLENN | CA | CA_95951 | 95951 | Town Fringe | 960 | 0.85975
6089 | 96011 | 6 | BIG BEND | SHASTA | CA | CA_96011 | 96011 | Suburb Midsize | 62 | 0.79022
6089 | 96019 | 6 | SHASTA LAKE | SHASTA | CA | CA_96019 | 96019 | Suburb Midsize | 3021 | 0.78464
6093 | 96025 | 6 | DUNSMUIR | SISKIYOU | CA | CA_96025 | 96025 | Suburb Midsize | 209 | 0.78985
6105 | 96046 | 6 | HYAMPOM | TRINITY | CA | CA_96046 | 96046 | Rural Fringe | 131 | 0.75131
6103 | 96055 | 6 | LOS MOLINOS | TEHAMA | CA | CA_96055 | 96055 | Rural Fringe | 481 | 0.81609
6089 | 96070 | 6 | OBRIEN | SHASTA | CA | CA_96070 | 96070 | Suburb Midsize | -999 | 0.83109
6089 | 96073 | 6 | PALO CEDRO | SHASTA | CA | CA_96073 | 96073 | Suburb Midsize | 1239 | 0.84315
6089 | 96089 | 6 | SHASTA LAKE | SHASTA | CA | CA_96089 | 96089 | Suburb Midsize | -999 | 0.7616
6089 | 96095 | 6 | WHISKEYTOWN | SHASTA | CA | CA_96095 | 96095 | Suburb Midsize | 0 | 0.7872
6095 | 94535 | 6 | TRAVIS AFB | SOLANO | CA | CA_94535 | 94535 | Rural Fringe | 641 | 0.80467
6055 | 94576 | 6 | DEER PARK | NAPA | CA | CA_94576 | 94576 | Town Fringe | 0 | 0.82909
6097 | 94951 | 6 | PENNGROVE | SONOMA | CA | CA_94951 | 94951 | Suburb Large | 1859 | 0.87664
6097 | 94952 | 6 | PETALUMA | SONOMA | CA | CA_94952 | 94952 | Rural Fringe | 10602 | 0.82176
6041 | 94963 | 6 | SAN GERONIMO | MARIN | CA | CA_94963 | 94963 | Rural Fringe | 60 | 0.78063
6041 | 94971 | 6 | TOMALES | MARIN | CA | CA_94971 | 94971 | Rural Fringe | 0 | 0.82834
6041 | 94973 | 6 | WOODACRE | MARIN | CA | CA_94973 | 94973 | Suburb Midsize | 0 | 0.72542
6055 | 94503 | 6 | AMERICAN CANYON | NAPA | CA | CA_94503 | 94503 | City Small | 4654 | 0.89306
6055 | 94508 | 6 | ANGWIN | NAPA | CA | CA_94508 | 94508 | Town Fringe | 262 | 0.8193
6055 | 94515 | 6 | CALISTOGA | NAPA | CA | CA_94515 | 94515 | Town Fringe | 2540 | 0.835
6013 | 94521 | 6 | CONCORD | CONTRA COSTA | CA | CA_94521 | 94521 | Suburb Large | 12231 | 0.87953
6095 | 94534 | 6 | FAIRFIELD | SOLANO | CA | CA_94534 | 94534 | City Midsize | 10296 | 0.85006
6013 | 94547 | 6 | HERCULES | CONTRA COSTA | CA | CA_94547 | 94547 | Suburb Large | 4854 | 0.85169
6013 | 94564 | 6 | PINOLE | CONTRA COSTA | CA | CA_94564 | 94564 | Suburb Large | 5634 | 0.85525
6055 | 94567 | 6 | POPE VALLEY | NAPA | CA | CA_94567 | 94567 | Town Fringe | 410 | 0.85686
6055 | 94574 | 6 | SAINT HELENA | NAPA | CA | CA_94574 | 94574 | Town Fringe | 3451 | 0.84885
6095 | 94591 | 6 | VALLEJO | SOLANO | CA | CA_94591 | 94591 | City Midsize | 14935 | 0.85423
6055 | 94599 | 6 | YOUNTVILLE | NAPA | CA | CA_94599 | 94599 | City Small | 788 | 0.88234
6013 | 94803 | 6 | EL SOBRANTE | CONTRA COSTA | CA | CA_94803 | 94803 | Suburb Large | 6138 | 0.85072
6041 | 94903 | 6 | SAN RAFAEL | MARIN | CA | CA_94903 | 94903 | Suburb Midsize | 7039 | 0.83949
6041 | 94904 | 6 | GREENBRAE | MARIN | CA | CA_94904 | 94904 | Suburb Midsize | 3169 | 0.79149
6041 | 94913 | 6 | SAN RAFAEL | MARIN | CA | CA_94913 | 94913 | Suburb Midsize | 0 | 0.88663
6097 | 94926 | 6 | ROHNERT PARK | SONOMA | CA | CA_94926 | 94926 | Suburb Large | 698 | 0.90553
6097 | 94928 | 6 | ROHNERT PARK | SONOMA | CA | CA_94928 | 94928 | Suburb Large | 6396 | 0.86895
6041 | 94930 | 6 | FAIRFAX | MARIN | CA | CA_94930 | 94930 | Suburb Midsize | 3133 | 0.81485
6097 | 94931 | 6 | COTATI | SONOMA | CA | CA_94931 | 94931 | Suburb Large | 2823 | 0.87013
6041 | 94946 | 6 | NICASIO | MARIN | CA | CA_94946 | 94946 | Rural Fringe | 966 | 0.80594
6041 | 94949 | 6 | NOVATO | MARIN | CA | CA_94949 | 94949 | Suburb Midsize | 3509 | 0.83656
6041 | 94950 | 6 | OLEMA | MARIN | CA | CA_94950 | 94950 | Rural Fringe | 0 | 0.80523
6041 | 94960 | 6 | SAN ANSELMO | MARIN | CA | CA_94960 | 94960 | Suburb Midsize | 5121 | 0.76247
6097 | 94972 | 6 | VALLEY FORD | SONOMA | CA | CA_94972 | 94972 | Rural Fringe | 89 | 0.82839
6097 | 95401 | 6 | SANTA ROSA | SONOMA | CA | CA_95401 | 95401 | Suburb Large | 9034 | 0.87321
6097 | 95405 | 6 | SANTA ROSA | SONOMA | CA | CA_95405 | 95405 | Town Fringe | 4115 | 0.79575
6097 | 95407 | 6 | SANTA ROSA | SONOMA | CA | CA_95407 | 95407 | Suburb Large | 8398 | 0.87293
6097 | 95409 | 6 | SANTA ROSA | SONOMA | CA | CA_95409 | 95409 | Town Fringe | 5641 | 0.81896
6045 | 95410 | 6 | ALBION | MENDOCINO | CA | CA_95410 | 95410 | Rural Fringe | 276 | 0.74896
6045 | 95417 | 6 | BRANSCOMB | MENDOCINO | CA | CA_95417 | 95417 | Rural Fringe | 34 | 0.74888
6045 | 95420 | 6 | CASPAR | MENDOCINO | CA | CA_95420 | 95420 | Rural Fringe | 44 | 0.7384
6097 | 95436 | 6 | FORESTVILLE | SONOMA | CA | CA_95436 | 95436 | Suburb Large | 2055 | 0.8383
6097 | 95439 | 6 | FULTON | SONOMA | CA | CA_95439 | 95439 | Suburb Large | 452 | 0.88521
6097 | 95441 | 6 | GEYSERVILLE | SONOMA | CA | CA_95441 | 95441 | Rural Fringe | 1959 | 0.79274
6097 | 95442 | 6 | GLEN ELLEN | SONOMA | CA | CA_95442 | 95442 | Town Fringe | 1682 | 0.82848
6097 | 95446 | 6 | GUERNEVILLE | SONOMA | CA | CA_95446 | 95446 | Suburb Large | 2358 | 0.83321
6097 | 95448 | 6 | HEALDSBURG | SONOMA | CA | CA_95448 | 95448 | Suburb Large | 8065 | 0.86558
6097 | 95452 | 6 | KENWOOD | SONOMA | CA | CA_95452 | 95452 | Town Fringe | 1397 | 0.82926
6045 | 95454 | 6 | LAYTONVILLE | MENDOCINO | CA | CA_95454 | 95454 | Rural Fringe | 564 | 0.76639
6045 | 95456 | 6 | LITTLE RIVER | MENDOCINO | CA | CA_95456 | 95456 | Rural Fringe | 45 | 0.74412
6097 | 95462 | 6 | MONTE RIO | SONOMA | CA | CA_95462 | 95462 | Rural Fringe | 323 | 0.74898
6045 | 95463 | 6 | NAVARRO | MENDOCINO | CA | CA_95463 | 95463 | Rural Fringe | 0 | 0.75665
6033 | 95464 | 6 | NICE | LAKE | CA | CA_95464 | 95464 | Rural Fringe | 218 | 0.75143
6097 | 95465 | 6 | OCCIDENTAL | SONOMA | CA | CA_95465 | 95465 | Rural Fringe | 1190 | 0.77413
6045 | 95466 | 6 | PHILO | MENDOCINO | CA | CA_95466 | 95466 | Rural Fringe | 409 | 0.75692
6045 | 95468 | 6 | POINT ARENA | MENDOCINO | CA | CA_95468 | 95468 | Rural Fringe | 189 | 0.7604
6045 | 95470 | 6 | REDWOOD VALLEY | MENDOCINO | CA | CA_95470 | 95470 | Town Fringe | 1400 | 0.82848
6097 | 95472 | 6 | SEBASTOPOL | SONOMA | CA | CA_95472 | 95472 | Rural Fringe | 9968 | 0.79486
6045 | 95482 | 6 | UKIAH | MENDOCINO | CA | CA_95482 | 95482 | Town Fringe | 7112 | 0.82658
6097 | 95492 | 6 | WINDSOR | SONOMA | CA | CA_95492 | 95492 | Suburb Large | 6424 | 0.87814
6033 | 95493 | 6 | WITTER SPRINGS | LAKE | CA | CA_95493 | 95493 | Town Fringe | 0 | 0.84914
6045 | 95494 | 6 | YORKVILLE | MENDOCINO | CA | CA_95494 | 95494 | Rural Fringe | 603 | 0.77475
6023 | 95511 | 6 | ALDERPOINT | HUMBOLDT | CA | CA_95511 | 95511 | Rural Fringe | 17 | 0.76764
6023 | 95514 | 6 | BLOCKSBURG | HUMBOLDT | CA | CA_95514 | 95514 | Rural Fringe | 315 | 0.76539
6023 | 95518 | 6 | ARCATA | HUMBOLDT | CA | CA_95518 | 95518 | Rural Fringe | 0 | 0.74075
6023 | 95519 | 6 | MCKINLEYVILLE | HUMBOLDT | CA | CA_95519 | 95519 | Town Fringe | 4606 | 0.78129
6023 | 95524 | 6 | BAYSIDE | HUMBOLDT | CA | CA_95524 | 95524 | Town Fringe | 1063 | 0.78086
6023 | 95526 | 6 | BRIDGEVILLE | HUMBOLDT | CA | CA_95526 | 95526 | Rural Fringe | 645 | 0.75936
6023 | 95528 | 6 | CARLOTTA | HUMBOLDT | CA | CA_95528 | 95528 | Rural Fringe | 171 | 0.75087
6023 | 95536 | 6 | FERNDALE | HUMBOLDT | CA | CA_95536 | 95536 | Rural Fringe | 987 | 0.77332
6023 | 95540 | 6 | FORTUNA | HUMBOLDT | CA | CA_95540 | 95540 | Rural Fringe | 2729 | 0.74847
6023 | 95549 | 6 | KNEELAND | HUMBOLDT | CA | CA_95549 | 95549 | Rural Fringe | 1019 | 0.75954
6023 | 95550 | 6 | KORBEL | HUMBOLDT | CA | CA_95550 | 95550 | Rural Fringe | 595 | 0.75197
6023 | 95558 | 6 | PETROLIA | HUMBOLDT | CA | CA_95558 | 95558 | Rural Fringe | 330 | 0.76325
6023 | 95560 | 6 | REDWAY | HUMBOLDT | CA | CA_95560 | 95560 | Rural Fringe | 149 | 0.75636
6023 | 95564 | 6 | SAMOA | HUMBOLDT | CA | CA_95564 | 95564 | Town Fringe | 169 | 0.84352
6015 | 95567 | 6 | SMITH RIVER | DEL NORTE | CA | CA_95567 | 95567 | Town Fringe | 157 | 0.78285
6093 | 95568 | 6 | SOMES BAR | SISKIYOU | CA | CA_95568 | 95568 | Rural Fringe | 117 | 0.73206
6023 | 95569 | 6 | REDCREST | HUMBOLDT | CA | CA_95569 | 95569 | Rural Fringe | 527 | 0.7471
6023 | 95571 | 6 | WEOTT | HUMBOLDT | CA | CA_95571 | 95571 | Rural Fringe | -999 | 0.68686
6105 | 95595 | 6 | ZENIA | TRINITY | CA | CA_95595 | 95595 | Rural Fringe | 0 | 0.77649
6113 | 95606 | 6 | BROOKS | YOLO | CA | CA_95606 | 95606 | Rural Fringe | 14 | 0.8222
6113 | 95607 | 6 | CAPAY | YOLO | CA | CA_95607 | 95607 | Rural Fringe | 423 | 0.82212
6113 | 95637 | 6 | GUINDA | YOLO | CA | CA_95637 | 95637 | Rural Fringe | 297 | 0.81853
6095 | 95687 | 6 | VACAVILLE | SOLANO | CA | CA_95687 | 95687 | Suburb Small | 15597 | 0.83707
6113 | 95694 | 6 | WINTERS | YOLO | CA | CA_95694 | 95694 | Town Fringe | 1823 | 0.86935
6021 | 95920 | 6 | BUTTE CITY | GLENN | CA | CA_95920 | 95920 | Rural Fringe | 80 | 0.8195
6021 | 95943 | 6 | GLENN | GLENN | CA | CA_95943 | 95943 | Town Fringe | 572 | 0.85958
6011 | 95950 | 6 | GRIMES | COLUSA | CA | CA_95950 | 95950 | Rural Fringe | 33 | 0.77724
6011 | 95955 | 6 | MAXWELL | COLUSA | CA | CA_95955 | 95955 | Rural Fringe | 41 | 0.79727
6021 | 95970 | 6 | PRINCETON | GLENN | CA | CA_95970 | 95970 | Rural Fringe | 0 | 0.81827
6011 | 95979 | 6 | STONYFORD | COLUSA | CA | CA_95979 | 95979 | Rural Fringe | 581 | 0.81027
6021 | 95988 | 6 | WILLOWS | GLENN | CA | CA_95988 | 95988 | Town Fringe | 2442 | 0.86591
6089 | 96001 | 6 | REDDING | SHASTA | CA | CA_96001 | 96001 | Suburb Midsize | 10064 | 0.8034
6089 | 96002 | 6 | REDDING | SHASTA | CA | CA_96002 | 96002 | Suburb Midsize | 8676 | 0.82556
6089 | 96003 | 6 | REDDING | SHASTA | CA | CA_96003 | 96003 | Suburb Midsize | 10871 | 0.81114
6089 | 96008 | 6 | BELLA VISTA | SHASTA | CA | CA_96008 | 96008 | Suburb Midsize | 345 | 0.80988
6093 | 96014 | 6 | CALLAHAN | SISKIYOU | CA | CA_96014 | 96014 | Suburb Midsize | 39 | 0.80454
6089 | 96017 | 6 | CASTELLA | SHASTA | CA | CA_96017 | 96017 | Suburb Midsize | 331 | 0.78882
6103 | 96021 | 6 | CORNING | TEHAMA | CA | CA_96021 | 96021 | Rural Fringe | 3238 | 0.81219
6093 | 96023 | 6 | DORRIS | SISKIYOU | CA | CA_96023 | 96023 | Rural Fringe | 231 | 0.76735
6105 | 96024 | 6 | DOUGLAS CITY | TRINITY | CA | CA_96024 | 96024 | Rural Fringe | 165 | 0.7587
6093 | 96027 | 6 | ETNA | SISKIYOU | CA | CA_96027 | 96027 | Rural Fringe | 333 | 0.75621
6103 | 96029 | 6 | FLOURNOY | TEHAMA | CA | CA_96029 | 96029 | Town Fringe | 0 | 0.86242
6093 | 96032 | 6 | FORT JONES | SISKIYOU | CA | CA_96032 | 96032 | City Small | 853 | 0.82987
6093 | 96034 | 6 | GAZELLE | SISKIYOU | CA | CA_96034 | 96034 | Suburb Midsize | 295 | 0.81183
6103 | 96035 | 6 | GERBER | TEHAMA | CA | CA_96035 | 96035 | Rural Fringe | 902 | 0.80536
6093 | 96038 | 6 | GRENADA | SISKIYOU | CA | CA_96038 | 96038 | Rural Fringe | 493 | 0.79156
6105 | 96041 | 6 | HAYFORK | TRINITY | CA | CA_96041 | 96041 | Rural Fringe | 20 | 0.75563
6093 | 96044 | 6 | HORNBROOK | SISKIYOU | CA | CA_96044 | 96044 | Suburb Midsize | 165 | 0.82074
6041 | 94939 | 6 | LARKSPUR | MARIN | CA | CA_94939 | 94939 | City Large | 2178 | 0.80661
6041 | 94964 | 6 | SAN QUENTIN | MARIN | CA | CA_94964 | 94964 | City Large | 431 | 0.86709
6105 | 96048 | 6 | JUNCTION CITY | TRINITY | CA | CA_96048 | 96048 | Rural Fringe | 567 | 0.7554
6093 | 96050 | 6 | KLAMATH RIVER | SISKIYOU | CA | CA_96050 | 96050 | City Small | 435 | 0.81082
6093 | 96057 | 6 | MCCLOUD | SISKIYOU | CA | CA_96057 | 96057 | Suburb Midsize | 192 | 0.78319
6089 | 96062 | 6 | MILLVILLE | SHASTA | CA | CA_96062 | 96062 | Suburb Midsize | 152 | 0.84492
6093 | 96064 | 6 | MONTAGUE | SISKIYOU | CA | CA_96064 | 96064 | Rural Fringe | 1606 | 0.7803
6089 | 96065 | 6 | MONTGOMERY CREEK | SHASTA | CA | CA_96065 | 96065 | Suburb Midsize | 324 | 0.80036
6093 | 96067 | 6 | MOUNT SHASTA | SISKIYOU | CA | CA_96067 | 96067 | Suburb Midsize | 2911 | 0.79512
6089 | 96069 | 6 | OAK RUN | SHASTA | CA | CA_96069 | 96069 | Suburb Midsize | 224 | 0.82253
6103 | 96074 | 6 | PASKENTA | TEHAMA | CA | CA_96074 | 96074 | Town Fringe | 0 | 0.8383
6093 | 96085 | 6 | SCOTT BAR | SISKIYOU | CA | CA_96085 | 96085 | City Small | 0 | 0.82183
6093 | 96086 | 6 | SEIAD VALLEY | SISKIYOU | CA | CA_96086 | 96086 | Rural Fringe | 29 | 0.7391
6093 | 96094 | 6 | WEED | SISKIYOU | CA | CA_96094 | 96094 | Rural Fringe | 2276 | 0.75554
6093 | 96097 | 6 | YREKA | SISKIYOU | CA | CA_96097 | 96097 | Suburb Midsize | 2831 | 0.81632
6001 | 94710 | 6 | BERKELEY | ALAMEDA | CA | CA_94710 | 94710 | City Midsize | 1867 | 0.84568
6001 | 94720 | 6 | BERKELEY | ALAMEDA | CA | CA_94720 | 94720 | City Midsize | 0 | 0.80358
6013 | 94804 | 6 | RICHMOND | CONTRA COSTA | CA | CA_94804 | 94804 | Suburb Large | 9999 | 0.89775
6041 | 94920 | 6 | BELVEDERE TIBURON | MARIN | CA | CA_94920 | 94920 | City Large | 3651 | 0.82062
6041 | 94941 | 6 | MILL VALLEY | MARIN | CA | CA_94941 | 94941 | City Large | 8554 | 0.8033
6041 | 94965 | 6 | SAUSALITO | MARIN | CA | CA_94965 | 94965 | City Large | 2740 | 0.83141
6013 | 94507 | 6 | ALAMO | CONTRA COSTA | CA | CA_94507 | 94507 | Suburb Large | 4235 | 0.81686
6013 | 94549 | 6 | LAFAYETTE | CONTRA COSTA | CA | CA_94549 | 94549 | Suburb Large | 8470 | 0.80859
6013 | 94563 | 6 | ORINDA | CONTRA COSTA | CA | CA_94563 | 94563 | Suburb Large | 5101 | 0.80876
6013 | 94596 | 6 | WALNUT CREEK | CONTRA COSTA | CA | CA_94596 | 94596 | Suburb Large | 3194 | 0.84257
6013 | 94598 | 6 | WALNUT CREEK | CONTRA COSTA | CA | CA_94598 | 94598 | Suburb Large | 9556 | 0.87328
6013 | 94528 | 6 | DIABLO | CONTRA COSTA | CA | CA_94528 | 94528 | Suburb Large | 0 | 0.73334
6001 | 94608 | 6 | EMERYVILLE | ALAMEDA | CA | CA_94608 | 94608 | City Large | 4281 | 0.86044
6001 | 94702 | 6 | BERKELEY | ALAMEDA | CA | CA_94702 | 94702 | City Midsize | 5048 | 0.87173
6001 | 94703 | 6 | BERKELEY | ALAMEDA | CA | CA_94703 | 94703 | City Midsize | 4631 | 0.87132
6001 | 94704 | 6 | BERKELEY | ALAMEDA | CA | CA_94704 | 94704 | City Midsize | 1651 | 0.81539
6001 | 94705 | 6 | BERKELEY | ALAMEDA | CA | CA_94705 | 94705 | City Large | 2723 | 0.78433
6001 | 94706 | 6 | ALBANY | ALAMEDA | CA | CA_94706 | 94706 | Suburb Large | 4956 | 0.90261
6001 | 94707 | 6 | BERKELEY | ALAMEDA | CA | CA_94707 | 94707 | City Midsize | 4670 | 0.80877
6013 | 94708 | 6 | BERKELEY | CONTRA COSTA | CA | CA_94708 | 94708 | Suburb Large | 4437 | 0.81775
6001 | 94709 | 6 | BERKELEY | ALAMEDA | CA | CA_94709 | 94709 | City Midsize | 1492 | 0.83518
6013 | 94530 | 6 | EL CERRITO | CONTRA COSTA | CA | CA_94530 | 94530 | Suburb Large | 8220 | 0.86193
6013 | 94597 | 6 | WALNUT CREEK | CONTRA COSTA | CA | CA_94597 | 94597 | Suburb Large | 4103 | 0.85108
6013 | 94805 | 6 | RICHMOND | CONTRA COSTA | CA | CA_94805 | 94805 | Suburb Large | 5122 | 0.88049
6013 | 94850 | 6 | RICHMOND | CONTRA COSTA | CA | CA_94850 | 94850 | Suburb Large | 575 | 0.90559
6041 | 94925 | 6 | CORTE MADERA | MARIN | CA | CA_94925 | 94925 | City Large | 2775 | 0.82697
6041 | 94970 | 6 | STINSON BEACH | MARIN | CA | CA_94970 | 94970 | Rural Fringe | 419 | 0.77421
32005 | 89413 | 32 | GLENBROOK | DOUGLAS | NV | NV_89413 | 89413 | Town Fringe | 1281 | 0.74373
32005 | 89423 | 32 | MINDEN | DOUGLAS | NV | NV_89423 | 89423 | Town Fringe | 4880 | 0.80369
32019 | 89428 | 32 | SILVER CITY | LYON | NV | NV_89428 | 89428 | Town Fringe | 0 | 0.79736
32029 | 89434 | 32 | SPARKS | STOREY | NV | NV_89434 | 89434 | Rural Fringe | 6781 | 0.82955
32031 | 89510 | 32 | RENO | WASHOE | NV | NV_89510 | 89510 | City Midsize | 910 | 0.70536
32031 | 89515 | 32 | RENO | WASHOE | NV | NV_89515 | 89515 | City Midsize | 0 | 0.71348
32510 | 89701 | 32 | CARSON CITY | CARSON CITY | NV | NV_89701 | 89701 | City Small | 7067 | 0.86588
32510 | 89711 | 32 | CARSON CITY | CARSON CITY | NV | NV_89711 | 89711 | City Small | -999 | -999
32510 | 89712 | 32 | CARSON CITY | CARSON CITY | NV | NV_89712 | 89712 | City Small | 0 | 0.85401
6061 | 95631 | 6 | FORESTHILL | PLACER | CA | CA_95631 | 95631 | Rural Fringe | 1846 | 0.76434
6115 | 95692 | 6 | WHEATLAND | YUBA | CA | CA_95692 | 95692 | Town Fringe | 1710 | 0.85623
6061 | 95713 | 6 | COLFAX | PLACER | CA | CA_95713 | 95713 | Rural Fringe | 2681 | 0.75297
6061 | 95715 | 6 | EMIGRANT GAP | PLACER | CA | CA_95715 | 95715 | Rural Fringe | 725 | 0.76995
6115 | 95901 | 6 | MARYSVILLE | YUBA | CA | CA_95901 | 95901 | Suburb Small | 7604 | 0.82632
6091 | 95910 | 6 | ALLEGHANY | SIERRA | CA | CA_95910 | 95910 | Rural Fringe | 35 | 0.75846
6091 | 95922 | 6 | CAMPTONVILLE | SIERRA | CA | CA_95922 | 95922 | Rural Fringe | 442 | 0.76038
6063 | 95934 | 6 | CRESCENT MILLS | PLUMAS | CA | CA_95934 | 95934 | Rural Fringe | 0 | 0.75089
6115 | 95941 | 6 | FORBESTOWN | YUBA | CA | CA_95941 | 95941 | Suburb Small | 0 | 0.76645
6091 | 95944 | 6 | GOODYEARS BAR | SIERRA | CA | CA_95944 | 95944 | Rural Fringe | 0 | 0.75492
6057 | 95945 | 6 | GRASS VALLEY | NEVADA | CA | CA_95945 | 95945 | Town Fringe | 6531 | 0.79915
6057 | 95949 | 6 | GRASS VALLEY | NEVADA | CA | CA_95949 | 95949 | Town Fringe | 8856 | 0.81446
6063 | 95984 | 6 | TWAIN | PLUMAS | CA | CA_95984 | 95984 | Rural Fringe | 0 | 0.74361
6063 | 96020 | 6 | CHESTER | PLUMAS | CA | CA_96020 | 96020 | Rural Fringe | 1985 | 0.7503
6035 | 96056 | 6 | MCARTHUR | LASSEN | CA | CA_96056 | 96056 | Rural Fringe | 598 | 0.76809
6049 | 96101 | 6 | ALTURAS | MODOC | CA | CA_96101 | 96101 | Town Fringe | 1575 | 0.83925
6063 | 96106 | 6 | CLIO | PLUMAS | CA | CA_96106 | 96106 | Rural Fringe | 0 | 0.81202
6057 | 96111 | 6 | FLORISTON | NEVADA | CA | CA_96111 | 96111 | Rural Fringe | 0 | 0.79226
6091 | 96125 | 6 | SIERRA CITY | SIERRA | CA | CA_96125 | 96125 | Rural Fringe | 242 | 0.76691
6035 | 96130 | 6 | SUSANVILLE | LASSEN | CA | CA_96130 | 96130 | Rural Fringe | 5082 | 0.77809
6049 | 96134 | 6 | TULELAKE | MODOC | CA | CA_96134 | 96134 | Rural Fringe | 1080 | 0.78338
6063 | 96135 | 6 | VINTON | PLUMAS | CA | CA_96135 | 96135 | Rural Fringe | 0 | 0.81867
6061 | 96148 | 6 | TAHOE VISTA | PLACER | CA | CA_96148 | 96148 | Rural Fringe | 66 | 0.74559
32019 | 89403 | 32 | DAYTON | LYON | NV | NV_89403 | 89403 | Town Fringe | 3952 | 0.79958
32031 | 89412 | 32 | GERLACH | WASHOE | NV | NV_89412 | 89412 | City Midsize | 569 | 0.70046
32031 | 89523 | 32 | RENO | WASHOE | NV | NV_89523 | 89523 | City Midsize | 7026 | 0.70713
32031 | 89431 | 32 | SPARKS | WASHOE | NV | NV_89431 | 89431 | City Midsize | 10143 | 0.6155
32031 | 89433 | 32 | SUN VALLEY | WASHOE | NV | NV_89433 | 89433 | City Midsize | 7306 | 0.73269
32031 | 89436 | 32 | SPARKS | WASHOE | NV | NV_89436 | 89436 | City Midsize | 9169 | 0.71036
32031 | 89439 | 32 | VERDI | WASHOE | NV | NV_89439 | 89439 | City Midsize | 288 | 0.69337
32029 | 89440 | 32 | VIRGINIA CITY | STOREY | NV | NV_89440 | 89440 | Rural Fringe | 0 | 0.82015
32031 | 89441 | 32 | SPARKS | WASHOE | NV | NV_89441 | 89441 | City Midsize | 3868 | 0.71615
32031 | 89451 | 32 | INCLINE VILLAGE | WASHOE | NV | NV_89451 | 89451 | City Midsize | 2679 | 0.65586
32031 | 89501 | 32 | RENO | WASHOE | NV | NV_89501 | 89501 | City Midsize | 432 | 0.53241
32031 | 89502 | 32 | RENO | WASHOE | NV | NV_89502 | 89502 | City Midsize | 10812 | 0.6096
32031 | 89503 | 32 | RENO | WASHOE | NV | NV_89503 | 89503 | City Midsize | 7387 | 0.62651
32031 | 89504 | 32 | RENO | WASHOE | NV | NV_89504 | 89504 | City Midsize | 0 | 0.70955
32031 | 89506 | 32 | RENO | WASHOE | NV | NV_89506 | 89506 | City Midsize | 8214 | 0.7143
32031 | 89508 | 32 | RENO | WASHOE | NV | NV_89508 | 89508 | City Midsize | 3182 | 0.71706
32031 | 89509 | 32 | RENO | WASHOE | NV | NV_89509 | 89509 | City Midsize | 10976 | 0.61124
32031 | 89511 | 32 | RENO | WASHOE | NV | NV_89511 | 89511 | City Midsize | 7116 | 0.69542
32031 | 89512 | 32 | RENO | WASHOE | NV | NV_89512 | 89512 | City Midsize | 5805 | 0.66598
32031 | 89519 | 32 | RENO | WASHOE | NV | NV_89519 | 89519 | City Midsize | 2196 | 0.69264
32029 | 89521 | 32 | RENO | STOREY | NV | NV_89521 | 89521 | Rural Fringe | 6494 | 0.82541
32510 | 89703 | 32 | CARSON CITY | CARSON CITY | NV | NV_89703 | 89703 | City Small | 3338 | 0.83774
6007 | 95917 | 6 | BIGGS | BUTTE | CA | CA_95917 | 95917 | Rural Fringe | 364 | 0.80971
32031 | 89704 | 32 | WASHOE VALLEY | WASHOE | NV | NV_89704 | 89704 | City Midsize | 2425 | 0.69444
32005 | 89705 | 32 | CARSON CITY | DOUGLAS | NV | NV_89705 | 89705 | Town Fringe | 1539 | 0.79364
32019 | 89706 | 32 | CARSON CITY | LYON | NV | NV_89706 | 89706 | Town Fringe | 3678 | 0.79942
6115 | 95903 | 6 | BEALE AFB | YUBA | CA | CA_95903 | 95903 | Suburb Small | 221 | 0.81706
6063 | 95923 | 6 | CANYON DAM | PLUMAS | CA | CA_95923 | 95923 | Rural Fringe | 537 | 0.75279
6063 | 95956 | 6 | MEADOW VALLEY | PLUMAS | CA | CA_95956 | 95956 | Rural Fringe | 0 | 0.73755
6057 | 95959 | 6 | NEVADA CITY | NEVADA | CA | CA_95959 | 95959 | Rural Fringe | 8139 | 0.76523
6091 | 95960 | 6 | NORTH SAN JUAN | SIERRA | CA | CA_95960 | 95960 | Rural Fringe | 30 | 0.75897
6115 | 95961 | 6 | OLIVEHURST | YUBA | CA | CA_95961 | 95961 | Suburb Small | 6666 | 0.82148
6007 | 95969 | 6 | PARADISE | BUTTE | CA | CA_95969 | 95969 | Town Fringe | 6929 | 0.81619
6063 | 95980 | 6 | STORRIE | PLUMAS | CA | CA_95980 | 95980 | Rural Fringe | 2 | 0.77172
6063 | 95981 | 6 | STRAWBERRY VALLEY | PLUMAS | CA | CA_95981 | 95981 | Rural Fringe | 239 | 0.75493
6035 | 96119 | 6 | MADELINE | LASSEN | CA | CA_96119 | 96119 | Rural Fringe | 0 | 0.78535
6061 | 96143 | 6 | KINGS BEACH | PLACER | CA | CA_96143 | 96143 | Rural Fringe | 560 | 0.75065
6061 | 96145 | 6 | TAHOE CITY | PLACER | CA | CA_96145 | 96145 | Rural Fringe | 417 | 0.75144
6061 | 95703 | 6 | APPLEGATE | PLACER | CA | CA_95703 | 95703 | Rural Fringe | 153 | 0.73414
32005 | 89411 | 32 | GENOA | DOUGLAS | NV | NV_89411 | 89411 | Town Fringe | 324 | 0.75611
32005 | 89448 | 32 | ZEPHYR COVE | DOUGLAS | NV | NV_89448 | 89448 | Town Fringe | 344 | 0.74067
32005 | 89449 | 32 | STATELINE | DOUGLAS | NV | NV_89449 | 89449 | Town Fringe | 538 | 0.76489
6061 | 95602 | 6 | AUBURN | PLACER | CA | CA_95602 | 95602 | Town Fringe | 4436 | 0.81275
6061 | 95604 | 6 | AUBURN | PLACER | CA | CA_95604 | 95604 | Rural Fringe | 0 | 0.75603
6061 | 95701 | 6 | ALTA | PLACER | CA | CA_95701 | 95701 | Rural Fringe | 30 | 0.75869
6061 | 95714 | 6 | DUTCH FLAT | PLACER | CA | CA_95714 | 95714 | Rural Fringe | 0 | 0.75466
6061 | 95717 | 6 | GOLD RUN | PLACER | CA | CA_95717 | 95717 | Rural Fringe | 0 | 0.74572
6057 | 95728 | 6 | SODA SPRINGS | NEVADA | CA | CA_95728 | 95728 | Rural Fringe | 33 | 0.7785
6007 | 95914 | 6 | BANGOR | BUTTE | CA | CA_95914 | 95914 | Suburb Small | 1 | 0.78226
6063 | 95915 | 6 | BELDEN | PLUMAS | CA | CA_95915 | 95915 | Rural Fringe | 53 | 0.77341
6007 | 95916 | 6 | BERRY CREEK | BUTTE | CA | CA_95916 | 95916 | Rural Fringe | 419 | 0.75426
6115 | 95918 | 6 | BROWNS VALLEY | YUBA | CA | CA_95918 | 95918 | Suburb Small | 616 | 0.7936
6115 | 95919 | 6 | BROWNSVILLE | YUBA | CA | CA_95919 | 95919 | Suburb Small | 116 | 0.77063
6115 | 95925 | 6 | CHALLENGE | YUBA | CA | CA_95925 | 95925 | Suburb Small | 77 | 0.76975
6007 | 95930 | 6 | CLIPPER MILLS | BUTTE | CA | CA_95930 | 95930 | Suburb Small | 0 | 0.76985
6115 | 95935 | 6 | DOBBINS | YUBA | CA | CA_95935 | 95935 | Suburb Small | 108 | 0.77922
6091 | 95936 | 6 | DOWNIEVILLE | SIERRA | CA | CA_95936 | 95936 | Rural Fringe | 0 | 0.7621
6007 | 95942 | 6 | FOREST RANCH | BUTTE | CA | CA_95942 | 95942 | Town Fringe | 1081 | 0.79836
6057 | 95946 | 6 | PENN VALLEY | NEVADA | CA | CA_95946 | 95946 | Suburb Small | 2473 | 0.78165
6063 | 95947 | 6 | GREENVILLE | PLUMAS | CA | CA_95947 | 95947 | Rural Fringe | 503 | 0.75441
6007 | 95954 | 6 | MAGALIA | BUTTE | CA | CA_95954 | 95954 | Town Fringe | 2856 | 0.7964
6115 | 95962 | 6 | OREGON HOUSE | YUBA | CA | CA_95962 | 95962 | Suburb Small | 0 | 0.78979
6007 | 95965 | 6 | OROVILLE | BUTTE | CA | CA_95965 | 95965 | Rural Fringe | 6819 | 0.79177
6007 | 95966 | 6 | OROVILLE | BUTTE | CA | CA_95966 | 95966 | Suburb Small | 7415 | 0.7866
6063 | 95971 | 6 | QUINCY | PLUMAS | CA | CA_95971 | 95971 | Rural Fringe | 2381 | 0.75616
6115 | 95972 | 6 | RACKERBY | YUBA | CA | CA_95972 | 95972 | Suburb Small | 0 | 0.76577
6057 | 95975 | 6 | ROUGH AND READY | NEVADA | CA | CA_95975 | 95975 | Suburb Small | 631 | 0.76362
6115 | 95977 | 6 | SMARTSVILLE | YUBA | CA | CA_95977 | 95977 | Suburb Small | 819 | 0.80584
6007 | 95978 | 6 | STIRLING CITY | BUTTE | CA | CA_95978 | 95978 | Town Fringe | 0 | 0.77574
6063 | 95983 | 6 | TAYLORSVILLE | PLUMAS | CA | CA_95983 | 95983 | Rural Fringe | 650 | 0.76703
6057 | 95986 | 6 | WASHINGTON | NEVADA | CA | CA_95986 | 95986 | Rural Fringe | 0 | 0.73833
6049 | 96006 | 6 | ADIN | MODOC | CA | CA_96006 | 96006 | Rural Fringe | 155 | 0.76899
6035 | 96009 | 6 | BIEBER | LASSEN | CA | CA_96009 | 96009 | Rural Fringe | 285 | 0.80323
6089 | 96013 | 6 | BURNEY | SHASTA | CA | CA_96013 | 96013 | Town Fringe | 974 | 0.79942
6049 | 96015 | 6 | CANBY | MODOC | CA | CA_96015 | 96015 | Town Fringe | 199 | 0.82542
6089 | 96028 | 6 | FALL RIVER MILLS | SHASTA | CA | CA_96028 | 96028 | Town Fringe | 585 | 0.80994
6089 | 96040 | 6 | HAT CREEK | SHASTA | CA | CA_96040 | 96040 | Town Fringe | 578 | 0.81225
6049 | 96054 | 6 | LOOKOUT | MODOC | CA | CA_96054 | 96054 | Rural Fringe | 179 | 0.77642
6103 | 96061 | 6 | MILL CREEK | TEHAMA | CA | CA_96061 | 96061 | Rural Fringe | 213 | 0.75388
6035 | 96068 | 6 | NUBIEBER | LASSEN | CA | CA_96068 | 96068 | Rural Fringe | 195 | 0.8042
6089 | 96071 | 6 | OLD STATION | SHASTA | CA | CA_96071 | 96071 | Town Fringe | 533 | 0.80111
6063 | 96103 | 6 | BLAIRSDEN-GRAEAGLE | PLUMAS | CA | CA_96103 | 96103 | Rural Fringe | 809 | 0.76361
6049 | 96104 | 6 | CEDARVILLE | MODOC | CA | CA_96104 | 96104 | Rural Fringe | 215 | 0.78518
6063 | 96105 | 6 | CHILCOOT | PLUMAS | CA | CA_96105 | 96105 | Rural Fringe | 0 | 0.81895
6049 | 96108 | 6 | DAVIS CREEK | MODOC | CA | CA_96108 | 96108 | Town Fringe | 164 | 0.81818
6035 | 96109 | 6 | DOYLE | LASSEN | CA | CA_96109 | 96109 | Rural Fringe | 319 | 0.81269
6049 | 96110 | 6 | EAGLEVILLE | MODOC | CA | CA_96110 | 96110 | Rural Fringe | 140 | 0.78956
6049 | 96112 | 6 | FORT BIDWELL | MODOC | CA | CA_96112 | 96112 | Rural Fringe | 144 | 0.78666
6035 | 96113 | 6 | HERLONG | LASSEN | CA | CA_96113 | 96113 | Rural Fringe | 0 | 0.82099
6035 | 96114 | 6 | JANESVILLE | LASSEN | CA | CA_96114 | 96114 | Rural Fringe | 734 | 0.78328
6049 | 96115 | 6 | LAKE CITY | MODOC | CA | CA_96115 | 96115 | Rural Fringe | 134 | 0.78023
6049 | 96116 | 6 | LIKELY | MODOC | CA | CA_96116 | 96116 | Town Fringe | 73 | 0.83111
6035 | 96117 | 6 | LITCHFIELD | LASSEN | CA | CA_96117 | 96117 | City Midsize | 250 | 0.85037
6091 | 96118 | 6 | LOYALTON | SIERRA | CA | CA_96118 | 96118 | Rural Fringe | 345 | 0.80075
6035 | 96121 | 6 | MILFORD | LASSEN | CA | CA_96121 | 96121 | Rural Fringe | 109 | 0.79907
6063 | 96122 | 6 | PORTOLA | PLUMAS | CA | CA_96122 | 96122 | Rural Fringe | 1318 | 0.77665
6035 | 96123 | 6 | RAVENDALE | LASSEN | CA | CA_96123 | 96123 | Rural Fringe | 116 | 0.80321
6091 | 96124 | 6 | CALPINE | SIERRA | CA | CA_96124 | 96124 | Rural Fringe | 34 | 0.77214
6091 | 96126 | 6 | SIERRAVILLE | SIERRA | CA | CA_96126 | 96126 | Rural Fringe | 138 | 0.78013
6035 | 96128 | 6 | STANDISH | LASSEN | CA | CA_96128 | 96128 | Rural Fringe | 750 | 0.80667
6063 | 96129 | 6 | BECKWOURTH | PLUMAS | CA | CA_96129 | 96129 | Rural Fringe | 803 | 0.80025
6035 | 96132 | 6 | TERMO | LASSEN | CA | CA_96132 | 96132 | Town Fringe | 68 | 0.83938
6035 | 96136 | 6 | WENDEL | LASSEN | CA | CA_96136 | 96136 | City Midsize | 424 | 0.84417
6035 | 96137 | 6 | WESTWOOD | LASSEN | CA | CA_96137 | 96137 | Rural Fringe | 1316 | 0.74857
6061 | 96140 | 6 | CARNELIAN BAY | PLACER | CA | CA_96140 | 96140 | Rural Fringe | 0 | 0.74953
6061 | 96141 | 6 | HOMEWOOD | PLACER | CA | CA_96141 | 96141 | Rural Fringe | 1636 | 0.76949
6017 | 96142 | 6 | TAHOMA | EL DORADO | CA | CA_96142 | 96142 | Rural Fringe | 523 | 0.78034
6061 | 96146 | 6 | OLYMPIC VALLEY | PLACER | CA | CA_96146 | 96146 | Rural Fringe | 2150 | 0.77608
6017 | 96151 | 6 | SOUTH LAKE TAHOE | EL DORADO | CA | CA_96151 | 96151 | Rural Fringe | 129 | 0.78056
6061 | 96161 | 6 | TRUCKEE | PLACER | CA | CA_96161 | 96161 | Rural Fringe | 16102 | 0.77778
6049 | 97635 | 6 | NEW PINE CREEK | MODOC | CA | CA_97635 | 97635 | Town Fringe | 63 | 0.79215
6077 | 95206 | 6 | STOCKTON | SAN JOAQUIN | CA | CA_95206 | 95206 | Suburb Small | 14676 | 0.84343
6077 | 95208 | 6 | STOCKTON | SAN JOAQUIN | CA | CA_95208 | 95208 | City Large | 14 | 0.42857
6077 | 95211 | 6 | STOCKTON | SAN JOAQUIN | CA | CA_95211 | 95211 | City Large | 11 | 0.81818
6077 | 95215 | 6 | STOCKTON | SAN JOAQUIN | CA | CA_95215 | 95215 | Town Fringe | 6581 | 0.87475
6077 | 95219 | 6 | STOCKTON | SAN JOAQUIN | CA | CA_95219 | 95219 | Suburb Small | 7833 | 0.84387
6077 | 95220 | 6 | ACAMPO | SAN JOAQUIN | CA | CA_95220 | 95220 | Suburb Small | 2060 | 0.84015
6009 | 95221 | 6 | ALTAVILLE | CALAVERAS | CA | CA_95221 | 95221 | Rural Fringe | 396 | 0.83273
6009 | 95223 | 6 | ARNOLD | CALAVERAS | CA | CA_95223 | 95223 | Rural Fringe | 3549 | 0.76994
6077 | 95227 | 6 | CLEMENTS | SAN JOAQUIN | CA | CA_95227 | 95227 | Suburb Small | 0 | 0.81578
6009 | 95228 | 6 | COPPEROPOLIS | CALAVERAS | CA | CA_95228 | 95228 | Rural Fringe | 1124 | 0.82295
6009 | 95232 | 6 | GLENCOE | CALAVERAS | CA | CA_95232 | 95232 | Rural Fringe | 0 | 0.76582
6077 | 95237 | 6 | LOCKEFORD | SAN JOAQUIN | CA | CA_95237 | 95237 | Suburb Small | 780 | 0.8405
6077 | 95242 | 6 | LODI | SAN JOAQUIN | CA | CA_95242 | 95242 | Suburb Small | 8690 | 0.84272
6009 | 95254 | 6 | WALLACE | CALAVERAS | CA | CA_95254 | 95254 | Rural Fringe | 0 | 0.7652
6009 | 95255 | 6 | WEST POINT | CALAVERAS | CA | CA_95255 | 95255 | Rural Fringe | 1465 | 0.7722
6109 | 95310 | 6 | COLUMBIA | TUOLUMNE | CA | CA_95310 | 95310 | Rural Fringe | 662 | 0.78284
6109 | 95321 | 6 | GROVELAND | TUOLUMNE | CA | CA_95321 | 95321 | Rural Fringe | 4603 | 0.8032
6109 | 95327 | 6 | JAMESTOWN | TUOLUMNE | CA | CA_95327 | 95327 | Rural Fringe | 2440 | 0.82273
6109 | 95370 | 6 | SONORA | TUOLUMNE | CA | CA_95370 | 95370 | Rural Fringe | 7011 | 0.7902
6109 | 95375 | 6 | STRAWBERRY | TUOLUMNE | CA | CA_95375 | 95375 | Rural Fringe | 0 | 0.76221
6005 | 95601 | 6 | AMADOR CITY | AMADOR | CA | CA_95601 | 95601 | Town Fringe | -999 | 0.88241
6017 | 95623 | 6 | EL DORADO | EL DORADO | CA | CA_95623 | 95623 | Town Fringe | 996 | 0.83404
6005 | 95629 | 6 | FIDDLETOWN | AMADOR | CA | CA_95629 | 95629 | Town Fringe | 507 | 0.82939
6067 | 95632 | 6 | GALT | SACRAMENTO | CA | CA_95632 | 95632 | Suburb Large | 8986 | 0.9012
6017 | 95634 | 6 | GEORGETOWN | EL DORADO | CA | CA_95634 | 95634 | Rural Fringe | 1725 | 0.76718
6067 | 95638 | 6 | HERALD | SACRAMENTO | CA | CA_95638 | 95638 | Suburb Large | 1077 | 0.90281
6005 | 95640 | 6 | IONE | AMADOR | CA | CA_95640 | 95640 | Town Fringe | 3072 | 0.86265
6061 | 95648 | 6 | LINCOLN | PLACER | CA | CA_95648 | 95648 | Town Fringe | 19169 | 0.85513
6017 | 95651 | 6 | LOTUS | EL DORADO | CA | CA_95651 | 95651 | Rural Fringe | 273 | 0.79516
6005 | 95666 | 6 | PIONEER | AMADOR | CA | CA_95666 | 95666 | Town Fringe | 3085 | 0.83025
6017 | 95682 | 6 | SHINGLE SPRINGS | EL DORADO | CA | CA_95682 | 95682 | Town Fringe | 9192 | 0.84804
6017 | 95684 | 6 | SOMERSET | EL DORADO | CA | CA_95684 | 95684 | Town Fringe | 1808 | 0.81466
6005 | 95689 | 6 | VOLCANO | AMADOR | CA | CA_95689 | 95689 | Town Fringe | 875 | 0.81393
6017 | 95720 | 6 | KYBURZ | EL DORADO | CA | CA_95720 | 95720 | Town Fringe | 0 | 0.81414
6051 | 96107 | 6 | COLEVILLE | MONO | CA | CA_96107 | 96107 | City Large | 278 | 0.85559
6003 | 96120 | 6 | MARKLEEVILLE | ALPINE | CA | CA_96120 | 96120 | Rural Fringe | 763 | 0.80281
6017 | 96150 | 6 | SOUTH LAKE TAHOE | EL DORADO | CA | CA_96150 | 96150 | Town Fringe | 16153 | 0.82762
6109 | 95379 | 6 | TUOLUMNE | TUOLUMNE | CA | CA_95379 | 95379 | Rural Fringe | 1119 | 0.79646
32005 | 89410 | 32 | GARDNERVILLE | DOUGLAS | NV | NV_89410 | 89410 | Town Fringe | 2555 | 0.80236
32005 | 89460 | 32 | GARDNERVILLE | DOUGLAS | NV | NV_89460 | 89460 | Town Fringe | 4610 | 0.7999
6013 | 94548 | 6 | KNIGHTSEN | CONTRA COSTA | CA | CA_94548 | 94548 | Suburb Midsize | 224 | 0.85335
6013 | 94561 | 6 | OAKLEY | CONTRA COSTA | CA | CA_94561 | 94561 | Suburb Midsize | 11391 | 0.86716
6113 | 95612 | 6 | CLARKSBURG | YOLO | CA | CA_95612 | 95612 | Rural Fringe | 776 | 0.82661
6067 | 95690 | 6 | WALNUT GROVE | SACRAMENTO | CA | CA_95690 | 95690 | Rural Fringe | 697 | 0.82474
6061 | 95663 | 6 | PENRYN | PLACER | CA | CA_95663 | 95663 | Town Fringe | 797 | 0.8354
6067 | 95671 | 6 | REPRESA | SACRAMENTO | CA | CA_95671 | 95671 | City Small | 19 | 0.85624
6067 | 95693 | 6 | WILTON | SACRAMENTO | CA | CA_95693 | 95693 | Suburb Large | 1850 | 0.89618
6067 | 95838 | 6 | SACRAMENTO | SACRAMENTO | CA | CA_95838 | 95838 | Suburb Large | 10787 | 0.72569
6009 | 95224 | 6 | AVERY | CALAVERAS | CA | CA_95224 | 95224 | Rural Fringe | 41 | 0.76331
6109 | 95346 | 6 | MI WUK VILLAGE | TUOLUMNE | CA | CA_95346 | 95346 | Rural Fringe | 0 | 0.76614
6109 | 95372 | 6 | SOULSBYVILLE | TUOLUMNE | CA | CA_95372 | 95372 | Rural Fringe | 0 | 0.79193
6013 | 94505 | 6 | DISCOVERY BAY | CONTRA COSTA | CA | CA_94505 | 94505 | Suburb Small | 3231 | 0.83301
6013 | 94511 | 6 | BETHEL ISLAND | CONTRA COSTA | CA | CA_94511 | 94511 | Suburb Midsize | 656 | 0.86938
6077 | 95202 | 6 | STOCKTON | SAN JOAQUIN | CA | CA_95202 | 95202 | City Large | 785 | 0.83694
6077 | 95203 | 6 | STOCKTON | SAN JOAQUIN | CA | CA_95203 | 95203 | City Large | 5277 | 0.71328
6077 | 95204 | 6 | STOCKTON | SAN JOAQUIN | CA | CA_95204 | 95204 | City Large | 10775 | 0.77893
6077 | 95205 | 6 | STOCKTON | SAN JOAQUIN | CA | CA_95205 | 95205 | City Large | 12391 | 0.77806
6077 | 95207 | 6 | STOCKTON | SAN JOAQUIN | CA | CA_95207 | 95207 | City Large | 11662 | 0.84565
6077 | 95209 | 6 | STOCKTON | SAN JOAQUIN | CA | CA_95209 | 95209 | Suburb Small | 10119 | 0.82186
6077 | 95210 | 6 | STOCKTON | SAN JOAQUIN | CA | CA_95210 | 95210 | Suburb Small | 9639 | 0.90518
6077 | 95212 | 6 | STOCKTON | SAN JOAQUIN | CA | CA_95212 | 95212 | Suburb Small | 5213 | 0.82969
6009 | 95222 | 6 | ANGELS CAMP | CALAVERAS | CA | CA_95222 | 95222 | Rural Fringe | 2332 | 0.80723
6099 | 95230 | 6 | FARMINGTON | STANISLAUS | CA | CA_95230 | 95230 | Rural Fringe | 1825 | 0.83048
6009 | 95233 | 6 | HATHAWAY PINES | CALAVERAS | CA | CA_95233 | 95233 | Rural Fringe | 0 | 0.77311
6077 | 95236 | 6 | LINDEN | SAN JOAQUIN | CA | CA_95236 | 95236 | Rural Fringe | 1373 | 0.83376
6077 | 95240 | 6 | LODI | SAN JOAQUIN | CA | CA_95240 | 95240 | Suburb Small | 10418 | 0.84344
6009 | 95245 | 6 | MOKELUMNE HILL | CALAVERAS | CA | CA_95245 | 95245 | Rural Fringe | 802 | 0.78317
6009 | 95246 | 6 | MOUNTAIN RANCH | CALAVERAS | CA | CA_95246 | 95246 | Rural Fringe | 1867 | 0.79086
6009 | 95247 | 6 | MURPHYS | CALAVERAS | CA | CA_95247 | 95247 | Rural Fringe | 2029 | 0.79961
6009 | 95249 | 6 | SAN ANDREAS | CALAVERAS | CA | CA_95249 | 95249 | Rural Fringe | 953 | 0.80074
6009 | 95251 | 6 | VALLECITO | CALAVERAS | CA | CA_95251 | 95251 | Rural Fringe | 232 | 0.80588
6009 | 95252 | 6 | VALLEY SPRINGS | CALAVERAS | CA | CA_95252 | 95252 | Rural Fringe | 4328 | 0.81602
6009 | 95257 | 6 | WILSEYVILLE | CALAVERAS | CA | CA_95257 | 95257 | Rural Fringe | 345 | 0.77485
6077 | 95258 | 6 | WOODBRIDGE | SAN JOAQUIN | CA | CA_95258 | 95258 | Suburb Small | 512 | 0.80051
6109 | 95305 | 6 | BIG OAK FLAT | TUOLUMNE | CA | CA_95305 | 95305 | Rural Fringe | 0 | 0.77217
6109 | 95335 | 6 | LONG BARN | TUOLUMNE | CA | CA_95335 | 95335 | Rural Fringe | 793 | 0.77287
6109 | 95364 | 6 | PINECREST | TUOLUMNE | CA | CA_95364 | 95364 | City Large | 3266 | 0.83799
6109 | 95373 | 6 | STANDARD | TUOLUMNE | CA | CA_95373 | 95373 | Rural Fringe | 1034 | 0.7776
6109 | 95383 | 6 | TWAIN HARTE | TUOLUMNE | CA | CA_95383 | 95383 | Rural Fringe | 202 | 0.77837
6061 | 95603 | 6 | AUBURN | PLACER | CA | CA_95603 | 95603 | Town Fringe | 7905 | 0.82518
6067 | 95608 | 6 | CARMICHAEL | SACRAMENTO | CA | CA_95608 | 95608 | Suburb Large | 15895 | 0.85091
6067 | 95610 | 6 | CITRUS HEIGHTS | SACRAMENTO | CA | CA_95610 | 95610 | Suburb Large | 10320 | 0.85173
6017 | 95614 | 6 | COOL | EL DORADO | CA | CA_95614 | 95614 | Rural Fringe | 637 | 0.78398
6067 | 95615 | 6 | COURTLAND | SACRAMENTO | CA | CA_95615 | 95615 | Rural Fringe | 88 | 0.82582
6017 | 95619 | 6 | DIAMOND SPRINGS | EL DORADO | CA | CA_95619 | 95619 | Rural Fringe | 369 | 0.78218
6067 | 95621 | 6 | CITRUS HEIGHTS | SACRAMENTO | CA | CA_95621 | 95621 | Suburb Large | 10580 | 0.86977
6067 | 95624 | 6 | ELK GROVE | SACRAMENTO | CA | CA_95624 | 95624 | Suburb Large | 17998 | 0.87801
6067 | 95626 | 6 | ELVERTA | SACRAMENTO | CA | CA_95626 | 95626 | Suburb Large | 2178 | 0.88162
6067 | 95628 | 6 | FAIR OAKS | SACRAMENTO | CA | CA_95628 | 95628 | Suburb Large | 12642 | 0.82895
6067 | 95630 | 6 | FOLSOM | SACRAMENTO | CA | CA_95630 | 95630 | City Small | 17940 | 0.8406
6017 | 95633 | 6 | GARDEN VALLEY | EL DORADO | CA | CA_95633 | 95633 | Rural Fringe | 291 | 0.76846
6017 | 95635 | 6 | GREENWOOD | EL DORADO | CA | CA_95635 | 95635 | Rural Fringe | 191 | 0.76761
6017 | 95636 | 6 | GRIZZLY FLATS | EL DORADO | CA | CA_95636 | 95636 | Town Fringe | 0 | 0.8002
6067 | 95641 | 6 | ISLETON | SACRAMENTO | CA | CA_95641 | 95641 | Rural Fringe | 361 | 0.82678
6005 | 95642 | 6 | JACKSON | AMADOR | CA | CA_95642 | 95642 | Town Fringe | 2168 | 0.85058
6003 | 95646 | 6 | KIRKWOOD | ALPINE | CA | CA_95646 | 95646 | Rural Fringe | 0 | 0.8036
6061 | 95650 | 6 | LOOMIS | PLACER | CA | CA_95650 | 95650 | Suburb Large | 4651 | 0.85597
6067 | 95652 | 6 | MCCLELLAN | SACRAMENTO | CA | CA_95652 | 95652 | Suburb Large | 350 | 0.76571
6067 | 95655 | 6 | MATHER | SACRAMENTO | CA | CA_95655 | 95655 | City Small | 1455 | 0.97457
6061 | 95658 | 6 | NEWCASTLE | PLACER | CA | CA_95658 | 95658 | Town Fringe | 2248 | 0.8288
6101 | 95659 | 6 | NICOLAUS | SUTTER | CA | CA_95659 | 95659 | City Small | 204 | 0.89269
6067 | 95660 | 6 | NORTH HIGHLANDS | SACRAMENTO | CA | CA_95660 | 95660 | Suburb Large | 8478 | 0.82048
6061 | 95661 | 6 | ROSEVILLE | PLACER | CA | CA_95661 | 95661 | Suburb Large | 8297 | 0.83479
6067 | 95662 | 6 | ORANGEVALE | SACRAMENTO | CA | CA_95662 | 95662 | Suburb Large | 8678 | 0.78718
6017 | 95664 | 6 | PILOT HILL | EL DORADO | CA | CA_95664 | 95664 | Rural Fringe | 1008 | 0.79289
6005 | 95665 | 6 | PINE GROVE | AMADOR | CA | CA_95665 | 95665 | Town Fringe | 1236 | 0.81268
6017 | 95667 | 6 | PLACERVILLE | EL DORADO | CA | CA_95667 | 95667 | Rural Fringe | 11102 | 0.77429
6101 | 95668 | 6 | PLEASANT GROVE | SUTTER | CA | CA_95668 | 95668 | Suburb Large | 854 | 0.90001
6005 | 95669 | 6 | PLYMOUTH | AMADOR | CA | CA_95669 | 95669 | Town Fringe | 1034 | 0.85472
6067 | 95670 | 6 | RANCHO CORDOVA | SACRAMENTO | CA | CA_95670 | 95670 | City Small | 12519 | 0.86365
6017 | 95672 | 6 | RESCUE | EL DORADO | CA | CA_95672 | 95672 | Rural Fringe | 1910 | 0.79833
6067 | 95673 | 6 | RIO LINDA | SACRAMENTO | CA | CA_95673 | 95673 | Suburb Large | 6484 | 0.76804
6101 | 95674 | 6 | RIO OSO | SUTTER | CA | CA_95674 | 95674 | Town Fringe | 92 | 0.86395
6061 | 95677 | 6 | ROCKLIN | PLACER | CA | CA_95677 | 95677 | Suburb Large | 6475 | 0.83762
6061 | 95678 | 6 | ROSEVILLE | PLACER | CA | CA_95678 | 95678 | Suburb Large | 10322 | 0.84178
6061 | 95681 | 6 | SHERIDAN | PLACER | CA | CA_95681 | 95681 | Town Fringe | 397 | 0.86201
6067 | 95683 | 6 | SLOUGHHOUSE | SACRAMENTO | CA | CA_95683 | 95683 | Suburb Large | 1763 | 0.89713
6005 | 95685 | 6 | SUTTER CREEK | AMADOR | CA | CA_95685 | 95685 | Town Fringe | 1502 | 0.83559
6017 | 95709 | 6 | CAMINO | EL DORADO | CA | CA_95709 | 95709 | Rural Fringe | 1691 | 0.75943
6061 | 95722 | 6 | MEADOW VISTA | PLACER | CA | CA_95722 | 95722 | Town Fringe | 1537 | 0.79524
6017 | 95726 | 6 | POLLOCK PINES | EL DORADO | CA | CA_95726 | 95726 | Rural Fringe | 4249 | 0.77704
6017 | 95735 | 6 | TWIN BRIDGES | EL DORADO | CA | CA_95735 | 95735 | Town Fringe | 366 | 0.83287
6067 | 95742 | 6 | RANCHO CORDOVA | SACRAMENTO | CA | CA_95742 | 95742 | City Small | 4813 | 0.88978
6061 | 95746 | 6 | GRANITE BAY | PLACER | CA | CA_95746 | 95746 | Suburb Large | 7180 | 0.83708
6061 | 95747 | 6 | ROSEVILLE | PLACER | CA | CA_95747 | 95747 | Suburb Large | 15984 | 0.87733
6067 | 95757 | 6 | ELK GROVE | SACRAMENTO | CA | CA_95757 | 95757 | Suburb Large | 11146 | 0.90036
6067 | 95758 | 6 | ELK GROVE | SACRAMENTO | CA | CA_95758 | 95758 | Suburb Large | 17741 | 0.86539
6017 | 95762 | 6 | EL DORADO HILLS | EL DORADO | CA | CA_95762 | 95762 | Rural Fringe | 11355 | 0.78749
6061 | 95765 | 6 | ROCKLIN | PLACER | CA | CA_95765 | 95765 | Suburb Large | 8762 | 0.83975
6067 | 95811 | 6 | SACRAMENTO | SACRAMENTO | CA | CA_95811 | 95811 | City Large | 1586 | 0.50441
6077 | 95336 | 6 | MANTECA | SAN JOAQUIN | CA | CA_95336 | 95336 | Suburb Small | 11702 | 0.84673
6109 | 95347 | 6 | MOCCASIN | TUOLUMNE | CA | CA_95347 | 95347 | Rural Fringe | 0 | 0.80679
6077 | 95231 | 6 | FRENCH CAMP | SAN JOAQUIN | CA | CA_95231 | 95231 | Suburb Small | 1612 | 0.76613
6077 | 95320 | 6 | ESCALON | SAN JOAQUIN | CA | CA_95320 | 95320 | Town Fringe | 4542 | 0.8798
6077 | 95330 | 6 | LATHROP | SAN JOAQUIN | CA | CA_95330 | 95330 | Suburb Small | 4774 | 0.83778
6067 | 95815 | 6 | SACRAMENTO | SACRAMENTO | CA | CA_95815 | 95815 | City Large | 7480 | 0.63008
6067 | 95816 | 6 | SACRAMENTO | SACRAMENTO | CA | CA_95816 | 95816 | City Large | 4928 | 0.49107
6067 | 95819 | 6 | SACRAMENTO | SACRAMENTO | CA | CA_95819 | 95819 | City Large | 7941 | 0.57285
6067 | 95821 | 6 | SACRAMENTO | SACRAMENTO | CA | CA_95821 | 95821 | Suburb Large | 8621 | 0.86376
6067 | 95822 | 6 | SACRAMENTO | SACRAMENTO | CA | CA_95822 | 95822 | City Large | 14692 | 0.80275
6067 | 95824 | 6 | SACRAMENTO | SACRAMENTO | CA | CA_95824 | 95824 | City Large | 7764 | 0.76481
6067 | 95825 | 6 | SACRAMENTO | SACRAMENTO | CA | CA_95825 | 95825 | Suburb Large | 5452 | 0.70213
6067 | 95826 | 6 | SACRAMENTO | SACRAMENTO | CA | CA_95826 | 95826 | City Large | 9038 | 0.81532
6067 | 95827 | 6 | SACRAMENTO | SACRAMENTO | CA | CA_95827 | 95827 | City Large | 5807 | 0.83821
6067 | 95828 | 6 | SACRAMENTO | SACRAMENTO | CA | CA_95828 | 95828 | Suburb Large | 17209 | 0.88204
6067 | 95829 | 6 | SACRAMENTO | SACRAMENTO | CA | CA_95829 | 95829 | Suburb Large | 7367 | 0.88453
6067 | 95830 | 6 | SACRAMENTO | SACRAMENTO | CA | CA_95830 | 95830 | Suburb Large | 1237 | 0.8963
6067 | 95834 | 6 | SACRAMENTO | SACRAMENTO | CA | CA_95834 | 95834 | Rural Fringe | 6287 | 0.80229
6067 | 95835 | 6 | SACRAMENTO | SACRAMENTO | CA | CA_95835 | 95835 | Rural Fringe | 10672 | 0.91557
6067 | 95841 | 6 | SACRAMENTO | SACRAMENTO | CA | CA_95841 | 95841 | Suburb Large | 3892 | 0.85323
6067 | 95842 | 6 | SACRAMENTO | SACRAMENTO | CA | CA_95842 | 95842 | Suburb Large | 7979 | 0.88067
6067 | 95843 | 6 | ANTELOPE | SACRAMENTO | CA | CA_95843 | 95843 | Suburb Large | 11893 | 0.84321
6067 | 95864 | 6 | SACRAMENTO | SACRAMENTO | CA | CA_95864 | 95864 | Suburb Large | 8463 | 0.84529
6051 | 96133 | 6 | TOPAZ | MONO | CA | CA_96133 | 96133 | City Large | 11 | 0.85565
6019 | 93242 | 6 | LATON | FRESNO | CA | CA_93242 | 93242 | Rural Fringe | 842 | 0.84501
6039 | 93610 | 6 | CHOWCHILLA | MADERA | CA | CA_93610 | 93610 | City Small | 5681 | 0.91092
6019 | 93619 | 6 | CLOVIS | FRESNO | CA | CA_93619 | 93619 | Suburb Large | 11904 | 0.91564
6019 | 93622 | 6 | FIREBAUGH | FRESNO | CA | CA_93622 | 93622 | Town Fringe | 2754 | 0.88855
6039 | 93626 | 6 | FRIANT | MADERA | CA | CA_93626 | 93626 | Rural Fringe | 487 | 0.83214
6019 | 93627 | 6 | HELM | FRESNO | CA | CA_93627 | 93627 | Rural Fringe | 0 | 0.85373
6019 | 93630 | 6 | KERMAN | FRESNO | CA | CA_93630 | 93630 | Town Fringe | 4540 | 0.88328
6047 | 93635 | 6 | LOS BANOS | MERCED | CA | CA_93635 | 93635 | Town Fringe | 11620 | 0.88321
6039 | 93636 | 6 | MADERA | MADERA | CA | CA_93636 | 93636 | Town Fringe | 4825 | 0.88128
6039 | 93637 | 6 | MADERA | MADERA | CA | CA_93637 | 93637 | City Small | 11048 | 0.90942
6039 | 93638 | 6 | MADERA | MADERA | CA | CA_93638 | 93638 | City Small | 9166 | 0.90368
6019 | 93640 | 6 | MENDOTA | FRESNO | CA | CA_93640 | 93640 | Rural Fringe | 793 | 0.84228
6019 | 93656 | 6 | RIVERDALE | FRESNO | CA | CA_93656 | 93656 | Rural Fringe | 2109 | 0.84657
6019 | 93711 | 6 | FRESNO | FRESNO | CA | CA_93711 | 93711 | City Large | 11508 | 0.84107
6019 | 93724 | 6 | FRESNO | FRESNO | CA | CA_93724 | 93724 | City Large | 0 | 0.86133
6053 | 93925 | 6 | CHUALAR | MONTEREY | CA | CA_93925 | 93925 | Town Fringe | 206 | 0.87266
6053 | 93960 | 6 | SOLEDAD | MONTEREY | CA | CA_93960 | 93960 | Town Fringe | 3837 | 0.88198
6085 | 95020 | 6 | GILROY | SANTA CLARA | CA | CA_95020 | 95020 | Suburb Small | 11546 | 0.81738
6069 | 95023 | 6 | HOLLISTER | SAN BENITO | CA | CA_95023 | 95023 | Rural Fringe | 11267 | 0.82557
6069 | 95043 | 6 | PAICINES | SAN BENITO | CA | CA_95043 | 95043 | Town Fringe | 477 | 0.88692
6069 | 95075 | 6 | TRES PINOS | SAN BENITO | CA | CA_95075 | 95075 | Town Fringe | 0 | 0.88396
6077 | 95304 | 6 | TRACY | SAN JOAQUIN | CA | CA_95304 | 95304 | Suburb Small | 5755 | 0.84785
6019 | 93624 | 6 | FIVE POINTS | FRESNO | CA | CA_93624 | 93624 | Rural Fringe | 0 | 0.83624
6043 | 95318 | 6 | EL PORTAL | MARIPOSA | CA | CA_95318 | 95318 | Rural Fringe | 0 | 0.79682
6047 | 95322 | 6 | GUSTINE | MERCED | CA | CA_95322 | 95322 | Town Fringe | 1636 | 0.87437
6047 | 95333 | 6 | LE GRAND | MERCED | CA | CA_95333 | 95333 | Rural Fringe | 1169 | 0.84079
6077 | 95337 | 6 | MANTECA | SAN JOAQUIN | CA | CA_95337 | 95337 | Suburb Small | 8492 | 0.8451
6043 | 95338 | 6 | MARIPOSA | MARIPOSA | CA | CA_95338 | 95338 | Rural Fringe | 3449 | 0.79707
6099 | 95355 | 6 | MODESTO | STANISLAUS | CA | CA_95355 | 95355 | Suburb Large | 16228 | 0.89901
6099 | 95358 | 6 | MODESTO | STANISLAUS | CA | CA_95358 | 95358 | Suburb Large | 12151 | 0.90858
6077 | 95366 | 6 | RIPON | SAN JOAQUIN | CA | CA_95366 | 95366 | Suburb Large | 4786 | 0.91204
6099 | 95386 | 6 | WATERFORD | STANISLAUS | CA | CA_95386 | 95386 | Town Fringe | 1359 | 0.87573
6043 | 95389 | 6 | YOSEMITE NATIONAL PARK | MARIPOSA | CA | CA_95389 | 95389 | Rural Fringe | 572 | 0.79219
6053 | 95004 | 6 | AROMAS | MONTEREY | CA | CA_95004 | 95004 | City Small | 819 | 0.85699
6069 | 95045 | 6 | SAN JUAN BAUTISTA | SAN BENITO | CA | CA_95045 | 95045 | Rural Fringe | 998 | 0.80975
6031 | 93246 | 6 | LEMOORE | KINGS | CA | CA_93246 | 93246 | Rural Fringe | 301 | 0.83615
6043 | 93623 | 6 | FISH CAMP | MARIPOSA | CA | CA_93623 | 93623 | Rural Fringe | 0 | 0.76919
6019 | 93649 | 6 | PIEDRA | FRESNO | CA | CA_93649 | 93649 | Town Fringe | 0 | 0.89026
6039 | 93669 | 6 | WISHON | MADERA | CA | CA_93669 | 93669 | Rural Fringe | 0 | 0.77699
6019 | 93737 | 6 | FRESNO | FRESNO | CA | CA_93737 | 93737 | Suburb Large | 1827 | 0.90381
6019 | 93740 | 6 | FRESNO | FRESNO | CA | CA_93740 | 93740 | City Large | 58 | 0.62069
6031 | 93245 | 6 | LEMOORE | KINGS | CA | CA_93245 | 93245 | Rural Fringe | 7626 | 0.84383
6107 | 93291 | 6 | VISALIA | TULARE | CA | CA_93291 | 93291 | City Midsize | 13355 | 0.87836
6039 | 93601 | 6 | AHWAHNEE | MADERA | CA | CA_93601 | 93601 | Rural Fringe | 69 | 0.78102
6019 | 93608 | 6 | CANTUA CREEK | FRESNO | CA | CA_93608 | 93608 | Rural Fringe | 513 | 0.84578
6019 | 93609 | 6 | CARUTHERS | FRESNO | CA | CA_93609 | 93609 | Rural Fringe | 1076 | 0.84198
6019 | 93611 | 6 | CLOVIS | FRESNO | CA | CA_93611 | 93611 | Suburb Large | 14852 | 0.8986
6019 | 93612 | 6 | CLOVIS | FRESNO | CA | CA_93612 | 93612 | Suburb Large | 9937 | 0.8406
6039 | 93614 | 6 | COARSEGOLD | MADERA | CA | CA_93614 | 93614 | Rural Fringe | 3379 | 0.80723
6019 | 93616 | 6 | DEL REY | FRESNO | CA | CA_93616 | 93616 | Town Fringe | 515 | 0.88493
6047 | 93620 | 6 | DOS PALOS | MERCED | CA | CA_93620 | 93620 | Town Fringe | 2945 | 0.8866
6019 | 93625 | 6 | FOWLER | FRESNO | CA | CA_93625 | 93625 | Town Fringe | 1123 | 0.88387
6107 | 93631 | 6 | KINGSBURG | TULARE | CA | CA_93631 | 93631 | Town Fringe | 4077 | 0.88898
6039 | 93644 | 6 | OAKHURST | MADERA | CA | CA_93644 | 93644 | Rural Fringe | 2138 | 0.78151
6039 | 93645 | 6 | O NEALS | MADERA | CA | CA_93645 | 93645 | Rural Fringe | 228 | 0.80325
6019 | 93646 | 6 | ORANGE COVE | FRESNO | CA | CA_93646 | 93646 | Town Fringe | 1470 | 0.88794
6019 | 93650 | 6 | FRESNO | FRESNO | CA | CA_93650 | 93650 | Suburb Large | 1160 | 0.68966
6019 | 93652 | 6 | RAISIN CITY | FRESNO | CA | CA_93652 | 93652 | City Large | 0 | 0.8676
6039 | 93653 | 6 | RAYMOND | MADERA | CA | CA_93653 | 93653 | Rural Fringe | 459 | 0.82696
6019 | 93657 | 6 | SANGER | FRESNO | CA | CA_93657 | 93657 | Town Fringe | 10723 | 0.88214
6019 | 93660 | 6 | SAN JOAQUIN | FRESNO | CA | CA_93660 | 93660 | Rural Fringe | 209 | 0.84321
6019 | 93662 | 6 | SELMA | FRESNO | CA | CA_93662 | 93662 | Town Fringe | 7705 | 0.8868
6019 | 93667 | 6 | TOLLHOUSE | FRESNO | CA | CA_93667 | 93667 | Rural Fringe | 232 | 0.81443
6099 | 95313 | 6 | CROWS LANDING | STANISLAUS | CA | CA_95313 | 95313 | Town Fringe | 625 | 0.87868
6019 | 93668 | 6 | TRANQUILLITY | FRESNO | CA | CA_93668 | 93668 | Rural Fringe | 165 | 0.84353
6047 | 95315 | 6 | DELHI | MERCED | CA | CA_95315 | 95315 | Suburb Small | 2831 | 0.84654
6019 | 93701 | 6 | FRESNO | FRESNO | CA | CA_93701 | 93701 | City Large | 2794 | 0.68289
6019 | 93702 | 6 | FRESNO | FRESNO | CA | CA_93702 | 93702 | City Large | 12215 | 0.62718
6019 | 93703 | 6 | FRESNO | FRESNO | CA | CA_93703 | 93703 | City Large | 9006 | 0.79036
6019 | 93704 | 6 | FRESNO | FRESNO | CA | CA_93704 | 93704 | City Large | 9918 | 0.68411
6099 | 95323 | 6 | HICKMAN | STANISLAUS | CA | CA_95323 | 95323 | Suburb Small | 417 | 0.84435
6019 | 93705 | 6 | FRESNO | FRESNO | CA | CA_93705 | 93705 | City Large | 10321 | 0.82027
6019 | 93706 | 6 | FRESNO | FRESNO | CA | CA_93706 | 93706 | City Large | 8591 | 0.87111
6019 | 93710 | 6 | FRESNO | FRESNO | CA | CA_93710 | 93710 | City Large | 7573 | 0.88551
6019 | 93720 | 6 | FRESNO | FRESNO | CA | CA_93720 | 93720 | Suburb Large | 13890 | 0.85652
6019 | 93721 | 6 | FRESNO | FRESNO | CA | CA_93721 | 93721 | City Large | 769 | 0.78804
6019 | 93722 | 6 | FRESNO | FRESNO | CA | CA_93722 | 93722 | City Large | 23721 | 0.85814
6019 | 93723 | 6 | FRESNO | FRESNO | CA | CA_93723 | 93723 | City Large | 4051 | 0.86607
6019 | 93725 | 6 | FRESNO | FRESNO | CA | CA_93725 | 93725 | Town Fringe | 6401 | 0.88299
6019 | 93726 | 6 | FRESNO | FRESNO | CA | CA_93726 | 93726 | City Large | 10163 | 0.84001
6019 | 93727 | 6 | FRESNO | FRESNO | CA | CA_93727 | 93727 | City Large | 18689 | 0.83643
6019 | 93728 | 6 | FRESNO | FRESNO | CA | CA_93728 | 93728 | City Large | 6438 | 0.68888
6019 | 93730 | 6 | FRESNO | FRESNO | CA | CA_93730 | 93730 | Suburb Large | 3228 | 0.89973
6053 | 93901 | 6 | SALINAS | MONTEREY | CA | CA_93901 | 93901 | Town Fringe | 5596 | 0.88578
6053 | 93924 | 6 | CARMEL VALLEY | MONTEREY | CA | CA_93924 | 93924 | Suburb Midsize | 2097 | 0.85881
6053 | 93926 | 6 | GONZALES | MONTEREY | CA | CA_93926 | 93926 | Town Fringe | 848 | 0.88422
6053 | 93954 | 6 | SAN LUCAS | MONTEREY | CA | CA_93954 | 93954 | Town Fringe | 0 | 0.88888
6099 | 95326 | 6 | HUGHSON | STANISLAUS | CA | CA_95326 | 95326 | Suburb Large | 3265 | 0.90701
6099 | 95328 | 6 | KEYES | STANISLAUS | CA | CA_95328 | 95328 | Suburb Large | 581 | 0.8997
6043 | 95345 | 6 | MIDPINES | MARIPOSA | CA | CA_95345 | 95345 | Rural Fringe | 108 | 0.81543
6085 | 95139 | 6 | SAN JOSE | SANTA CLARA | CA | CA_95139 | 95139 | Suburb Small | 1734 | 0.83063
6085 | 95141 | 6 | SAN JOSE | SANTA CLARA | CA | CA_95141 | 95141 | Suburb Small | 0 | 0.82572
6047 | 95301 | 6 | ATWATER | MERCED | CA | CA_95301 | 95301 | Rural Fringe | 9970 | 0.83102
6047 | 95303 | 6 | BALLICO | MERCED | CA | CA_95303 | 95303 | Suburb Small | 541 | 0.85222
6043 | 95306 | 6 | CATHEYS VALLEY | MARIPOSA | CA | CA_95306 | 95306 | Rural Fringe | 424 | 0.83772
6099 | 95307 | 6 | CERES | STANISLAUS | CA | CA_95307 | 95307 | Suburb Large | 10018 | 0.90587
6043 | 95311 | 6 | COULTERVILLE | MARIPOSA | CA | CA_95311 | 95311 | Rural Fringe | 822 | 0.81589
6099 | 95316 | 6 | DENAIR | STANISLAUS | CA | CA_95316 | 95316 | Suburb Small | 2178 | 0.84936
6047 | 95317 | 6 | EL NIDO | MERCED | CA | CA_95317 | 95317 | Town Fringe | 334 | 0.88518
6047 | 95324 | 6 | HILMAR | MERCED | CA | CA_95324 | 95324 | Rural Fringe | 2459 | 0.83537
6043 | 95325 | 6 | HORNITOS | MARIPOSA | CA | CA_95325 | 95325 | Rural Fringe | 0 | 0.84005
6109 | 95329 | 6 | LA GRANGE | TUOLUMNE | CA | CA_95329 | 95329 | Rural Fringe | 826 | 0.82654
6047 | 95374 | 6 | STEVINSON | MERCED | CA | CA_95374 | 95374 | Rural Fringe | 838 | 0.83397
6047 | 95334 | 6 | LIVINGSTON | MERCED | CA | CA_95334 | 95334 | Rural Fringe | 3438 | 0.83424
6047 | 95340 | 6 | MERCED | MERCED | CA | CA_95340 | 95340 | Rural Fringe | 9386 | 0.83519
6047 | 95341 | 6 | MERCED | MERCED | CA | CA_95341 | 95341 | Town Fringe | 7150 | 0.8825
6047 | 95348 | 6 | MERCED | MERCED | CA | CA_95348 | 95348 | Rural Fringe | 5541 | 0.82892
6099 | 95350 | 6 | MODESTO | STANISLAUS | CA | CA_95350 | 95350 | Suburb Large | 14116 | 0.90512
6099 | 95351 | 6 | MODESTO | STANISLAUS | CA | CA_95351 | 95351 | Suburb Large | 13582 | 0.81512
6099 | 95354 | 6 | MODESTO | STANISLAUS | CA | CA_95354 | 95354 | Suburb Large | 9686 | 0.72311
6099 | 95356 | 6 | MODESTO | STANISLAUS | CA | CA_95356 | 95356 | Suburb Large | 9935 | 0.89987
6099 | 95357 | 6 | MODESTO | STANISLAUS | CA | CA_95357 | 95357 | Suburb Large | 7016 | 0.90546
6099 | 95360 | 6 | NEWMAN | STANISLAUS | CA | CA_95360 | 95360 | Town Fringe | 2947 | 0.87812
6099 | 95361 | 6 | OAKDALE | STANISLAUS | CA | CA_95361 | 95361 | Town Fringe | 9881 | 0.87684
6099 | 95363 | 6 | PATTERSON | STANISLAUS | CA | CA_95363 | 95363 | Town Fringe | 6871 | 0.87692
6047 | 95365 | 6 | PLANADA | MERCED | CA | CA_95365 | 95365 | Rural Fringe | 0 | 0.83261
6099 | 95367 | 6 | RIVERBANK | STANISLAUS | CA | CA_95367 | 95367 | Suburb Large | 4727 | 0.89284
6099 | 95368 | 6 | SALIDA | STANISLAUS | CA | CA_95368 | 95368 | Suburb Large | 1780 | 0.90751
6047 | 95369 | 6 | SNELLING | MERCED | CA | CA_95369 | 95369 | Rural Fringe | 213 | 0.83775
6077 | 95376 | 6 | TRACY | SAN JOAQUIN | CA | CA_95376 | 95376 | Suburb Small | 13154 | 0.83156
6077 | 95377 | 6 | TRACY | SAN JOAQUIN | CA | CA_95377 | 95377 | Suburb Small | 6711 | 0.84525
6099 | 95380 | 6 | TURLOCK | STANISLAUS | CA | CA_95380 | 95380 | Suburb Small | 11000 | 0.84644
6099 | 95382 | 6 | TURLOCK | STANISLAUS | CA | CA_95382 | 95382 | Suburb Large | 9653 | 0.9007
6099 | 95385 | 6 | VERNALIS | STANISLAUS | CA | CA_95385 | 95385 | Town Fringe | 406 | 0.87578
6099 | 95387 | 6 | WESTLEY | STANISLAUS | CA | CA_95387 | 95387 | Town Fringe | 218 | 0.87156
6047 | 95388 | 6 | WINTON | MERCED | CA | CA_95388 | 95388 | Rural Fringe | 2964 | 0.83222
6099 | 95397 | 6 | MODESTO | STANISLAUS | CA | CA_95397 | 95397 | Suburb Large | 10 | 0.7
6081 | 94010 | 6 | BURLINGAME | SAN MATEO | CA | CA_94010 | 94010 | Town Fringe | 10554 | 0.80565
6081 | 94018 | 6 | EL GRANADA | SAN MATEO | CA | CA_94018 | 94018 | Town Fringe | 359 | 0.86705
6081 | 94019 | 6 | HALF MOON BAY | SAN MATEO | CA | CA_94019 | 94019 | Town Fringe | 3976 | 0.83658
6085 | 94022 | 6 | LOS ALTOS | SANTA CLARA | CA | CA_94022 | 94022 | City Small | 6089 | 0.82365
6081 | 94025 | 6 | MENLO PARK | SAN MATEO | CA | CA_94025 | 94025 | City Small | 10457 | 0.86355
6081 | 94028 | 6 | PORTOLA VALLEY | SAN MATEO | CA | CA_94028 | 94028 | Rural Fringe | 1415 | 0.72839
6085 | 94043 | 6 | MOUNTAIN VIEW | SANTA CLARA | CA | CA_94043 | 94043 | City Small | 4090 | 0.8749
6081 | 94044 | 6 | PACIFICA | SAN MATEO | CA | CA_94044 | 94044 | Town Fringe | 9648 | 0.82396
6081 | 94060 | 6 | PESCADERO | SAN MATEO | CA | CA_94060 | 94060 | Rural Fringe | 454 | 0.78628
6081 | 94062 | 6 | REDWOOD CITY | SAN MATEO | CA | CA_94062 | 94062 | Town Fringe | 10263 | 0.80695
6081 | 94063 | 6 | REDWOOD CITY | SAN MATEO | CA | CA_94063 | 94063 | City Small | 4373 | 0.89667
6081 | 94080 | 6 | SOUTH SAN FRANCISCO | SAN MATEO | CA | CA_94080 | 94080 | City Small | 13598 | 0.88319
6085 | 94089 | 6 | SUNNYVALE | SANTA CLARA | CA | CA_94089 | 94089 | City Midsize | 2241 | 0.82738
6075 | 94107 | 6 | SAN FRANCISCO | SAN FRANCISCO | CA | CA_94107 | 94107 | City Large | 1722 | 0.85384
6075 | 94121 | 6 | SAN FRANCISCO | SAN FRANCISCO | CA | CA_94121 | 94121 | City Large | 4322 | 0.82728
6075 | 94123 | 6 | SAN FRANCISCO | SAN FRANCISCO | CA | CA_94123 | 94123 | City Large | 1996 | 0.84485
6075 | 94124 | 6 | SAN FRANCISCO | SAN FRANCISCO | CA | CA_94124 | 94124 | City Large | 4648 | 0.84871
6075 | 94132 | 6 | SAN FRANCISCO | SAN FRANCISCO | CA | CA_94132 | 94132 | City Large | 4268 | 0.81067
6075 | 94133 | 6 | SAN FRANCISCO | SAN FRANCISCO | CA | CA_94133 | 94133 | City Large | 464 | 0.85054
6085 | 94303 | 6 | PALO ALTO | SANTA CLARA | CA | CA_94303 | 94303 | City Small | 9753 | 0.8944
6081 | 94404 | 6 | SAN MATEO | SAN MATEO | CA | CA_94404 | 94404 | Town Fringe | 6460 | 0.87075
6001 | 94501 | 6 | ALAMEDA | ALAMEDA | CA | CA_94501 | 94501 | Suburb Large | 11639 | 0.89603
6001 | 94538 | 6 | FREMONT | ALAMEDA | CA | CA_94538 | 94538 | City Midsize | 12064 | 0.84852
6001 | 94545 | 6 | HAYWARD | ALAMEDA | CA | CA_94545 | 94545 | City Midsize | 5856 | 0.83913
6001 | 94560 | 6 | NEWARK | ALAMEDA | CA | CA_94560 | 94560 | Suburb Large | 10632 | 0.87954
6001 | 94577 | 6 | SAN LEANDRO | ALAMEDA | CA | CA_94577 | 94577 | City Small | 12231 | 0.89306
6001 | 94611 | 6 | OAKLAND | ALAMEDA | CA | CA_94611 | 94611 | City Large | 9326 | 0.75297
6001 | 94613 | 6 | OAKLAND | ALAMEDA | CA | CA_94613 | 94613 | City Large | 0 | 0.69903
6001 | 94615 | 6 | OAKLAND | ALAMEDA | CA | CA_94615 | 94615 | City Large | -999 | -999
6001 | 94619 | 6 | OAKLAND | ALAMEDA | CA | CA_94619 | 94619 | Suburb Large | 6923 | 0.83285
6001 | 94621 | 6 | OAKLAND | ALAMEDA | CA | CA_94621 | 94621 | City Large | 6426 | 0.84773
6001 | 94660 | 6 | OAKLAND | ALAMEDA | CA | CA_94660 | 94660 | Suburb Large | 1072 | 0.92056
6085 | 95014 | 6 | CUPERTINO | SANTA CLARA | CA | CA_95014 | 95014 | City Midsize | 12821 | 0.82776
6087 | 95017 | 6 | DAVENPORT | SANTA CRUZ | CA | CA_95017 | 95017 | Rural Fringe | 399 | 0.78186
6085 | 95032 | 6 | LOS GATOS | SANTA CLARA | CA | CA_95032 | 95032 | City Large | 7403 | 0.80659
6087 | 95041 | 6 | MOUNT HERMON | SANTA CRUZ | CA | CA_95041 | 95041 | Rural Fringe | -999 | 0.63553
6087 | 95060 | 6 | SANTA CRUZ | SANTA CRUZ | CA | CA_95060 | 95060 | Rural Fringe | 11156 | 0.78041
6081 | 94021 | 6 | LOMA MAR | SAN MATEO | CA | CA_94021 | 94021 | Rural Fringe | 0 | 0.7648
6081 | 94037 | 6 | MONTARA | SAN MATEO | CA | CA_94037 | 94037 | Town Fringe | 115 | 0.8026
6075 | 94130 | 6 | SAN FRANCISCO | SAN FRANCISCO | CA | CA_94130 | 94130 | City Large | 445 | 0.83143
6087 | 95064 | 6 | SANTA CRUZ | SANTA CRUZ | CA | CA_95064 | 95064 | Rural Fringe | 140 | 0.7313
6081 | 94002 | 6 | BELMONT | SAN MATEO | CA | CA_94002 | 94002 | Town Fringe | 6335 | 0.81916
6081 | 94005 | 6 | BRISBANE | SAN MATEO | CA | CA_94005 | 94005 | City Small | 1342 | 0.87114
6081 | 94014 | 6 | DALY CITY | SAN MATEO | CA | CA_94014 | 94014 | City Small | 6371 | 0.8505
6081 | 94015 | 6 | DALY CITY | SAN MATEO | CA | CA_94015 | 94015 | City Small | 13235 | 0.86334
6081 | 94020 | 6 | LA HONDA | SAN MATEO | CA | CA_94020 | 94020 | Rural Fringe | 216 | 0.76791
6081 | 94027 | 6 | ATHERTON | SAN MATEO | CA | CA_94027 | 94027 | City Small | 2043 | 0.74526
6081 | 94030 | 6 | MILLBRAE | SAN MATEO | CA | CA_94030 | 94030 | City Small | 5967 | 0.86925
6081 | 94038 | 6 | MOSS BEACH | SAN MATEO | CA | CA_94038 | 94038 | Town Fringe | 823 | 0.82635
6085 | 94040 | 6 | MOUNTAIN VIEW | SANTA CLARA | CA | CA_94040 | 94040 | City Small | 6247 | 0.90021
6081 | 94061 | 6 | REDWOOD CITY | SAN MATEO | CA | CA_94061 | 94061 | City Small | 7975 | 0.89399
6081 | 94065 | 6 | REDWOOD CITY | SAN MATEO | CA | CA_94065 | 94065 | City Small | 2660 | 0.88622
6081 | 94066 | 6 | SAN BRUNO | SAN MATEO | CA | CA_94066 | 94066 | Town Fringe | 10121 | 0.83192
6081 | 94070 | 6 | SAN CARLOS | SAN MATEO | CA | CA_94070 | 94070 | Town Fringe | 8081 | 0.83557
6081 | 94074 | 6 | SAN GREGORIO | SAN MATEO | CA | CA_94074 | 94074 | Rural Fringe | 34 | 0.80094
6085 | 94086 | 6 | SUNNYVALE | SANTA CLARA | CA | CA_94086 | 94086 | City Midsize | 6654 | 0.87132
6085 | 94087 | 6 | SUNNYVALE | SANTA CLARA | CA | CA_94087 | 94087 | City Midsize | 12340 | 0.86752
6075 | 94102 | 6 | SAN FRANCISCO | SAN FRANCISCO | CA | CA_94102 | 94102 | City Large | 155 | 0.85219
6075 | 94103 | 6 | SAN FRANCISCO | SAN FRANCISCO | CA | CA_94103 | 94103 | City Large | 595 | 0.85311
6075 | 94104 | 6 | SAN FRANCISCO | SAN FRANCISCO | CA | CA_94104 | 94104 | City Large | 0 | 0.7987
6075 | 94105 | 6 | SAN FRANCISCO | SAN FRANCISCO | CA | CA_94105 | 94105 | City Large | 0 | 0.84908
6075 | 94108 | 6 | SAN FRANCISCO | SAN FRANCISCO | CA | CA_94108 | 94108 | City Large | 0 | 0.84791
6075 | 94109 | 6 | SAN FRANCISCO | SAN FRANCISCO | CA | CA_94109 | 94109 | City Large | 1208 | 0.84836
6075 | 94110 | 6 | SAN FRANCISCO | SAN FRANCISCO | CA | CA_94110 | 94110 | City Large | 7019 | 0.85701
6075 | 94111 | 6 | SAN FRANCISCO | SAN FRANCISCO | CA | CA_94111 | 94111 | City Large | 26 | 0.8374
6075 | 94112 | 6 | SAN FRANCISCO | SAN FRANCISCO | CA | CA_94112 | 94112 | City Large | 12583 | 0.85791
6075 | 94114 | 6 | SAN FRANCISCO | SAN FRANCISCO | CA | CA_94114 | 94114 | City Large | 4384 | 0.8514
6075 | 94115 | 6 | SAN FRANCISCO | SAN FRANCISCO | CA | CA_94115 | 94115 | City Large | 1987 | 0.85618
6075 | 94116 | 6 | SAN FRANCISCO | SAN FRANCISCO | CA | CA_94116 | 94116 | City Large | 7213 | 0.85273
6075 | 94117 | 6 | SAN FRANCISCO | SAN FRANCISCO | CA | CA_94117 | 94117 | City Large | 2165 | 0.84363
6075 | 94118 | 6 | SAN FRANCISCO | SAN FRANCISCO | CA | CA_94118 | 94118 | City Large | 3204 | 0.82907
6075 | 94122 | 6 | SAN FRANCISCO | SAN FRANCISCO | CA | CA_94122 | 94122 | City Large | 6841 | 0.84067
6075 | 94127 | 6 | SAN FRANCISCO | SAN FRANCISCO | CA | CA_94127 | 94127 | City Large | 6092 | 0.85337
6081 | 94128 | 6 | SAN FRANCISCO | SAN MATEO | CA | CA_94128 | 94128 | City Small | 203 | 0.89231
6075 | 94129 | 6 | SAN FRANCISCO | SAN FRANCISCO | CA | CA_94129 | 94129 | City Large | 136 | 0.75601
6075 | 94131 | 6 | SAN FRANCISCO | SAN FRANCISCO | CA | CA_94131 | 94131 | City Large | 4393 | 0.83266
6075 | 94134 | 6 | SAN FRANCISCO | SAN FRANCISCO | CA | CA_94134 | 94134 | City Large | 5316 | 0.83109
6075 | 94158 | 6 | SAN FRANCISCO | SAN FRANCISCO | CA | CA_94158 | 94158 | City Large | 164 | 0.84953
6085 | 94301 | 6 | PALO ALTO | SANTA CLARA | CA | CA_94301 | 94301 | City Small | 4442 | 0.86581
6085 | 94304 | 6 | PALO ALTO | SANTA CLARA | CA | CA_94304 | 94304 | City Small | 590 | 0.86496
6085 | 94305 | 6 | STANFORD | SANTA CLARA | CA | CA_94305 | 94305 | City Small | 1354 | 0.85651
6085 | 94306 | 6 | PALO ALTO | SANTA CLARA | CA | CA_94306 | 94306 | City Small | 6480 | 0.88438
6081 | 94401 | 6 | SAN MATEO | SAN MATEO | CA | CA_94401 | 94401 | Town Fringe | 5470 | 0.86069
6081 | 94402 | 6 | SAN MATEO | SAN MATEO | CA | CA_94402 | 94402 | Town Fringe | 6288 | 0.83446
6081 | 94403 | 6 | SAN MATEO | SAN MATEO | CA | CA_94403 | 94403 | Town Fringe | 9367 | 0.85453
6001 | 94502 | 6 | ALAMEDA | ALAMEDA | CA | CA_94502 | 94502 | Suburb Large | 4086 | 0.86011
6013 | 94506 | 6 | DANVILLE | CONTRA COSTA | CA | CA_94506 | 94506 | Suburb Large | 5970 | 0.85586
6001 | 94536 | 6 | FREMONT | ALAMEDA | CA | CA_94536 | 94536 | City Midsize | 13550 | 0.85276
6001 | 94546 | 6 | CASTRO VALLEY | ALAMEDA | CA | CA_94546 | 94546 | Suburb Large | 11157 | 0.86205
6001 | 94552 | 6 | CASTRO VALLEY | ALAMEDA | CA | CA_94552 | 94552 | Suburb Large | 5510 | 0.8667
6001 | 94566 | 6 | PLEASANTON | ALAMEDA | CA | CA_94566 | 94566 | City Small | 8846 | 0.86502
6001 | 94568 | 6 | DUBLIN | ALAMEDA | CA | CA_94568 | 94568 | Suburb Large | 7356 | 0.88005
6001 | 94578 | 6 | SAN LEANDRO | ALAMEDA | CA | CA_94578 | 94578 | City Small | 7606 | 0.9027
6001 | 94579 | 6 | SAN LEANDRO | ALAMEDA | CA | CA_94579 | 94579 | Suburb Large | 5596 | 0.90289
6013 | 94582 | 6 | SAN RAMON | CONTRA COSTA | CA | CA_94582 | 94582 | Suburb Large | 6720 | 0.88042
6013 | 94583 | 6 | SAN RAMON | CONTRA COSTA | CA | CA_94583 | 94583 | Suburb Large | 11109 | 0.8764
6001 | 94587 | 6 | UNION CITY | ALAMEDA | CA | CA_94587 | 94587 | Suburb Large | 14487 | 0.88805
6001 | 94588 | 6 | PLEASANTON | ALAMEDA | CA | CA_94588 | 94588 | City Small | 7656 | 0.86426
6001 | 94601 | 6 | OAKLAND | ALAMEDA | CA | CA_94601 | 94601 | City Large | 7755 | 0.86386
6001 | 94602 | 6 | OAKLAND | ALAMEDA | CA | CA_94602 | 94602 | City Large | 8093 | 0.81555
6001 | 94603 | 6 | OAKLAND | ALAMEDA | CA | CA_94603 | 94603 | City Large | 6531 | 0.86704
6001 | 94605 | 6 | OAKLAND | ALAMEDA | CA | CA_94605 | 94605 | City Large | 10917 | 0.78861
6001 | 94606 | 6 | OAKLAND | ALAMEDA | CA | CA_94606 | 94606 | City Large | 4557 | 0.85541
6001 | 94607 | 6 | OAKLAND | ALAMEDA | CA | CA_94607 | 94607 | City Large | 2412 | 0.85549
6001 | 94609 | 6 | OAKLAND | ALAMEDA | CA | CA_94609 | 94609 | City Large | 4223 | 0.86483
6001 | 94610 | 6 | OAKLAND | ALAMEDA | CA | CA_94610 | 94610 | City Large | 5300 | 0.84477
6001 | 94612 | 6 | OAKLAND | ALAMEDA | CA | CA_94612 | 94612 | City Large | 552 | 0.85001
6001 | 94618 | 6 | OAKLAND | ALAMEDA | CA | CA_94618 | 94618 | City Large | 4440 | 0.80317
6085 | 95002 | 6 | ALVISO | SANTA CLARA | CA | CA_95002 | 95002 | City Midsize | 4 | 0.81728
6087 | 95006 | 6 | BOULDER CREEK | SANTA CRUZ | CA | CA_95006 | 95006 | Rural Fringe | 3142 | 0.7643
6087 | 95010 | 6 | CAPITOLA | SANTA CRUZ | CA | CA_95010 | 95010 | City Small | 2725 | 0.89788
6085 | 95050 | 6 | SANTA CLARA | SANTA CLARA | CA | CA_95050 | 95050 | City Midsize | 6961 | 0.86008
6085 | 95054 | 6 | SANTA CLARA | SANTA CLARA | CA | CA_95054 | 95054 | City Midsize | 3814 | 0.85419
6087 | 95066 | 6 | SCOTTS VALLEY | SANTA CRUZ | CA | CA_95066 | 95066 | Suburb Midsize | 3383 | 0.80198
6085 | 95070 | 6 | SARATOGA | SANTA CLARA | CA | CA_95070 | 95070 | City Midsize | 9148 | 0.79736
6085 | 95110 | 6 | SAN JOSE | SANTA CLARA | CA | CA_95110 | 95110 | City Large | 3267 | 0.85327
6085 | 95117 | 6 | SAN JOSE | SANTA CLARA | CA | CA_95117 | 95117 | City Large | 4235 | 0.86846
6085 | 95118 | 6 | SAN JOSE | SANTA CLARA | CA | CA_95118 | 95118 | City Large | 8477 | 0.8657
6085 | 95122 | 6 | SAN JOSE | SANTA CLARA | CA | CA_95122 | 95122 | City Large | 8620 | 0.85956
6085 | 95124 | 6 | SAN JOSE | SANTA CLARA | CA | CA_95124 | 95124 | City Large | 13691 | 0.86869
6085 | 95125 | 6 | SAN JOSE | SANTA CLARA | CA | CA_95125 | 95125 | City Large | 13688 | 0.86005
6085 | 95130 | 6 | SAN JOSE | SANTA CLARA | CA | CA_95130 | 95130 | City Large | 3803 | 0.86975
6085 | 95131 | 6 | SAN JOSE | SANTA CLARA | CA | CA_95131 | 95131 | City Midsize | 5204 | 0.85811
6085 | 95134 | 6 | SAN JOSE | SANTA CLARA | CA | CA_95134 | 95134 | City Midsize | 860 | 0.84251
6085 | 95136 | 6 | SAN JOSE | SANTA CLARA | CA | CA_95136 | 95136 | City Large | 8275 | 0.85548
6053 | 93908 | 6 | SALINAS | MONTEREY | CA | CA_93908 | 93908 | Town Fringe | 7481 | 0.86845
6053 | 93923 | 6 | CARMEL | MONTEREY | CA | CA_93923 | 93923 | Suburb Midsize | 7662 | 0.84267
6053 | 93944 | 6 | MONTEREY | MONTEREY | CA | CA_93944 | 93944 | Suburb Midsize | 0 | 0.8208
6013 | 94509 | 6 | ANTIOCH | CONTRA COSTA | CA | CA_94509 | 94509 | Suburb Midsize | 15856 | 0.8473
6095 | 94512 | 6 | BIRDS LANDING | SOLANO | CA | CA_94512 | 94512 | Rural Fringe | 633 | 0.8269
6013 | 94513 | 6 | BRENTWOOD | CONTRA COSTA | CA | CA_94513 | 94513 | Suburb Midsize | 21408 | 0.86791
6001 | 94550 | 6 | LIVERMORE | ALAMEDA | CA | CA_94550 | 94550 | Suburb Small | 14529 | 0.83489
6095 | 94571 | 6 | RIO VISTA | SOLANO | CA | CA_94571 | 94571 | Rural Fringe | 1882 | 0.82918
6087 | 95003 | 6 | APTOS | SANTA CRUZ | CA | CA_95003 | 95003 | City Small | 7826 | 0.82958
6085 | 95031 | 6 | LOS GATOS | SANTA CLARA | CA | CA_95031 | 95031 | City Small | 392 | 0.90957
6085 | 95035 | 6 | MILPITAS | SANTA CLARA | CA | CA_95035 | 95035 | City Small | 13217 | 0.88246
6053 | 95039 | 6 | MOSS LANDING | MONTEREY | CA | CA_95039 | 95039 | Suburb Midsize | 940 | 0.86368
6087 | 95076 | 6 | WATSONVILLE | SANTA CRUZ | CA | CA_95076 | 95076 | City Small | 17638 | 0.85616
6085 | 95101 | 6 | SAN JOSE | SANTA CLARA | CA | CA_95101 | 95101 | City Midsize | 0 | 0.8626
6095 | 95620 | 6 | DIXON | SOLANO | CA | CA_95620 | 95620 | Town Fringe | 6239 | 0.87352
6095 | 95625 | 6 | ELMIRA | SOLANO | CA | CA_95625 | 95625 | Suburb Small | 311 | 0.81808
6101 | 95645 | 6 | KNIGHTS LANDING | SUTTER | CA | CA_95645 | 95645 | City Small | 324 | 0.89743
6113 | 95697 | 6 | YOLO | YOLO | CA | CA_95697 | 95697 | Town Fringe | 108 | 0.86213
6113 | 95776 | 6 | WOODLAND | YOLO | CA | CA_95776 | 95776 | Town Fringe | 6990 | 0.86958
6103 | 95973 | 6 | CHICO | TEHAMA | CA | CA_95973 | 95973 | Rural Fringe | 9211 | 0.79763
6093 | 96058 | 6 | MACDOEL | SISKIYOU | CA | CA_96058 | 96058 | Rural Fringe | 921 | 0.75084
6103 | 96075 | 6 | PAYNES CREEK | TEHAMA | CA | CA_96075 | 96075 | Rural Fringe | 235 | 0.78499
6089 | 96084 | 6 | ROUND MOUNTAIN | SHASTA | CA | CA_96084 | 96084 | Suburb Midsize | 0 | 0.84243
6103 | 96092 | 6 | VINA | TEHAMA | CA | CA_96092 | 96092 | Rural Fringe | 0 | 0.82245
6089 | 96096 | 6 | WHITMORE | SHASTA | CA | CA_96096 | 96096 | Town Fringe | 384 | 0.8066
6007 | 95968 | 6 | PALERMO | BUTTE | CA | CA_95968 | 95968 | Rural Fringe | 292 | 0.80123
6101 | 95991 | 6 | YUBA CITY | SUTTER | CA | CA_95991 | 95991 | City Small | 10500 | 0.88399
6067 | 95836 | 6 | SACRAMENTO | SACRAMENTO | CA | CA_95836 | 95836 | Rural Fringe | 0 | 0.82129
6101 | 95953 | 6 | LIVE OAK | SUTTER | CA | CA_95953 | 95953 | Town Fringe | 3269 | 0.86446
6101 | 95957 | 6 | MERIDIAN | SUTTER | CA | CA_95957 | 95957 | Town Fringe | 402 | 0.86624
6101 | 95982 | 6 | SUTTER | SUTTER | CA | CA_95982 | 95982 | Town Fringe | 368 | 0.86108
6089 | 96016 | 6 | CASSEL | SHASTA | CA | CA_96016 | 96016 | Town Fringe | 74 | 0.80858
6087 | 95005 | 6 | BEN LOMOND | SANTA CRUZ | CA | CA_95005 | 95005 | Rural Fringe | 1770 | 0.7503
6087 | 95019 | 6 | FREEDOM | SANTA CRUZ | CA | CA_95019 | 95019 | City Small | 1060 | 0.87345
6053 | 93905 | 6 | SALINAS | MONTEREY | CA | CA_93905 | 93905 | Suburb Midsize | 7458 | 0.86448
6053 | 93906 | 6 | SALINAS | MONTEREY | CA | CA_93906 | 93906 | Suburb Midsize | 11163 | 0.87542
6053 | 93907 | 6 | SALINAS | MONTEREY | CA | CA_93907 | 93907 | Suburb Midsize | 4904 | 0.83096
6053 | 93933 | 6 | MARINA | MONTEREY | CA | CA_93933 | 93933 | Suburb Midsize | 3360 | 0.86578
6053 | 93940 | 6 | MONTEREY | MONTEREY | CA | CA_93940 | 93940 | Suburb Midsize | 7543 | 0.83676
6053 | 93943 | 6 | MONTEREY | MONTEREY | CA | CA_93943 | 93943 | Suburb Midsize | 75 | 0.79694
6053 | 93950 | 6 | PACIFIC GROVE | MONTEREY | CA | CA_93950 | 93950 | Suburb Midsize | 5242 | 0.83211
6053 | 93953 | 6 | PEBBLE BEACH | MONTEREY | CA | CA_93953 | 93953 | Suburb Midsize | 2303 | 0.76414
6053 | 93955 | 6 | SEASIDE | MONTEREY | CA | CA_93955 | 93955 | Suburb Midsize | 6978 | 0.84848
6085 | 94024 | 6 | LOS ALTOS | SANTA CLARA | CA | CA_94024 | 94024 | City Small | 7153 | 0.84171
6085 | 94041 | 6 | MOUNTAIN VIEW | SANTA CLARA | CA | CA_94041 | 94041 | City Small | 2903 | 0.90906
6085 | 94085 | 6 | SUNNYVALE | SANTA CLARA | CA | CA_94085 | 94085 | City Midsize | 3774 | 0.86352
6013 | 94514 | 6 | BYRON | CONTRA COSTA | CA | CA_94514 | 94514 | Suburb Small | 627 | 0.84644
6013 | 94517 | 6 | CLAYTON | CONTRA COSTA | CA | CA_94517 | 94517 | Suburb Large | 3343 | 0.87167
6013 | 94518 | 6 | CONCORD | CONTRA COSTA | CA | CA_94518 | 94518 | Suburb Large | 7523 | 0.87758
6013 | 94519 | 6 | CONCORD | CONTRA COSTA | CA | CA_94519 | 94519 | Suburb Large | 5958 | 0.87107
6013 | 94526 | 6 | DANVILLE | CONTRA COSTA | CA | CA_94526 | 94526 | Suburb Large | 7826 | 0.83153
6013 | 94531 | 6 | ANTIOCH | CONTRA COSTA | CA | CA_94531 | 94531 | Suburb Midsize | 9391 | 0.85488
6095 | 94533 | 6 | FAIRFIELD | SOLANO | CA | CA_94533 | 94533 | City Midsize | 15230 | 0.84895
6001 | 94539 | 6 | FREMONT | ALAMEDA | CA | CA_94539 | 94539 | City Midsize | 13020 | 0.84786
6001 | 94541 | 6 | HAYWARD | ALAMEDA | CA | CA_94541 | 94541 | City Midsize | 11614 | 0.84368
6001 | 94542 | 6 | HAYWARD | ALAMEDA | CA | CA_94542 | 94542 | City Midsize | 2593 | 0.79397
6001 | 94544 | 6 | HAYWARD | ALAMEDA | CA | CA_94544 | 94544 | City Midsize | 12522 | 0.85347
6001 | 94551 | 6 | LIVERMORE | ALAMEDA | CA | CA_94551 | 94551 | Suburb Small | 10303 | 0.83741
6001 | 94555 | 6 | FREMONT | ALAMEDA | CA | CA_94555 | 94555 | City Midsize | 7230 | 0.83724
6013 | 94556 | 6 | MORAGA | CONTRA COSTA | CA | CA_94556 | 94556 | Suburb Large | 4176 | 0.84801
6001 | 94580 | 6 | SAN LORENZO | ALAMEDA | CA | CA_94580 | 94580 | Suburb Large | 8430 | 0.89767
6001 | 94586 | 6 | SUNOL | ALAMEDA | CA | CA_94586 | 94586 | Rural Fringe | 1671 | 0.80151
6013 | 94595 | 6 | WALNUT CREEK | CONTRA COSTA | CA | CA_94595 | 94595 | Suburb Large | 2448 | 0.80886
6087 | 95007 | 6 | BROOKDALE | SANTA CRUZ | CA | CA_95007 | 95007 | Rural Fringe | 0 | 0.73432
6085 | 95008 | 6 | CAMPBELL | SANTA CLARA | CA | CA_95008 | 95008 | City Large | 9795 | 0.86872
6053 | 95012 | 6 | CASTROVILLE | MONTEREY | CA | CA_95012 | 95012 | Suburb Midsize | 2002 | 0.85066
6087 | 95018 | 6 | FELTON | SANTA CRUZ | CA | CA_95018 | 95018 | Rural Fringe | 2453 | 0.75311
6085 | 95030 | 6 | LOS GATOS | SANTA CLARA | CA | CA_95030 | 95030 | City Large | 3009 | 0.76856
6085 | 95033 | 6 | LOS GATOS | SANTA CLARA | CA | CA_95033 | 95033 | Suburb Small | 3423 | 0.78066
6085 | 95037 | 6 | MORGAN HILL | SANTA CLARA | CA | CA_95037 | 95037 | Suburb Small | 9799 | 0.81022
6085 | 95046 | 6 | SAN MARTIN | SANTA CLARA | CA | CA_95046 | 95046 | Suburb Small | 1525 | 0.80035
6085 | 95051 | 6 | SANTA CLARA | SANTA CLARA | CA | CA_95051 | 95051 | City Midsize | 11492 | 0.86923
6087 | 95062 | 6 | SANTA CRUZ | SANTA CRUZ | CA | CA_95062 | 95062 | Suburb Midsize | 9338 | 0.8675
6087 | 95065 | 6 | SANTA CRUZ | SANTA CRUZ | CA | CA_95065 | 95065 | Suburb Midsize | 2640 | 0.80259
6087 | 95073 | 6 | SOQUEL | SANTA CRUZ | CA | CA_95073 | 95073 | City Small | 2314 | 0.82904
6085 | 95111 | 6 | SAN JOSE | SANTA CLARA | CA | CA_95111 | 95111 | City Large | 8520 | 0.84519
6085 | 95112 | 6 | SAN JOSE | SANTA CLARA | CA | CA_95112 | 95112 | City Large | 7699 | 0.8591
6085 | 95113 | 6 | SAN JOSE | SANTA CLARA | CA | CA_95113 | 95113 | City Large | 380 | 0.86349
6085 | 95116 | 6 | SAN JOSE | SANTA CLARA | CA | CA_95116 | 95116 | City Large | 6936 | 0.86119
6085 | 95119 | 6 | SAN JOSE | SANTA CLARA | CA | CA_95119 | 95119 | Suburb Small | 2413 | 0.83424
6085 | 95120 | 6 | SAN JOSE | SANTA CLARA | CA | CA_95120 | 95120 | City Large | 11092 | 0.8178
6085 | 95121 | 6 | SAN JOSE | SANTA CLARA | CA | CA_95121 | 95121 | City Large | 7539 | 0.8469
6085 | 95123 | 6 | SAN JOSE | SANTA CLARA | CA | CA_95123 | 95123 | City Large | 13553 | 0.85646
6085 | 95126 | 6 | SAN JOSE | SANTA CLARA | CA | CA_95126 | 95126 | City Large | 5013 | 0.86743
6085 | 95127 | 6 | SAN JOSE | SANTA CLARA | CA | CA_95127 | 95127 | City Small | 13589 | 0.86882
6085 | 95128 | 6 | SAN JOSE | SANTA CLARA | CA | CA_95128 | 95128 | City Large | 7362 | 0.87021
6085 | 95129 | 6 | SAN JOSE | SANTA CLARA | CA | CA_95129 | 95129 | City Large | 8947 | 0.8631
6085 | 95132 | 6 | SAN JOSE | SANTA CLARA | CA | CA_95132 | 95132 | City Small | 9441 | 0.87963
6085 | 95133 | 6 | SAN JOSE | SANTA CLARA | CA | CA_95133 | 95133 | City Large | 4915 | 0.86303
6085 | 95135 | 6 | SAN JOSE | SANTA CLARA | CA | CA_95135 | 95135 | Suburb Small | 4530 | 0.81773
6085 | 95138 | 6 | SAN JOSE | SANTA CLARA | CA | CA_95138 | 95138 | Suburb Small | 4762 | 0.82142
6085 | 95140 | 6 | MOUNT HAMILTON | SANTA CLARA | CA | CA_95140 | 95140 | City Small | 493 | 0.88673
6085 | 95148 | 6 | SAN JOSE | SANTA CLARA | CA | CA_95148 | 95148 | City Small | 11513 | 0.87781
6001 | 95391 | 6 | TRACY | ALAMEDA | CA | CA_95391 | 95391 | Suburb Small | 1517 | 0.84367
6113 | 95605 | 6 | WEST SACRAMENTO | YOLO | CA | CA_95605 | 95605 | Suburb Large | 3782 | 0.77684
6113 | 95616 | 6 | DAVIS | YOLO | CA | CA_95616 | 95616 | Suburb Small | 7715 | 0.8338
6113 | 95618 | 6 | DAVIS | YOLO | CA | CA_95618 | 95618 | Suburb Small | 5383 | 0.84195
6113 | 95627 | 6 | ESPARTO | YOLO | CA | CA_95627 | 95627 | Rural Fringe | 655 | 0.82458
6113 | 95691 | 6 | WEST SACRAMENTO | YOLO | CA | CA_95691 | 95691 | Suburb Large | 10800 | 0.89369
6113 | 95695 | 6 | WOODLAND | YOLO | CA | CA_95695 | 95695 | Town Fringe | 9143 | 0.86561
6067 | 95814 | 6 | SACRAMENTO | SACRAMENTO | CA | CA_95814 | 95814 | City Large | 693 | 0.53968
6067 | 95817 | 6 | SACRAMENTO | SACRAMENTO | CA | CA_95817 | 95817 | City Large | 4956 | 0.52785
6067 | 95818 | 6 | SACRAMENTO | SACRAMENTO | CA | CA_95818 | 95818 | City Large | 8029 | 0.45398
6067 | 95820 | 6 | SACRAMENTO | SACRAMENTO | CA | CA_95820 | 95820 | City Large | 13024 | 0.65233
6067 | 95823 | 6 | SACRAMENTO | SACRAMENTO | CA | CA_95823 | 95823 | Suburb Large | 16950 | 0.87056
6067 | 95831 | 6 | SACRAMENTO | SACRAMENTO | CA | CA_95831 | 95831 | City Large | 13207 | 0.8469
6067 | 95832 | 6 | SACRAMENTO | SACRAMENTO | CA | CA_95832 | 95832 | City Large | 3735 | 0.84088
6067 | 95833 | 6 | SACRAMENTO | SACRAMENTO | CA | CA_95833 | 95833 | Rural Fringe | 9928 | 0.71424
6067 | 95837 | 6 | SACRAMENTO | SACRAMENTO | CA | CA_95837 | 95837 | Rural Fringe | 813 | 0.80093
6007 | 95926 | 6 | CHICO | BUTTE | CA | CA_95926 | 95926 | City Small | 9783 | 0.87417
6007 | 95928 | 6 | CHICO | BUTTE | CA | CA_95928 | 95928 | City Small | 10263 | 0.87856
6113 | 95937 | 6 | DUNNIGAN | YOLO | CA | CA_95937 | 95937 | Rural Fringe | 0 | 0.82693
6007 | 95938 | 6 | DURHAM | BUTTE | CA | CA_95938 | 95938 | Suburb Small | 1190 | 0.83245
6007 | 95948 | 6 | GRIDLEY | BUTTE | CA | CA_95948 | 95948 | Town Fringe | 3162 | 0.86359
6101 | 95993 | 6 | YUBA CITY | SUTTER | CA | CA_95993 | 95993 | City Small | 9562 | 0.89078
6103 | 96059 | 6 | MANTON | TEHAMA | CA | CA_96059 | 96059 | Town Fringe | 205 | 0.82105
6103 | 96063 | 6 | MINERAL | TEHAMA | CA | CA_96063 | 96063 | Rural Fringe | -999 | 0.73669
6089 | 96088 | 6 | SHINGLETOWN | SHASTA | CA | CA_96088 | 96088 | Town Fringe | 1325 | 0.80912
6037 | 91123 | 6 | PASADENA | LOS ANGELES | CA | CA_91123 | 91123 | City Midsize | 2 | 1
6037 | 91129 | 6 | PASADENA | LOS ANGELES | CA | CA_91129 | 91129 | City Midsize | -999 | -999
6037 | 91210 | 6 | GLENDALE | LOS ANGELES | CA | CA_91210 | 91210 | City Midsize | 0 | 0.89484
6037 | 91330 | 6 | NORTHRIDGE | LOS ANGELES | CA | CA_91330 | 91330 | City Large | 11 | 0.63636
6037 | 91381 | 6 | STEVENSON RANCH | LOS ANGELES | CA | CA_91381 | 91381 | Town Fringe | 3028 | 0.90322
6037 | 91608 | 6 | UNIVERSAL CITY | LOS ANGELES | CA | CA_91608 | 91608 | City Large | 163 | 0.76074
6071 | 92301 | 6 | ADELANTO | SAN BERNARDINO | CA | CA_92301 | 92301 | Suburb Midsize | 8418 | 0.9112
6071 | 92314 | 6 | BIG BEAR CITY | SAN BERNARDINO | CA | CA_92314 | 92314 | Town Fringe | 15468 | 0.87517
6071 | 92321 | 6 | CEDAR GLEN | SAN BERNARDINO | CA | CA_92321 | 92321 | Rural Fringe | 0 | 0.7146
6071 | 92342 | 6 | HELENDALE | SAN BERNARDINO | CA | CA_92342 | 92342 | Town Fringe | 39 | 0.91088
6071 | 92345 | 6 | HESPERIA | SAN BERNARDINO | CA | CA_92345 | 92345 | Suburb Midsize | 27082 | 0.89561
6071 | 92371 | 6 | PHELAN | SAN BERNARDINO | CA | CA_92371 | 92371 | Rural Fringe | 5195 | 0.85351
6071 | 92376 | 6 | RIALTO | SAN BERNARDINO | CA | CA_92376 | 92376 | Town Fringe | 16929 | 0.90653
6071 | 92378 | 6 | RIMFOREST | SAN BERNARDINO | CA | CA_92378 | 92378 | Rural Fringe | 0 | 0.79288
6071 | 92391 | 6 | TWIN PEAKS | SAN BERNARDINO | CA | CA_92391 | 92391 | Rural Fringe | 103 | 0.74174
6071 | 92407 | 6 | SAN BERNARDINO | SAN BERNARDINO | CA | CA_92407 | 92407 | City Midsize | 18808 | 0.86594
6071 | 92415 | 6 | SAN BERNARDINO | SAN BERNARDINO | CA | CA_92415 | 92415 | City Midsize | -999 | 0.91073
6029 | 93205 | 6 | BODFISH | KERN | CA | CA_93205 | 93205 | Town Fringe | 0 | 0.88485
6029 | 93501 | 6 | MOJAVE | KERN | CA | CA_93501 | 93501 | Rural Fringe | 2262 | 0.8619
6029 | 93519 | 6 | CANTIL | KERN | CA | CA_93519 | 93519 | Rural Fringe | 0 | 0.86234
6029 | 93523 | 6 | EDWARDS | KERN | CA | CA_93523 | 93523 | Town Fringe | 351 | 0.90732
6107 | 93527 | 6 | INYOKERN | TULARE | CA | CA_93527 | 93527 | Rural Fringe | 2384 | 0.84365
6029 | 93531 | 6 | KEENE | KERN | CA | CA_93531 | 93531 | Town Fringe | 565 | 0.89325
6037 | 93535 | 6 | LANCASTER | LOS ANGELES | CA | CA_93535 | 93535 | Town Fringe | 18381 | 0.90079
6037 | 93536 | 6 | LANCASTER | LOS ANGELES | CA | CA_93536 | 93536 | Town Fringe | 20604 | 0.89639
6029 | 93560 | 6 | ROSAMOND | KERN | CA | CA_93560 | 93560 | Town Fringe | 5294 | 0.90067
6037 | 93591 | 6 | PALMDALE | LOS ANGELES | CA | CA_93591 | 93591 | Rural Fringe | 2806 | 0.85424
6037 | 91008 | 6 | DUARTE | LOS ANGELES | CA | CA_91008 | 91008 | Suburb Large | 376 | 0.83777
6037 | 91207 | 6 | GLENDALE | LOS ANGELES | CA | CA_91207 | 91207 | City Midsize | 3029 | 0.87983
6037 | 90026 | 6 | LOS ANGELES | LOS ANGELES | CA | CA_90026 | 90026 | City Large | 12046 | 0.83372
6037 | 90027 | 6 | LOS ANGELES | LOS ANGELES | CA | CA_90027 | 90027 | City Large | 7676 | 0.87077
6037 | 90028 | 6 | LOS ANGELES | LOS ANGELES | CA | CA_90028 | 90028 | City Large | 1695 | 0.90442
6037 | 90029 | 6 | LOS ANGELES | LOS ANGELES | CA | CA_90029 | 90029 | City Large | 3992 | 0.90306
6037 | 90031 | 6 | LOS ANGELES | LOS ANGELES | CA | CA_90031 | 90031 | City Large | 6101 | 0.86756
6037 | 90032 | 6 | LOS ANGELES | LOS ANGELES | CA | CA_90032 | 90032 | City Large | 10197 | 0.87359
6037 | 90039 | 6 | LOS ANGELES | LOS ANGELES | CA | CA_90039 | 90039 | City Large | 9692 | 0.84833
6037 | 90041 | 6 | LOS ANGELES | LOS ANGELES | CA | CA_90041 | 90041 | City Large | 7777 | 0.82963
6037 | 90042 | 6 | LOS ANGELES | LOS ANGELES | CA | CA_90042 | 90042 | City Large | 12676 | 0.8449
6037 | 90046 | 6 | LOS ANGELES | LOS ANGELES | CA | CA_90046 | 90046 | City Large | 8376 | 0.84193
6037 | 90049 | 6 | LOS ANGELES | LOS ANGELES | CA | CA_90049 | 90049 | City Large | 8224 | 0.88436
6071 | 92322 | 6 | CEDARPINES PARK | SAN BERNARDINO | CA | CA_92322 | 92322 | Rural Fringe | 0 | 0.78874
6037 | 90065 | 6 | LOS ANGELES | LOS ANGELES | CA | CA_90065 | 90065 | City Large | 11958 | 0.83233
6037 | 90068 | 6 | LOS ANGELES | LOS ANGELES | CA | CA_90068 | 90068 | City Large | 6770 | 0.77947
6037 | 90069 | 6 | WEST HOLLYWOOD | LOS ANGELES | CA | CA_90069 | 90069 | City Large | 3511 | 0.88095
6037 | 90077 | 6 | LOS ANGELES | LOS ANGELES | CA | CA_90077 | 90077 | City Large | 3156 | 0.80894
6037 | 90210 | 6 | BEVERLY HILLS | LOS ANGELES | CA | CA_90210 | 90210 | City Large | 6880 | 0.83852
6071 | 92327 | 6 | DAGGETT | SAN BERNARDINO | CA | CA_92327 | 92327 | Town Fringe | 0 | 0.90827
6071 | 92333 | 6 | FAWNSKIN | SAN BERNARDINO | CA | CA_92333 | 92333 | Town Fringe | 0 | 0.84256
6071 | 92339 | 6 | FOREST FALLS | SAN BERNARDINO | CA | CA_92339 | 92339 | City Small | 0 | 0.89019
6071 | 92341 | 6 | GREEN VALLEY LAKE | SAN BERNARDINO | CA | CA_92341 | 92341 | Rural Fringe | 0 | 0.80737
6071 | 92352 | 6 | LAKE ARROWHEAD | SAN BERNARDINO | CA | CA_92352 | 92352 | Rural Fringe | 758 | 0.74654
6071 | 92368 | 6 | ORO GRANDE | SAN BERNARDINO | CA | CA_92368 | 92368 | Suburb Midsize | 0 | 0.91532
6037 | 90272 | 6 | PACIFIC PALISADES | LOS ANGELES | CA | CA_90272 | 90272 | City Large | 7019 | 0.86639
6037 | 90290 | 6 | TOPANGA | LOS ANGELES | CA | CA_90290 | 90290 | City Large | 2865 | 0.87406
6071 | 92382 | 6 | RUNNING SPRINGS | SAN BERNARDINO | CA | CA_92382 | 92382 | Rural Fringe | 0 | 0.75759
6071 | 92401 | 6 | SAN BERNARDINO | SAN BERNARDINO | CA | CA_92401 | 92401 | City Midsize | 432 | 0.75463
6111 | 93064 | 6 | BRANDEIS | VENTURA | CA | CA_93064 | 93064 | Suburb Midsize | 0 | 0.8898
6037 | 91001 | 6 | ALTADENA | LOS ANGELES | CA | CA_91001 | 91001 | Suburb Large | 12699 | 0.90781
6037 | 91006 | 6 | ARCADIA | LOS ANGELES | CA | CA_91006 | 91006 | City Small | 11177 | 0.88557
6037 | 91007 | 6 | ARCADIA | LOS ANGELES | CA | CA_91007 | 91007 | City Small | 8210 | 0.89013
6037 | 91010 | 6 | DUARTE | LOS ANGELES | CA | CA_91010 | 91010 | Suburb Large | 7226 | 0.90133
6037 | 91011 | 6 | LA CANADA FLINTRIDGE | LOS ANGELES | CA | CA_91011 | 91011 | Suburb Large | 7178 | 0.90234
6037 | 91016 | 6 | MONROVIA | LOS ANGELES | CA | CA_91016 | 91016 | Suburb Large | 12000 | 0.84108
6037 | 91020 | 6 | MONTROSE | LOS ANGELES | CA | CA_91020 | 91020 | City Midsize | 1541 | 0.83517
6037 | 91024 | 6 | SIERRA MADRE | LOS ANGELES | CA | CA_91024 | 91024 | City Midsize | 4055 | 0.77657
6037 | 91030 | 6 | SOUTH PASADENA | LOS ANGELES | CA | CA_91030 | 91030 | Suburb Large | 6942 | 0.79919
6037 | 91040 | 6 | SUNLAND | LOS ANGELES | CA | CA_91040 | 91040 | City Large | 6115 | 0.85641
6037 | 91042 | 6 | TUJUNGA | LOS ANGELES | CA | CA_91042 | 91042 | City Large | 7541 | 0.84578
6037 | 91101 | 6 | PASADENA | LOS ANGELES | CA | CA_91101 | 91101 | City Midsize | 1436 | 0.78064
6037 | 91103 | 6 | PASADENA | LOS ANGELES | CA | CA_91103 | 91103 | City Midsize | 6323 | 0.81322
6037 | 91104 | 6 | PASADENA | LOS ANGELES | CA | CA_91104 | 91104 | City Midsize | 11501 | 0.80967
6037 | 91105 | 6 | PASADENA | LOS ANGELES | CA | CA_91105 | 91105 | City Midsize | 3842 | 0.76887
6037 | 91106 | 6 | PASADENA | LOS ANGELES | CA | CA_91106 | 91106 | City Midsize | 5198 | 0.80473
6037 | 91107 | 6 | PASADENA | LOS ANGELES | CA | CA_91107 | 91107 | City Midsize | 9572 | 0.87219
6037 | 91108 | 6 | SAN MARINO | LOS ANGELES | CA | CA_91108 | 91108 | Suburb Large | 5866 | 0.79697
6037 | 91201 | 6 | GLENDALE | LOS ANGELES | CA | CA_91201 | 91201 | City Midsize | 5139 | 0.88831
6037 | 91202 | 6 | GLENDALE | LOS ANGELES | CA | CA_91202 | 91202 | City Midsize | 4834 | 0.87878
6037 | 91203 | 6 | GLENDALE | LOS ANGELES | CA | CA_91203 | 91203 | City Midsize | 1651 | 0.8728
6037 | 91204 | 6 | GLENDALE | LOS ANGELES | CA | CA_91204 | 91204 | City Midsize | 1729 | 0.88722
6037 | 91205 | 6 | GLENDALE | LOS ANGELES | CA | CA_91205 | 91205 | City Midsize | 4609 | 0.88371
6037 | 91206 | 6 | GLENDALE | LOS ANGELES | CA | CA_91206 | 91206 | City Midsize | 5733 | 0.86395
6037 | 91208 | 6 | GLENDALE | LOS ANGELES | CA | CA_91208 | 91208 | City Midsize | 4819 | 0.81469
6037 | 91214 | 6 | LA CRESCENTA | LOS ANGELES | CA | CA_91214 | 91214 | City Midsize | 9765 | 0.86216
6037 | 91302 | 6 | CALABASAS | LOS ANGELES | CA | CA_91302 | 91302 | Suburb Midsize | 6755 | 0.87228
6037 | 91303 | 6 | CANOGA PARK | LOS ANGELES | CA | CA_91303 | 91303 | City Large | 3981 | 0.89961
6037 | 91304 | 6 | CANOGA PARK | LOS ANGELES | CA | CA_91304 | 91304 | City Large | 9746 | 0.87208
6037 | 91306 | 6 | WINNETKA | LOS ANGELES | CA | CA_91306 | 91306 | City Large | 9311 | 0.90088
6111 | 91307 | 6 | WEST HILLS | VENTURA | CA | CA_91307 | 91307 | Suburb Midsize | 8938 | 0.89845
6037 | 91311 | 6 | CHATSWORTH | LOS ANGELES | CA | CA_91311 | 91311 | City Large | 9050 | 0.87727
6037 | 91316 | 6 | ENCINO | LOS ANGELES | CA | CA_91316 | 91316 | City Large | 5441 | 0.85554
6037 | 91321 | 6 | NEWHALL | LOS ANGELES | CA | CA_91321 | 91321 | City Large | 6175 | 0.86357
6037 | 91324 | 6 | NORTHRIDGE | LOS ANGELES | CA | CA_91324 | 91324 | City Large | 6279 | 0.88917
6037 | 91325 | 6 | NORTHRIDGE | LOS ANGELES | CA | CA_91325 | 91325 | City Large | 7007 | 0.9118
6037 | 91326 | 6 | PORTER RANCH | LOS ANGELES | CA | CA_91326 | 91326 | City Large | 9101 | 0.86799
6037 | 91331 | 6 | PACOIMA | LOS ANGELES | CA | CA_91331 | 91331 | City Large | 19187 | 0.93735
6037 | 91335 | 6 | RESEDA | LOS ANGELES | CA | CA_91335 | 91335 | City Large | 14680 | 0.89621
6037 | 91340 | 6 | SAN FERNANDO | LOS ANGELES | CA | CA_91340 | 91340 | City Large | 7791 | 0.88962
6037 | 91342 | 6 | SYLMAR | LOS ANGELES | CA | CA_91342 | 91342 | City Large | 18566 | 0.87846
6037 | 91343 | 6 | NORTH HILLS | LOS ANGELES | CA | CA_91343 | 91343 | City Large | 11495 | 0.92579
6037 | 91344 | 6 | GRANADA HILLS | LOS ANGELES | CA | CA_91344 | 91344 | City Large | 15634 | 0.93636
6037 | 91345 | 6 | MISSION HILLS | LOS ANGELES | CA | CA_91345 | 91345 | City Large | 5083 | 0.9217
6037 | 91350 | 6 | SANTA CLARITA | LOS ANGELES | CA | CA_91350 | 91350 | City Large | 8450 | 0.85757
6037 | 91351 | 6 | CANYON COUNTRY | LOS ANGELES | CA | CA_91351 | 91351 | Rural Fringe | 6655 | 0.83371
6037 | 91352 | 6 | SUN VALLEY | LOS ANGELES | CA | CA_91352 | 91352 | City Large | 11257 | 0.90193
6037 | 91354 | 6 | VALENCIA | LOS ANGELES | CA | CA_91354 | 91354 | Town Fringe | 4954 | 0.89337
6037 | 91355 | 6 | VALENCIA | LOS ANGELES | CA | CA_91355 | 91355 | Town Fringe | 8557 | 0.86928
6037 | 91356 | 6 | TARZANA | LOS ANGELES | CA | CA_91356 | 91356 | City Large | 6613 | 0.85093
6037 | 91364 | 6 | WOODLAND HILLS | LOS ANGELES | CA | CA_91364 | 91364 | City Large | 7752 | 0.83869
6037 | 91367 | 6 | WOODLAND HILLS | LOS ANGELES | CA | CA_91367 | 91367 | City Large | 8401 | 0.87069
6037 | 91384 | 6 | CASTAIC | LOS ANGELES | CA | CA_91384 | 91384 | Town Fringe | 6278 | 0.89744
6037 | 91387 | 6 | CANYON COUNTRY | LOS ANGELES | CA | CA_91387 | 91387 | Rural Fringe | 4966 | 0.83724
6037 | 91390 | 6 | SANTA CLARITA | LOS ANGELES | CA | CA_91390 | 91390 | Rural Fringe | 9248 | 0.84862
6037 | 91401 | 6 | VAN NUYS | LOS ANGELES | CA | CA_91401 | 91401 | City Large | 7889 | 0.85397
6037 | 91402 | 6 | PANORAMA CITY | LOS ANGELES | CA | CA_91402 | 91402 | City Large | 7141 | 0.9262
6037 | 91403 | 6 | SHERMAN OAKS | LOS ANGELES | CA | CA_91403 | 91403 | City Large | 5206 | 0.81752
6037 | 91405 | 6 | VAN NUYS | LOS ANGELES | CA | CA_91405 | 91405 | City Large | 6095 | 0.87744
6037 | 91406 | 6 | VAN NUYS | LOS ANGELES | CA | CA_91406 | 91406 | City Large | 10614 | 0.86565
6037 | 91411 | 6 | VAN NUYS | LOS ANGELES | CA | CA_91411 | 91411 | City Large | 3615 | 0.85394
6037 | 91423 | 6 | SHERMAN OAKS | LOS ANGELES | CA | CA_91423 | 91423 | City Large | 6714 | 0.80891
6037 | 91436 | 6 | ENCINO | LOS ANGELES | CA | CA_91436 | 91436 | City Large | 4810 | 0.88108
6037 | 91501 | 6 | BURBANK | LOS ANGELES | CA | CA_91501 | 91501 | City Midsize | 3855 | 0.89935
6037 | 91502 | 6 | BURBANK | LOS ANGELES | CA | CA_91502 | 91502 | City Midsize | 1081 | 0.89269
6037 | 91504 | 6 | BURBANK | LOS ANGELES | CA | CA_91504 | 91504 | City Midsize | 6342 | 0.9128
6037 | 91505 | 6 | BURBANK | LOS ANGELES | CA | CA_91505 | 91505 | City Midsize | 10152 | 0.80969
6037 | 91506 | 6 | BURBANK | LOS ANGELES | CA | CA_91506 | 91506 | City Midsize | 6858 | 0.77865
6037 | 91601 | 6 | NORTH HOLLYWOOD | LOS ANGELES | CA | CA_91601 | 91601 | City Large | 6143 | 0.85447
6037 | 91602 | 6 | NORTH HOLLYWOOD | LOS ANGELES | CA | CA_91602 | 91602 | City Large | 3578 | 0.82756
6037 | 91604 | 6 | STUDIO CITY | LOS ANGELES | CA | CA_91604 | 91604 | City Large | 7026 | 0.79149
6037 | 91605 | 6 | NORTH HOLLYWOOD | LOS ANGELES | CA | CA_91605 | 91605 | City Large | 9506 | 0.91942
6037 | 91606 | 6 | NORTH HOLLYWOOD | LOS ANGELES | CA | CA_91606 | 91606 | City Large | 8105 | 0.89278
6037 | 91607 | 6 | VALLEY VILLAGE | LOS ANGELES | CA | CA_91607 | 91607 | City Large | 5075 | 0.84966
6071 | 91701 | 6 | RANCHO CUCAMONGA | SAN BERNARDINO | CA | CA_91701 | 91701 | Suburb Large | 11120 | 0.91365
6037 | 91702 | 6 | AZUSA | LOS ANGELES | CA | CA_91702 | 91702 | Suburb Large | 10152 | 0.92355
6037 | 91706 | 6 | BALDWIN PARK | LOS ANGELES | CA | CA_91706 | 91706 | Suburb Large | 16216 | 0.93426
6037 | 91711 | 6 | CLAREMONT | LOS ANGELES | CA | CA_91711 | 91711 | Suburb Large | 9243 | 0.91012
6037 | 91722 | 6 | COVINA | LOS ANGELES | CA | CA_91722 | 91722 | Suburb Large | 9362 | 0.95268
6037 | 91723 | 6 | COVINA | LOS ANGELES | CA | CA_91723 | 91723 | Suburb Large | 4450 | 0.93011
6037 | 91724 | 6 | COVINA | LOS ANGELES | CA | CA_91724 | 91724 | Suburb Large | 7460 | 0.95402
6071 | 91730 | 6 | RANCHO CUCAMONGA | SAN BERNARDINO | CA | CA_91730 | 91730 | Suburb Large | 12200 | 0.91381
6037 | 91731 | 6 | EL MONTE | LOS ANGELES | CA | CA_91731 | 91731 | Suburb Large | 5834 | 0.88104
6037 | 91732 | 6 | EL MONTE | LOS ANGELES | CA | CA_91732 | 91732 | Suburb Large | 12512 | 0.86613
6071 | 91737 | 6 | RANCHO CUCAMONGA | SAN BERNARDINO | CA | CA_91737 | 91737 | Suburb Large | 6797 | 0.90488
6071 | 91739 | 6 | RANCHO CUCAMONGA | SAN BERNARDINO | CA | CA_91739 | 91739 | Suburb Large | 9126 | 0.90157
6037 | 91740 | 6 | GLENDORA | LOS ANGELES | CA | CA_91740 | 91740 | Suburb Large | 5629 | 0.94422
6037 | 91741 | 6 | GLENDORA | LOS ANGELES | CA | CA_91741 | 91741 | Suburb Large | 8853 | 0.92352
6037 | 91750 | 6 | LA VERNE | LOS ANGELES | CA | CA_91750 | 91750 | Suburb Large | 9036 | 0.91352
6071 | 91759 | 6 | MT BALDY | SAN BERNARDINO | CA | CA_91759 | 91759 | Suburb Large | 0 | 0.9112
6071 | 91763 | 6 | MONTCLAIR | SAN BERNARDINO | CA | CA_91763 | 91763 | Suburb Large | 7805 | 0.92915
6037 | 91767 | 6 | POMONA | LOS ANGELES | CA | CA_91767 | 91767 | City Midsize | 9846 | 0.89701
6037 | 91773 | 6 | SAN DIMAS | LOS ANGELES | CA | CA_91773 | 91773 | Suburb Large | 10469 | 0.9403
6037 | 91775 | 6 | SAN GABRIEL | LOS ANGELES | CA | CA_91775 | 91775 | Suburb Large | 7981 | 0.87245
6037 | 91776 | 6 | SAN GABRIEL | LOS ANGELES | CA | CA_91776 | 91776 | Suburb Large | 8502 | 0.90626
6037 | 91780 | 6 | TEMPLE CITY | LOS ANGELES | CA | CA_91780 | 91780 | Suburb Large | 12176 | 0.88108
6071 | 91784 | 6 | UPLAND | SAN BERNARDINO | CA | CA_91784 | 91784 | Suburb Large | 8465 | 0.89147
6071 | 91786 | 6 | UPLAND | SAN BERNARDINO | CA | CA_91786 | 91786 | Suburb Large | 9548 | 0.91218
6037 | 91801 | 6 | ALHAMBRA | LOS ANGELES | CA | CA_91801 | 91801 | Suburb Large | 11130 | 0.89784
6071 | 92411 | 6 | SAN BERNARDINO | SAN BERNARDINO | CA | CA_92411 | 92411 | City Midsize | 7058 | 0.85591
6071 | 92305 | 6 | ANGELUS OAKS | SAN BERNARDINO | CA | CA_92305 | 92305 | Town Fringe | 630 | 0.87262
6071 | 92307 | 6 | APPLE VALLEY | SAN BERNARDINO | CA | CA_92307 | 92307 | Suburb Midsize | 10699 | 0.90853
6071 | 92308 | 6 | APPLE VALLEY | SAN BERNARDINO | CA | CA_92308 | 92308 | Suburb Midsize | 14207 | 0.90593
6071 | 92310 | 6 | FORT IRWIN | SAN BERNARDINO | CA | CA_92310 | 92310 | Town Fringe | 239 | 0.90942
6071 | 92311 | 6 | BARSTOW | SAN BERNARDINO | CA | CA_92311 | 92311 | Town Fringe | 10604 | 0.91152
6071 | 92315 | 6 | BIG BEAR LAKE | SAN BERNARDINO | CA | CA_92315 | 92315 | Town Fringe | 3675 | 0.84164
6029 | 93226 | 6 | GLENNVILLE | KERN | CA | CA_93226 | 93226 | City Small | 0 | 0.90746
6071 | 92317 | 6 | BLUE JAY | SAN BERNARDINO | CA | CA_92317 | 92317 | Rural Fringe | 632 | 0.74843
6071 | 92325 | 6 | CRESTLINE | SAN BERNARDINO | CA | CA_92325 | 92325 | Rural Fringe | 406 | 0.71679
6027 | 92328 | 6 | DEATH VALLEY | INYO | CA | CA_92328 | 92328 | Rural Fringe | 210 | 0.85222
6071 | 92335 | 6 | FONTANA | SAN BERNARDINO | CA | CA_92335 | 92335 | Suburb Large | 17656 | 0.92931
6071 | 92336 | 6 | FONTANA | SAN BERNARDINO | CA | CA_92336 | 92336 | Suburb Large | 21168 | 0.9112
6071 | 92344 | 6 | HESPERIA | SAN BERNARDINO | CA | CA_92344 | 92344 | Suburb Midsize | 4697 | 0.87885
6071 | 92346 | 6 | HIGHLAND | SAN BERNARDINO | CA | CA_92346 | 92346 | City Small | 18198 | 0.91827
6071 | 92347 | 6 | HINKLEY | SAN BERNARDINO | CA | CA_92347 | 92347 | Town Fringe | 2248 | 0.91105
6037 | 90090 | 6 | DODGERTOWN | LOS ANGELES | CA | CA_90090 | 90090 | City Large | -999 | -999
6037 | 90095 | 6 | LOS ANGELES | LOS ANGELES | CA | CA_90095 | 90095 | City Large | 1 | -999
6037 | 91802 | 6 | ALHAMBRA | LOS ANGELES | CA | CA_91802 | 91802 | Suburb Large | 0 | 0.93267
6071 | 92318 | 6 | BRYN MAWR | SAN BERNARDINO | CA | CA_92318 | 92318 | City Small | 0 | 0.89709
6071 | 92357 | 6 | LOMA LINDA | SAN BERNARDINO | CA | CA_92357 | 92357 | City Small | 1148 | 0.94945
6037 | 90071 | 6 | LOS ANGELES | LOS ANGELES | CA | CA_90071 | 90071 | City Large | 4 | 0.75
6037 | 90004 | 6 | LOS ANGELES | LOS ANGELES | CA | CA_90004 | 90004 | City Large | 7150 | 0.92224
6037 | 90005 | 6 | LOS ANGELES | LOS ANGELES | CA | CA_90005 | 90005 | City Large | 1616 | 0.88861
6037 | 90006 | 6 | LOS ANGELES | LOS ANGELES | CA | CA_90006 | 90006 | City Large | 4524 | 0.92065
6037 | 90010 | 6 | LOS ANGELES | LOS ANGELES | CA | CA_90010 | 90010 | City Large | 11 | 0.81818
6037 | 90012 | 6 | LOS ANGELES | LOS ANGELES | CA | CA_90012 | 90012 | City Large | 1469 | 0.87611
6037 | 90013 | 6 | LOS ANGELES | LOS ANGELES | CA | CA_90013 | 90013 | City Large | 59 | 0.9322
6037 | 90014 | 6 | LOS ANGELES | LOS ANGELES | CA | CA_90014 | 90014 | City Large | 9 | 1
6037 | 90017 | 6 | LOS ANGELES | LOS ANGELES | CA | CA_90017 | 90017 | City Large | 418 | 0.92823
6037 | 90019 | 6 | LOS ANGELES | LOS ANGELES | CA | CA_90019 | 90019 | City Large | 12417 | 0.909
6037 | 90020 | 6 | LOS ANGELES | LOS ANGELES | CA | CA_90020 | 90020 | City Large | 1511 | 0.86565
6037 | 90024 | 6 | LOS ANGELES | LOS ANGELES | CA | CA_90024 | 90024 | City Large | 3509 | 0.89684
6037 | 90025 | 6 | LOS ANGELES | LOS ANGELES | CA | CA_90025 | 90025 | City Large | 4497 | 0.90105
6037 | 90033 | 6 | LOS ANGELES | LOS ANGELES | CA | CA_90033 | 90033 | City Large | 6621 | 0.89292
6037 | 90035 | 6 | LOS ANGELES | LOS ANGELES | CA | CA_90035 | 90035 | City Large | 6163 | 0.92926
6037 | 90036 | 6 | LOS ANGELES | LOS ANGELES | CA | CA_90036 | 90036 | City Large | 5590 | 0.94794
6037 | 90038 | 6 | LOS ANGELES | LOS ANGELES | CA | CA_90038 | 90038 | City Large | 2812 | 0.9207
6037 | 90048 | 6 | LOS ANGELES | LOS ANGELES | CA | CA_90048 | 90048 | City Large | 5160 | 0.94554
6037 | 90057 | 6 | LOS ANGELES | LOS ANGELES | CA | CA_90057 | 90057 | City Large | 1014 | 0.8925
6037 | 90063 | 6 | LOS ANGELES | LOS ANGELES | CA | CA_90063 | 90063 | City Large | 10627 | 0.89884
6037 | 90067 | 6 | LOS ANGELES | LOS ANGELES | CA | CA_90067 | 90067 | City Large | 75 | 0.84
6037 | 90211 | 6 | BEVERLY HILLS | LOS ANGELES | CA | CA_90211 | 90211 | Suburb Large | 1729 | 0.95084
6037 | 90212 | 6 | BEVERLY HILLS | LOS ANGELES | CA | CA_90212 | 90212 | Suburb Large | 2143 | 0.94774
6037 | 91754 | 6 | MONTEREY PARK | LOS ANGELES | CA | CA_91754 | 91754 | City Small | 8930 | 0.9299
6037 | 91755 | 6 | MONTEREY PARK | LOS ANGELES | CA | CA_91755 | 91755 | City Small | 6361 | 0.92753
6071 | 91764 | 6 | ONTARIO | SAN BERNARDINO | CA | CA_91764 | 91764 | Suburb Large | 9846 | 0.91988
6037 | 91768 | 6 | POMONA | LOS ANGELES | CA | CA_91768 | 91768 | City Midsize | 7383 | 0.89246
6037 | 91790 | 6 | WEST COVINA | LOS ANGELES | CA | CA_91790 | 91790 | Suburb Large | 11113 | 0.93476
6037 | 91791 | 6 | WEST COVINA | LOS ANGELES | CA | CA_91791 | 91791 | Suburb Large | 8832 | 0.94758
6037 | 91803 | 6 | ALHAMBRA | LOS ANGELES | CA | CA_91803 | 91803 | City Large | 8009 | 0.90211
6071 | 92337 | 6 | FONTANA | SAN BERNARDINO | CA | CA_92337 | 92337 | Suburb Large | 9752 | 0.91778
6071 | 92356 | 6 | LUCERNE VALLEY | SAN BERNARDINO | CA | CA_92356 | 92356 | Rural Fringe | 4034 | 0.86789
6071 | 92358 | 6 | LYTLE CREEK | SAN BERNARDINO | CA | CA_92358 | 92358 | Suburb Large | 840 | 0.91853
6071 | 92372 | 6 | PINON HILLS | SAN BERNARDINO | CA | CA_92372 | 92372 | Rural Fringe | 875 | 0.83744
6071 | 92374 | 6 | REDLANDS | SAN BERNARDINO | CA | CA_92374 | 92374 | City Small | 11922 | 0.89692
6071 | 92377 | 6 | RIALTO | SAN BERNARDINO | CA | CA_92377 | 92377 | Suburb Large | 5310 | 0.91592
6071 | 92385 | 6 | SKYFOREST | SAN BERNARDINO | CA | CA_92385 | 92385 | Rural Fringe | 0 | 0.83205
6071 | 92386 | 6 | SUGARLOAF | SAN BERNARDINO | CA | CA_92386 | 92386 | Town Fringe | 0 | 0.71668
6071 | 92392 | 6 | VICTORVILLE | SAN BERNARDINO | CA | CA_92392 | 92392 | Rural Fringe | 14356 | 0.84487
6071 | 92394 | 6 | VICTORVILLE | SAN BERNARDINO | CA | CA_92394 | 92394 | Suburb Midsize | 6308 | 0.89134
6071 | 92395 | 6 | VICTORVILLE | SAN BERNARDINO | CA | CA_92395 | 92395 | Suburb Midsize | 11179 | 0.89443
6071 | 92397 | 6 | WRIGHTWOOD | SAN BERNARDINO | CA | CA_92397 | 92397 | Rural Fringe | 1699 | 0.8227
6071 | 92398 | 6 | YERMO | SAN BERNARDINO | CA | CA_92398 | 92398 | Town Fringe | 0 | 0.89968
6071 | 92404 | 6 | SAN BERNARDINO | SAN BERNARDINO | CA | CA_92404 | 92404 | City Midsize | 13422 | 0.88385
6029 | 93504 | 6 | CALIFORNIA CITY | KERN | CA | CA_93504 | 93504 | Rural Fringe | 0 | 0.85749
6071 | 92405 | 6 | SAN BERNARDINO | SAN BERNARDINO | CA | CA_92405 | 92405 | City Midsize | 9261 | 0.75078
6071 | 92408 | 6 | SAN BERNARDINO | SAN BERNARDINO | CA | CA_92408 | 92408 | City Midsize | 3439 | 0.84174
6029 | 93524 | 6 | EDWARDS | KERN | CA | CA_93524 | 93524 | Town Fringe | -999 | 0.89518
6071 | 92410 | 6 | SAN BERNARDINO | SAN BERNARDINO | CA | CA_92410 | 92410 | City Midsize | 12298 | 0.84998
6029 | 93528 | 6 | JOHANNESBURG | KERN | CA | CA_93528 | 93528 | Town Fringe | 0 | 0.89871
6029 | 93554 | 6 | RANDSBURG | KERN | CA | CA_93554 | 93554 | Town Fringe | 0 | 0.90674
6107 | 93238 | 6 | KERNVILLE | TULARE | CA | CA_93238 | 93238 | City Small | 0 | 0.90852
6029 | 93240 | 6 | LAKE ISABELLA | KERN | CA | CA_93240 | 93240 | Rural Fringe | 0 | 0.83415
6029 | 93255 | 6 | ONYX | KERN | CA | CA_93255 | 93255 | Town Fringe | 332 | 0.89037
6107 | 93260 | 6 | POSEY | TULARE | CA | CA_93260 | 93260 | City Small | 87 | 0.90134
6107 | 93262 | 6 | SEQUOIA NATIONAL PARK | TULARE | CA | CA_93262 | 93262 | Town Fringe | 296 | 0.8642
6107 | 93265 | 6 | SPRINGVILLE | TULARE | CA | CA_93265 | 93265 | City Small | 989 | 0.88666
6029 | 93283 | 6 | WELDON | KERN | CA | CA_93283 | 93283 | Rural Fringe | 911 | 0.85163
6029 | 93285 | 6 | WOFFORD HEIGHTS | KERN | CA | CA_93285 | 93285 | City Small | 189 | 0.90145
6029 | 93306 | 6 | BAKERSFIELD | KERN | CA | CA_93306 | 93306 | Town Fringe | 15703 | 0.89445
6029 | 93505 | 6 | CALIFORNIA CITY | KERN | CA | CA_93505 | 93505 | Rural Fringe | 3579 | 0.84815
6037 | 93510 | 6 | ACTON | LOS ANGELES | CA | CA_93510 | 93510 | Rural Fringe | 1598 | 0.84944
6029 | 93516 | 6 | BORON | KERN | CA | CA_93516 | 93516 | Town Fringe | 1021 | 0.90716
6029 | 93518 | 6 | CALIENTE | KERN | CA | CA_93518 | 93518 | Town Fringe | 1327 | 0.8901
6027 | 93522 | 6 | DARWIN | INYO | CA | CA_93522 | 93522 | Rural Fringe | 33 | 0.85348
6037 | 93532 | 6 | LAKE HUGHES | LOS ANGELES | CA | CA_93532 | 93532 | Town Fringe | 1042 | 0.88941
6037 | 93534 | 6 | LANCASTER | LOS ANGELES | CA | CA_93534 | 93534 | Town Fringe | 9877 | 0.88275
6037 | 93543 | 6 | LITTLEROCK | LOS ANGELES | CA | CA_93543 | 93543 | Suburb Large | 1818 | 0.91852
6037 | 93544 | 6 | LLANO | LOS ANGELES | CA | CA_93544 | 93544 | Rural Fringe | 1459 | 0.85719
6027 | 93549 | 6 | OLANCHA | INYO | CA | CA_93549 | 93549 | Rural Fringe | 0 | 0.84486
6037 | 93550 | 6 | PALMDALE | LOS ANGELES | CA | CA_93550 | 93550 | Suburb Large | 16758 | 0.92289
6037 | 93551 | 6 | PALMDALE | LOS ANGELES | CA | CA_93551 | 93551 | Rural Fringe | 14369 | 0.83312
6037 | 93552 | 6 | PALMDALE | LOS ANGELES | CA | CA_93552 | 93552 | Suburb Large | 9635 | 0.93091
6037 | 93553 | 6 | PEARBLOSSOM | LOS ANGELES | CA | CA_93553 | 93553 | Suburb Large | 466 | 0.91931
6029 | 93555 | 6 | RIDGECREST | KERN | CA | CA_93555 | 93555 | Town Fringe | 9259 | 0.90359
6029 | 93561 | 6 | TEHACHAPI | KERN | CA | CA_93561 | 93561 | Town Fringe | 7308 | 0.89517
6071 | 93562 | 6 | TRONA | SAN BERNARDINO | CA | CA_93562 | 93562 | Rural Fringe | 414 | 0.86146
6037 | 93563 | 6 | VALYERMO | LOS ANGELES | CA | CA_93563 | 93563 | Rural Fringe | 0 | 0.8276
6037 | 93599 | 6 | PALMDALE | LOS ANGELES | CA | CA_93599 | 93599 | Rural Fringe | 0 | 0.86479
6037 | 90261 | 6 | LAWNDALE | LOS ANGELES | CA | CA_90261 | 90261 | Suburb Large | 19 | 0.94737
6037 | 90266 | 6 | MANHATTAN BEACH | LOS ANGELES | CA | CA_90266 | 90266 | Suburb Large | 13140 | 0.88896
6037 | 90274 | 6 | PALOS VERDES PENINSULA | LOS ANGELES | CA | CA_90274 | 90274 | Suburb Large | 10323 | 0.89228
6037 | 90275 | 6 | RANCHO PALOS VERDES | LOS ANGELES | CA | CA_90275 | 90275 | City Large | 8785 | 0.88663
6037 | 90293 | 6 | PLAYA DEL REY | LOS ANGELES | CA | CA_90293 | 90293 | City Large | 1968 | 0.93394
6037 | 90506 | 6 | TORRANCE | LOS ANGELES | CA | CA_90506 | 90506 | City Large | 3 | 1
6059 | 90620 | 6 | BUENA PARK | ORANGE | CA | CA_90620 | 90620 | City Small | 12235 | 0.97777
6059 | 90630 | 6 | CYPRESS | ORANGE | CA | CA_90630 | 90630 | Suburb Large | 12330 | 0.98256
6037 | 90703 | 6 | CERRITOS | LOS ANGELES | CA | CA_90703 | 90703 | City Small | 13960 | 0.9884
6037 | 90714 | 6 | LAKEWOOD | LOS ANGELES | CA | CA_90714 | 90714 | City Large | -999 | -999
6037 | 90731 | 6 | SAN PEDRO | LOS ANGELES | CA | CA_90731 | 90731 | City Large | 11395 | 0.90655
6059 | 90740 | 6 | SEAL BEACH | ORANGE | CA | CA_90740 | 90740 | Suburb Large | 5520 | 0.92609
6037 | 90802 | 6 | LONG BEACH | LOS ANGELES | CA | CA_90802 | 90802 | City Large | 3151 | 0.90098
6037 | 90822 | 6 | LONG BEACH | LOS ANGELES | CA | CA_90822 | 90822 | City Large | 677 | 0.91061
6037 | 90831 | 6 | LONG BEACH | LOS ANGELES | CA | CA_90831 | 90831 | City Large | -999 | -999
6059 | 92627 | 6 | COSTA MESA | ORANGE | CA | CA_92627 | 92627 | City Midsize | 14071 | 0.93526
6059 | 92649 | 6 | HUNTINGTON BEACH | ORANGE | CA | CA_92649 | 92649 | Suburb Large | 9707 | 0.966
6059 | 92651 | 6 | LAGUNA BEACH | ORANGE | CA | CA_92651 | 92651 | Suburb Large | 9329 | 0.92781
6059 | 92660 | 6 | NEWPORT BEACH | ORANGE | CA | CA_92660 | 92660 | City Midsize | 8189 | 0.94798
6059 | 92663 | 6 | NEWPORT BEACH | ORANGE | CA | CA_92663 | 92663 | City Midsize | 6592 | 0.89988
6059 | 92683 | 6 | WESTMINSTER | ORANGE | CA | CA_92683 | 92683 | Suburb Large | 21030 | 0.97675
6059 | 92697 | 6 | IRVINE | ORANGE | CA | CA_92697 | 92697 | City Midsize | 11 | 0.90909
6059 | 92704 | 6 | SANTA ANA | ORANGE | CA | CA_92704 | 92704 | City Large | 13911 | 0.9678
6059 | 92705 | 6 | SANTA ANA | ORANGE | CA | CA_92705 | 92705 | City Small | 11707 | 0.95481
6059 | 92801 | 6 | ANAHEIM | ORANGE | CA | CA_92801 | 92801 | Suburb Large | 9234 | 0.93525
6059 | 92834 | 6 | FULLERTON | ORANGE | CA | CA_92834 | 92834 | Suburb Large | -999 | -999
6059 | 92867 | 6 | ORANGE | ORANGE | CA | CA_92867 | 92867 | City Midsize | 11565 | 0.97856
6059 | 92870 | 6 | PLACENTIA | ORANGE | CA | CA_92870 | 92870 | Suburb Large | 12628 | 0.96706
6037 | 90002 | 6 | LOS ANGELES | LOS ANGELES | CA | CA_90002 | 90002 | City Large | 9946 | 0.91444
6037 | 90003 | 6 | LOS ANGELES | LOS ANGELES | CA | CA_90003 | 90003 | City Large | 12679 | 0.92539
6037 | 90044 | 6 | LOS ANGELES | LOS ANGELES | CA | CA_90044 | 90044 | City Large | 18082 | 0.92479
6037 | 90045 | 6 | LOS ANGELES | LOS ANGELES | CA | CA_90045 | 90045 | City Large | 10197 | 0.94204
6037 | 90047 | 6 | LOS ANGELES | LOS ANGELES | CA | CA_90047 | 90047 | City Large | 14916 | 0.93732
6037 | 90059 | 6 | LOS ANGELES | LOS ANGELES | CA | CA_90059 | 90059 | City Large | 8010 | 0.90974
6037 | 90061 | 6 | LOS ANGELES | LOS ANGELES | CA | CA_90061 | 90061 | City Large | 5536 | 0.92558
6037 | 90220 | 6 | COMPTON | LOS ANGELES | CA | CA_90220 | 90220 | City Small | 12206 | 0.9329
6037 | 90221 | 6 | COMPTON | LOS ANGELES | CA | CA_90221 | 90221 | City Small | 11226 | 0.90522
6037 | 90222 | 6 | COMPTON | LOS ANGELES | CA | CA_90222 | 90222 | City Small | 7033 | 0.89023
6037 | 90240 | 6 | DOWNEY | LOS ANGELES | CA | CA_90240 | 90240 | Suburb Large | 6344 | 0.94451
6037 | 90241 | 6 | DOWNEY | LOS ANGELES | CA | CA_90241 | 90241 | Suburb Large | 9129 | 0.94654
6037 | 90242 | 6 | DOWNEY | LOS ANGELES | CA | CA_90242 | 90242 | Suburb Large | 8986 | 0.93401
6037 | 90245 | 6 | EL SEGUNDO | LOS ANGELES | CA | CA_90245 | 90245 | Suburb Large | 4920 | 0.90163
6037 | 90247 | 6 | GARDENA | LOS ANGELES | CA | CA_90247 | 90247 | City Large | 9186 | 0.92499
6037 | 90248 | 6 | GARDENA | LOS ANGELES | CA | CA_90248 | 90248 | City Large | 3531 | 0.93883
6037 | 90249 | 6 | GARDENA | LOS ANGELES | CA | CA_90249 | 90249 | City Large | 6217 | 0.98263
6037 | 90250 | 6 | HAWTHORNE | LOS ANGELES | CA | CA_90250 | 90250 | City Large | 16615 | 0.93133
6037 | 90254 | 6 | HERMOSA BEACH | LOS ANGELES | CA | CA_90254 | 90254 | Suburb Large | 6090 | 0.84959
6037 | 90260 | 6 | LAWNDALE | LOS ANGELES | CA | CA_90260 | 90260 | Suburb Large | 8109 | 0.88211
6037 | 90262 | 6 | LYNWOOD | LOS ANGELES | CA | CA_90262 | 90262 | Suburb Large | 12382 | 0.86634
6037 | 90277 | 6 | REDONDO BEACH | LOS ANGELES | CA | CA_90277 | 90277 | Suburb Large | 8990 | 0.89944
6037 | 90278 | 6 | REDONDO BEACH | LOS ANGELES | CA | CA_90278 | 90278 | Suburb Large | 11267 | 0.89048
6037 | 90280 | 6 | SOUTH GATE | LOS ANGELES | CA | CA_90280 | 90280 | City Large | 20202 | 0.9059
6037 | 90301 | 6 | INGLEWOOD | LOS ANGELES | CA | CA_90301 | 90301 | Suburb Large | 5799 | 0.92016
6037 | 90303 | 6 | INGLEWOOD | LOS ANGELES | CA | CA_90303 | 90303 | Suburb Large | 5324 | 0.93219
6037 | 90304 | 6 | INGLEWOOD | LOS ANGELES | CA | CA_90304 | 90304 | City Large | 4461 | 0.89173
6037 | 90305 | 6 | INGLEWOOD | LOS ANGELES | CA | CA_90305 | 90305 | Suburb Large | 4851 | 0.93239
6037 | 90501 | 6 | TORRANCE | LOS ANGELES | CA | CA_90501 | 90501 | City Midsize | 9753 | 0.92259
6037 | 90502 | 6 | TORRANCE | LOS ANGELES | CA | CA_90502 | 90502 | City Large | 4365 | 0.92302
6037 | 90503 | 6 | TORRANCE | LOS ANGELES | CA | CA_90503 | 90503 | City Midsize | 9727 | 0.94592
6037 | 90504 | 6 | TORRANCE | LOS ANGELES | CA | CA_90504 | 90504 | City Midsize | 9557 | 0.91483
6037 | 90505 | 6 | TORRANCE | LOS ANGELES | CA | CA_90505 | 90505 | City Midsize | 9642 | 0.94742
6037 | 90602 | 6 | WHITTIER | LOS ANGELES | CA | CA_90602 | 90602 | Suburb Large | 4489 | 0.90678
6037 | 90603 | 6 | WHITTIER | LOS ANGELES | CA | CA_90603 | 90603 | Suburb Large | 5525 | 0.92526
6037 | 90604 | 6 | WHITTIER | LOS ANGELES | CA | CA_90604 | 90604 | Suburb Large | 10436 | 0.95228
6037 | 90605 | 6 | WHITTIER | LOS ANGELES | CA | CA_90605 | 90605 | Suburb Large | 10454 | 0.93218
6059 | 90621 | 6 | BUENA PARK | ORANGE | CA | CA_90621 | 90621 | Suburb Large | 5754 | 0.9463
6059 | 90623 | 6 | LA PALMA | ORANGE | CA | CA_90623 | 90623 | City Small | 4117 | 0.99587
6059 | 90631 | 6 | LA HABRA | ORANGE | CA | CA_90631 | 90631 | Suburb Large | 16605 | 0.94664
6037 | 90638 | 6 | LA MIRADA | LOS ANGELES | CA | CA_90638 | 90638 | Suburb Large | 13264 | 0.96472
6037 | 90650 | 6 | NORWALK | LOS ANGELES | CA | CA_90650 | 90650 | Suburb Large | 22818 | 0.96551
6037 | 90670 | 6 | SANTA FE SPRINGS | LOS ANGELES | CA | CA_90670 | 90670 | Suburb Large | 3698 | 0.95511
6059 | 90680 | 6 | STANTON | ORANGE | CA | CA_90680 | 90680 | Suburb Large | 4620 | 0.9697
6037 | 90701 | 6 | ARTESIA | LOS ANGELES | CA | CA_90701 | 90701 | City Small | 4165 | 0.95342
6037 | 90706 | 6 | BELLFLOWER | LOS ANGELES | CA | CA_90706 | 90706 | Suburb Large | 16528 | 0.91318
6037 | 90710 | 6 | HARBOR CITY | LOS ANGELES | CA | CA_90710 | 90710 | City Large | 5665 | 0.95322
6037 | 90712 | 6 | LAKEWOOD | LOS ANGELES | CA | CA_90712 | 90712 | City Large | 10222 | 0.96566
6037 | 90713 | 6 | LAKEWOOD | LOS ANGELES | CA | CA_90713 | 90713 | City Large | 10659 | 0.92682
6037 | 90715 | 6 | LAKEWOOD | LOS ANGELES | CA | CA_90715 | 90715 | City Small | 4458 | 0.95289
6037 | 90716 | 6 | HAWAIIAN GARDENS | LOS ANGELES | CA | CA_90716 | 90716 | City Small | 2500 | 0.9312
6037 | 90717 | 6 | LOMITA | LOS ANGELES | CA | CA_90717 | 90717 | City Large | 7199 | 0.92318
6059 | 90720 | 6 | LOS ALAMITOS | ORANGE | CA | CA_90720 | 90720 | Suburb Large | 6970 | 0.96413
6037 | 90723 | 6 | PARAMOUNT | LOS ANGELES | CA | CA_90723 | 90723 | City Small | 9270 | 0.91381
6037 | 90732 | 6 | SAN PEDRO | LOS ANGELES | CA | CA_90732 | 90732 | City Large | 5780 | 0.941
6037 | 90744 | 6 | WILMINGTON | LOS ANGELES | CA | CA_90744 | 90744 | City Large | 10947 | 0.91167
6037 | 90745 | 6 | CARSON | LOS ANGELES | CA | CA_90745 | 90745 | City Large | 13692 | 0.94676
6037 | 90746 | 6 | CARSON | LOS ANGELES | CA | CA_90746 | 90746 | City Large | 7693 | 0.97582
6037 | 90747 | 6 | CARSON | LOS ANGELES | CA | CA_90747 | 90747 | City Small | 1 | 1
6037 | 90755 | 6 | SIGNAL HILL | LOS ANGELES | CA | CA_90755 | 90755 | City Large | 2176 | 0.92417
6037 | 90803 | 6 | LONG BEACH | LOS ANGELES | CA | CA_90803 | 90803 | City Large | 9422 | 0.91392
6037 | 90804 | 6 | LONG BEACH | LOS ANGELES | CA | CA_90804 | 90804 | City Large | 6393 | 0.91741
6037 | 90805 | 6 | LONG BEACH | LOS ANGELES | CA | CA_90805 | 90805 | City Large | 19910 | 0.9005
6037 | 90806 | 6 | LONG BEACH | LOS ANGELES | CA | CA_90806 | 90806 | City Large | 8614 | 0.9091
6037 | 90807 | 6 | LONG BEACH | LOS ANGELES | CA | CA_90807 | 90807 | City Large | 9268 | 0.93138
6037 | 90808 | 6 | LONG BEACH | LOS ANGELES | CA | CA_90808 | 90808 | City Large | 14556 | 0.94346
6037 | 90810 | 6 | LONG BEACH | LOS ANGELES | CA | CA_90810 | 90810 | City Large | 8824 | 0.90027
6037 | 90813 | 6 | LONG BEACH | LOS ANGELES | CA | CA_90813 | 90813 | City Large | 6485 | 0.94079
6037 | 90814 | 6 | LONG BEACH | LOS ANGELES | CA | CA_90814 | 90814 | City Large | 4783 | 0.9285
6037 | 90815 | 6 | LONG BEACH | LOS ANGELES | CA | CA_90815 | 90815 | City Large | 13140 | 0.93234
6037 | 90840 | 6 | LONG BEACH | LOS ANGELES | CA | CA_90840 | 90840 | City Large | 11 | 1
6037 | 90844 | 6 | LONG BEACH | LOS ANGELES | CA | CA_90844 | 90844 | City Large | -999 | -999
6037 | 90895 | 6 | CARSON | LOS ANGELES | CA | CA_90895 | 90895 | City Large | -999 | -999
6071 | 91708 | 6 | CHINO | SAN BERNARDINO | CA | CA_91708 | 91708 | Suburb Large | 1837 | 0.88748
6071 | 91709 | 6 | CHINO HILLS | SAN BERNARDINO | CA | CA_91709 | 91709 | Suburb Large | 19302 | 0.91663
6037 | 91748 | 6 | ROWLAND HEIGHTS | LOS ANGELES | CA | CA_91748 | 91748 | Suburb Large | 11562 | 0.9718
6059 | 92694 | 6 | LADERA RANCH | ORANGE | CA | CA_92694 | 92694 | Suburb Large | 4984 | 0.94021
6059 | 92845 | 6 | GARDEN GROVE | ORANGE | CA | CA_92845 | 92845 | Suburb Large | 4939 | 0.99372
6059 | 92602 | 6 | IRVINE | ORANGE | CA | CA_92602 | 92602 | City Midsize | 3772 | 0.9711
6059 | 92603 | 6 | IRVINE | ORANGE | CA | CA_92603 | 92603 | City Midsize | 4402 | 0.90254
6059 | 92604 | 6 | IRVINE | ORANGE | CA | CA_92604 | 92604 | City Midsize | 6128 | 0.97879
6059 | 92606 | 6 | IRVINE | ORANGE | CA | CA_92606 | 92606 | City Midsize | 3811 | 0.95749
6059 | 92610 | 6 | FOOTHILL RANCH | ORANGE | CA | CA_92610 | 92610 | Suburb Large | 1759 | 0.90605
6059 | 92612 | 6 | IRVINE | ORANGE | CA | CA_92612 | 92612 | City Midsize | 2356 | 0.90832
6059 | 92614 | 6 | IRVINE | ORANGE | CA | CA_92614 | 92614 | City Midsize | 4492 | 0.92275
6059 | 92617 | 6 | IRVINE | ORANGE | CA | CA_92617 | 92617 | City Midsize | 977 | 0.93756
6059 | 92618 | 6 | IRVINE | ORANGE | CA | CA_92618 | 92618 | City Midsize | 2709 | 0.89184
6059 | 92620 | 6 | IRVINE | ORANGE | CA | CA_92620 | 92620 | City Midsize | 9066 | 0.95864
6059 | 92624 | 6 | CAPISTRANO BEACH | ORANGE | CA | CA_92624 | 92624 | Suburb Large | 2247 | 0.95151
6059 | 92625 | 6 | CORONA DEL MAR | ORANGE | CA | CA_92625 | 92625 | City Midsize | 5088 | 0.92433
6059 | 92626 | 6 | COSTA MESA | ORANGE | CA | CA_92626 | 92626 | City Midsize | 10381 | 0.98141
6059 | 92629 | 6 | DANA POINT | ORANGE | CA | CA_92629 | 92629 | Suburb Large | 6670 | 0.92115
6059 | 92630 | 6 | LAKE FOREST | ORANGE | CA | CA_92630 | 92630 | Suburb Large | 14102 | 0.92342
6059 | 92637 | 6 | LAGUNA WOODS | ORANGE | CA | CA_92637 | 92637 | Suburb Large | 2009 | 0.97511
6059 | 92646 | 6 | HUNTINGTON BEACH | ORANGE | CA | CA_92646 | 92646 | City Midsize | 16502 | 0.97952
6059 | 92647 | 6 | HUNTINGTON BEACH | ORANGE | CA | CA_92647 | 92647 | Suburb Large | 13322 | 0.98424
6059 | 92648 | 6 | HUNTINGTON BEACH | ORANGE | CA | CA_92648 | 92648 | Suburb Large | 10453 | 0.93559
6059 | 92653 | 6 | LAGUNA HILLS | ORANGE | CA | CA_92653 | 92653 | Suburb Large | 6269 | 0.89839
6059 | 92655 | 6 | MIDWAY CITY | ORANGE | CA | CA_92655 | 92655 | Suburb Large | 1692 | 0.94132
6059 | 92656 | 6 | ALISO VIEJO | ORANGE | CA | CA_92656 | 92656 | Suburb Large | 9321 | 0.92018
6059 | 92657 | 6 | NEWPORT COAST | ORANGE | CA | CA_92657 | 92657 | City Midsize | 3007 | 0.93415
6059 | 92661 | 6 | NEWPORT BEACH | ORANGE | CA | CA_92661 | 92661 | City Midsize | 1807 | 0.8611
6059 | 92662 | 6 | NEWPORT BEACH | ORANGE | CA | CA_92662 | 92662 | City Midsize | 1437 | 0.84342
6059 | 92672 | 6 | SAN CLEMENTE | ORANGE | CA | CA_92672 | 92672 | Suburb Large | 8379 | 0.91682
6059 | 92673 | 6 | SAN CLEMENTE | ORANGE | CA | CA_92673 | 92673 | Suburb Large | 6883 | 0.90484
6059 | 92676 | 6 | SILVERADO | ORANGE | CA | CA_92676 | 92676 | City Midsize | 4019 | 0.898
6059 | 92677 | 6 | LAGUNA NIGUEL | ORANGE | CA | CA_92677 | 92677 | Suburb Large | 15881 | 0.88941
6059 | 92679 | 6 | TRABUCO CANYON | ORANGE | CA | CA_92679 | 92679 | Suburb Large | 10037 | 0.92447
6059 | 92688 | 6 | RANCHO SANTA MARGARITA | ORANGE | CA | CA_92688 | 92688 | Suburb Large | 7821 | 0.9063
6059 | 92691 | 6 | MISSION VIEJO | ORANGE | CA | CA_92691 | 92691 | Suburb Large | 13372 | 0.96343
6059 | 92692 | 6 | MISSION VIEJO | ORANGE | CA | CA_92692 | 92692 | Suburb Large | 13616 | 0.96864
6059 | 92701 | 6 | SANTA ANA | ORANGE | CA | CA_92701 | 92701 | City Large | 5675 | 0.91612
6059 | 92703 | 6 | SANTA ANA | ORANGE | CA | CA_92703 | 92703 | City Large | 10322 | 0.93296
6059 | 92706 | 6 | SANTA ANA | ORANGE | CA | CA_92706 | 92706 | City Large | 7082 | 0.92191
6059 | 92707 | 6 | SANTA ANA | ORANGE | CA | CA_92707 | 92707 | City Large | 10136 | 0.94061
6059 | 92708 | 6 | FOUNTAIN VALLEY | ORANGE | CA | CA_92708 | 92708 | Suburb Large | 14455 | 0.98928
6059 | 92780 | 6 | TUSTIN | ORANGE | CA | CA_92780 | 92780 | City Small | 9942 | 0.96379
6059 | 92782 | 6 | TUSTIN | ORANGE | CA | CA_92782 | 92782 | City Small | 4403 | 0.93845
6059 | 92802 | 6 | ANAHEIM | ORANGE | CA | CA_92802 | 92802 | Suburb Large | 6512 | 0.9656
6059 | 92804 | 6 | ANAHEIM | ORANGE | CA | CA_92804 | 92804 | Suburb Large | 14766 | 0.97169
6059 | 92805 | 6 | ANAHEIM | ORANGE | CA | CA_92805 | 92805 | Suburb Large | 11092 | 0.92634
6059 | 92806 | 6 | ANAHEIM | ORANGE | CA | CA_92806 | 92806 | Suburb Large | 6908 | 0.9764
6059 | 92807 | 6 | ANAHEIM | ORANGE | CA | CA_92807 | 92807 | City Midsize | 9836 | 0.97387
6059 | 92808 | 6 | ANAHEIM | ORANGE | CA | CA_92808 | 92808 | City Midsize | 3982 | 0.88599
6059 | 92821 | 6 | BREA | ORANGE | CA | CA_92821 | 92821 | Suburb Large | 9626 | 0.95221
6059 | 92823 | 6 | BREA | ORANGE | CA | CA_92823 | 92823 | Suburb Large | 1159 | 0.956
6059 | 92831 | 6 | FULLERTON | ORANGE | CA | CA_92831 | 92831 | Suburb Large | 6674 | 0.94816
6059 | 92832 | 6 | FULLERTON | ORANGE | CA | CA_92832 | 92832 | Suburb Large | 4793 | 0.94016
6059 | 92833 | 6 | FULLERTON | ORANGE | CA | CA_92833 | 92833 | Suburb Large | 12007 | 0.94703
6059 | 92835 | 6 | FULLERTON | ORANGE | CA | CA_92835 | 92835 | Suburb Large | 6804 | 0.94459
6059 | 92840 | 6 | GARDEN GROVE | ORANGE | CA | CA_92840 | 92840 | Suburb Large | 10592 | 0.97555
6059 | 92841 | 6 | GARDEN GROVE | ORANGE | CA | CA_92841 | 92841 | Suburb Large | 7589 | 0.9693
6059 | 92843 | 6 | GARDEN GROVE | ORANGE | CA | CA_92843 | 92843 | Suburb Large | 7626 | 0.97509
6059 | 92844 | 6 | GARDEN GROVE | ORANGE | CA | CA_92844 | 92844 | Suburb Large | 3661 | 0.97269
6059 | 92861 | 6 | VILLA PARK | ORANGE | CA | CA_92861 | 92861 | City Midsize | 1806 | 0.97674
6059 | 92865 | 6 | ORANGE | ORANGE | CA | CA_92865 | 92865 | City Midsize | 5043 | 0.97045
6059 | 92866 | 6 | ORANGE | ORANGE | CA | CA_92866 | 92866 | City Midsize | 4283 | 0.91385
6059 | 92868 | 6 | ORANGE | ORANGE | CA | CA_92868 | 92868 | City Midsize | 3816 | 0.95283
6059 | 92869 | 6 | ORANGE | ORANGE | CA | CA_92869 | 92869 | City Midsize | 9689 | 0.96604
6065 | 92880 | 6 | CORONA | RIVERSIDE | CA | CA_92880 | 92880 | Suburb Large | 15591 | 0.90829
6059 | 92886 | 6 | YORBA LINDA | ORANGE | CA | CA_92886 | 92886 | Suburb Large | 13890 | 0.98006
6059 | 92887 | 6 | YORBA LINDA | ORANGE | CA | CA_92887 | 92887 | Suburb Large | 5987 | 0.97912
6073 | 91910 | 6 | CHULA VISTA | SAN DIEGO | CA | CA_91910 | 91910 | City Large | 15291 | 0.8925
6073 | 91917 | 6 | DULZURA | SAN DIEGO | CA | CA_91917 | 91917 | Rural Fringe | 63 | 0.87821
6073 | 91950 | 6 | NATIONAL CITY | SAN DIEGO | CA | CA_91950 | 91950 | City Large | 9305 | 0.90123
6073 | 92014 | 6 | DEL MAR | SAN DIEGO | CA | CA_92014 | 92014 | City Large | 5856 | 0.83758
6073 | 92026 | 6 | ESCONDIDO | SAN DIEGO | CA | CA_92026 | 92026 | City Small | 9897 | 0.91357
6073 | 92037 | 6 | LA JOLLA | SAN DIEGO | CA | CA_92037 | 92037 | City Large | 10569 | 0.86367
6073 | 92054 | 6 | OCEANSIDE | SAN DIEGO | CA | CA_92054 | 92054 | Suburb Large | 8390 | 0.93165
6073 | 92058 | 6 | OCEANSIDE | SAN DIEGO | CA | CA_92058 | 92058 | Suburb Large | 5514 | 0.94071
6073 | 92060 | 6 | PALOMAR MOUNTAIN | SAN DIEGO | CA | CA_92060 | 92060 | Rural Fringe | -999 | 0.77025
6073 | 92083 | 6 | VISTA | SAN DIEGO | CA | CA_92083 | 92083 | Suburb Large | 7097 | 0.93435
6073 | 92093 | 6 | LA JOLLA | SAN DIEGO | CA | CA_92093 | 92093 | City Large | 307 | 0.871
6073 | 92101 | 6 | SAN DIEGO | SAN DIEGO | CA | CA_92101 | 92101 | City Large | 1352 | 0.8321
6073 | 92106 | 6 | SAN DIEGO | SAN DIEGO | CA | CA_92106 | 92106 | City Large | 6694 | 0.93532
6073 | 92107 | 6 | SAN DIEGO | SAN DIEGO | CA | CA_92107 | 92107 | City Large | 8910 | 0.85623
6073 | 92109 | 6 | SAN DIEGO | SAN DIEGO | CA | CA_92109 | 92109 | City Large | 9156 | 0.89205
6073 | 92113 | 6 | SAN DIEGO | SAN DIEGO | CA | CA_92113 | 92113 | City Large | 8924 | 0.90419
6073 | 92118 | 6 | CORONADO | SAN DIEGO | CA | CA_92118 | 92118 | Suburb Large | 5479 | 0.83008
6073 | 92140 | 6 | SAN DIEGO | SAN DIEGO | CA | CA_92140 | 92140 | City Large | 5 | 1
6073 | 92147 | 6 | SAN DIEGO | SAN DIEGO | CA | CA_92147 | 92147 | City Large | 0 | 0.90156
6073 | 92154 | 6 | SAN DIEGO | SAN DIEGO | CA | CA_92154 | 92154 | City Large | 13559 | 0.90356
6073 | 92155 | 6 | SAN DIEGO | SAN DIEGO | CA | CA_92155 | 92155 | Suburb Large | 3 | 1
6073 | 92161 | 6 | SAN DIEGO | SAN DIEGO | CA | CA_92161 | 92161 | City Large | 210 | 0.88709
6073 | 92179 | 6 | SAN DIEGO | SAN DIEGO | CA | CA_92179 | 92179 | City Large | 135 | 0.90172
6065 | 92546 | 6 | HEMET | RIVERSIDE | CA | CA_92546 | 92546 | Suburb Large | 0 | 0.87814
6059 | 92678 | 6 | TRABUCO CANYON | ORANGE | CA | CA_92678 | 92678 | Suburb Large | 0 | 0.94011
6073 | 91914 | 6 | CHULA VISTA | SAN DIEGO | CA | CA_91914 | 91914 | City Large | 2441 | 0.88638
6073 | 91915 | 6 | CHULA VISTA | SAN DIEGO | CA | CA_91915 | 91915 | City Large | 6054 | 0.89181
6073 | 92124 | 6 | SAN DIEGO | SAN DIEGO | CA | CA_92124 | 92124 | City Large | 4185 | 0.88624
6073 | 92136 | 6 | SAN DIEGO | SAN DIEGO | CA | CA_92136 | 92136 | City Large | 24 | 0.875
6065 | 92230 | 6 | CABAZON | RIVERSIDE | CA | CA_92230 | 92230 | Suburb Large | 48 | 0.9244
6065 | 91752 | 6 | MIRA LOMA | RIVERSIDE | CA | CA_91752 | 91752 | Suburb Large | 8411 | 0.89724
6073 | 91901 | 6 | ALPINE | SAN DIEGO | CA | CA_91901 | 91901 | Rural Fringe | 4639 | 0.8669
6073 | 91902 | 6 | BONITA | SAN DIEGO | CA | CA_91902 | 91902 | City Large | 5861 | 0.8703
6073 | 91911 | 6 | CHULA VISTA | SAN DIEGO | CA | CA_91911 | 91911 | City Large | 16027 | 0.89889
6073 | 91913 | 6 | CHULA VISTA | SAN DIEGO | CA | CA_91913 | 91913 | City Large | 7374 | 0.89816
6073 | 91932 | 6 | IMPERIAL BEACH | SAN DIEGO | CA | CA_91932 | 91932 | Suburb Large | 5835 | 0.95478
6073 | 91935 | 6 | JAMUL | SAN DIEGO | CA | CA_91935 | 91935 | Rural Fringe | 2299 | 0.87266
6073 | 91941 | 6 | LA MESA | SAN DIEGO | CA | CA_91941 | 91941 | City Large | 8678 | 0.8521
6073 | 91942 | 6 | LA MESA | SAN DIEGO | CA | CA_91942 | 91942 | City Large | 9070 | 0.90154
6073 | 91945 | 6 | LEMON GROVE | SAN DIEGO | CA | CA_91945 | 91945 | City Large | 6943 | 0.90926
6073 | 91977 | 6 | SPRING VALLEY | SAN DIEGO | CA | CA_91977 | 91977 | City Large | 13642 | 0.88821
6073 | 91978 | 6 | SPRING VALLEY | SAN DIEGO | CA | CA_91978 | 91978 | City Large | 2357 | 0.90048
6073 | 91980 | 6 | TECATE | SAN DIEGO | CA | CA_91980 | 91980 | Rural Fringe | 0 | 0.87382
6073 | 92003 | 6 | BONSALL | SAN DIEGO | CA | CA_92003 | 92003 | Suburb Large | 1388 | 0.90285
6073 | 92007 | 6 | CARDIFF BY THE SEA | SAN DIEGO | CA | CA_92007 | 92007 | City Small | 2826 | 0.92741
6073 | 92008 | 6 | CARLSBAD | SAN DIEGO | CA | CA_92008 | 92008 | City Small | 7795 | 0.92455
6073 | 92009 | 6 | CARLSBAD | SAN DIEGO | CA | CA_92009 | 92009 | City Small | 11169 | 0.91441
6073 | 92010 | 6 | CARLSBAD | SAN DIEGO | CA | CA_92010 | 92010 | City Small | 3740 | 0.89527
6073 | 92011 | 6 | CARLSBAD | SAN DIEGO | CA | CA_92011 | 92011 | City Small | 5634 | 0.92006
6073 | 92019 | 6 | EL CAJON | SAN DIEGO | CA | CA_92019 | 92019 | City Large | 10109 | 0.87717
6065 | 92518 | 6 | MARCH AIR RESERVE BASE | RIVERSIDE | CA | CA_92518 | 92518 | Suburb Large | 176 | 0.8809
6073 | 92020 | 6 | EL CAJON | SAN DIEGO | CA | CA_92020 | 92020 | City Large | 10352 | 0.87733
6073 | 92021 | 6 | EL CAJON | SAN DIEGO | CA | CA_92021 | 92021 | City Large | 10345 | 0.87516
6073 | 92024 | 6 | ENCINITAS | SAN DIEGO | CA | CA_92024 | 92024 | City Small | 13526 | 0.90279
6073 | 92025 | 6 | ESCONDIDO | SAN DIEGO | CA | CA_92025 | 92025 | City Large | 8458 | 0.86903
6073 | 92027 | 6 | ESCONDIDO | SAN DIEGO | CA | CA_92027 | 92027 | Town Fringe | 10897 | 0.9045
6073 | 92028 | 6 | FALLBROOK | SAN DIEGO | CA | CA_92028 | 92028 | City Small | 14877 | 0.92964
6073 | 92029 | 6 | ESCONDIDO | SAN DIEGO | CA | CA_92029 | 92029 | City Small | 6769 | 0.90211
6073 | 92040 | 6 | LAKESIDE | SAN DIEGO | CA | CA_92040 | 92040 | City Large | 9619 | 0.88876
6073 | 92055 | 6 | CAMP PENDLETON | SAN DIEGO | CA | CA_92055 | 92055 | Suburb Large | 0 | 0.9382
6065 | 92551 | 6 | MORENO VALLEY | RIVERSIDE | CA | CA_92551 | 92551 | Rural Fringe | 7079 | 0.82918
6073 | 92056 | 6 | OCEANSIDE | SAN DIEGO | CA | CA_92056 | 92056 | Suburb Large | 14075 | 0.92146
6073 | 92057 | 6 | OCEANSIDE | SAN DIEGO | CA | CA_92057 | 92057 | Suburb Large | 11254 | 0.91843
6073 | 92059 | 6 | PALA | SAN DIEGO | CA | CA_92059 | 92059 | City Small | 290 | 0.94266
6073 | 92061 | 6 | PAUMA VALLEY | SAN DIEGO | CA | CA_92061 | 92061 | Rural Fringe | 1148 | 0.84659
6073 | 92064 | 6 | POWAY | SAN DIEGO | CA | CA_92064 | 92064 | City Large | 13042 | 0.87992
6073 | 92065 | 6 | RAMONA | SAN DIEGO | CA | CA_92065 | 92065 | Town Fringe | 11112 | 0.9114
6073 | 92067 | 6 | RANCHO SANTA FE | SAN DIEGO | CA | CA_92067 | 92067 | City Large | 153 | 0.77888
6073 | 92069 | 6 | SAN MARCOS | SAN DIEGO | CA | CA_92069 | 92069 | City Small | 10482 | 0.90676
6073 | 92070 | 6 | SANTA YSABEL | SAN DIEGO | CA | CA_92070 | 92070 | Rural Fringe | 285 | 0.85803
6073 | 92071 | 6 | SANTEE | SAN DIEGO | CA | CA_92071 | 92071 | City Large | 12642 | 0.89912
6073 | 92075 | 6 | SOLANA BEACH | SAN DIEGO | CA | CA_92075 | 92075 | City Large | 2930 | 0.87369
6073 | 92078 | 6 | SAN MARCOS | SAN DIEGO | CA | CA_92078 | 92078 | City Small | 8625 | 0.90819
6073 | 92081 | 6 | VISTA | SAN DIEGO | CA | CA_92081 | 92081 | Suburb Large | 6379 | 0.9106
6073 | 92082 | 6 | VALLEY CENTER | SAN DIEGO | CA | CA_92082 | 92082 | City Small | 6706 | 0.93348
6073 | 92084 | 6 | VISTA | SAN DIEGO | CA | CA_92084 | 92084 | Suburb Large | 9600 | 0.89755
6073 | 92086 | 6 | WARNER SPRINGS | SAN DIEGO | CA | CA_92086 | 92086 | Rural Fringe | 299 | 0.86531
6073 | 92091 | 6 | RANCHO SANTA FE | SAN DIEGO | CA | CA_92091 | 92091 | City Large | 962 | 0.83485
6073 | 92102 | 6 | SAN DIEGO | SAN DIEGO | CA | CA_92102 | 92102 | City Large | 8660 | 0.89792
6073 | 92103 | 6 | SAN DIEGO | SAN DIEGO | CA | CA_92103 | 92103 | City Large | 7514 | 0.89952
6073 | 92104 | 6 | SAN DIEGO | SAN DIEGO | CA | CA_92104 | 92104 | City Large | 10953 | 0.92349
6073 | 92105 | 6 | SAN DIEGO | SAN DIEGO | CA | CA_92105 | 92105 | City Large | 10903 | 0.89972
6073 | 92108 | 6 | SAN DIEGO | SAN DIEGO | CA | CA_92108 | 92108 | City Large | 1331 | 0.76709
6073 | 92110 | 6 | SAN DIEGO | SAN DIEGO | CA | CA_92110 | 92110 | City Large | 5778 | 0.91987
6073 | 92111 | 6 | SAN DIEGO | SAN DIEGO | CA | CA_92111 | 92111 | City Large | 8981 | 0.89102
6073 | 92114 | 6 | SAN DIEGO | SAN DIEGO | CA | CA_92114 | 92114 | City Large | 16563 | 0.89435
6073 | 92115 | 6 | SAN DIEGO | SAN DIEGO | CA | CA_92115 | 92115 | City Large | 11248 | 0.89874
6073 | 92116 | 6 | SAN DIEGO | SAN DIEGO | CA | CA_92116 | 92116 | City Large | 9276 | 0.91041
6073 | 92117 | 6 | SAN DIEGO | SAN DIEGO | CA | CA_92117 | 92117 | City Large | 13630 | 0.89487
6073 | 92119 | 6 | SAN DIEGO | SAN DIEGO | CA | CA_92119 | 92119 | City Large | 7308 | 0.89671
6073 | 92120 | 6 | SAN DIEGO | SAN DIEGO | CA | CA_92120 | 92120 | City Large | 8915 | 0.88606
6073 | 92121 | 6 | SAN DIEGO | SAN DIEGO | CA | CA_92121 | 92121 | City Large | 2572 | 0.87605
6073 | 92122 | 6 | SAN DIEGO | SAN DIEGO | CA | CA_92122 | 92122 | City Large | 6278 | 0.87397
6073 | 92123 | 6 | SAN DIEGO | SAN DIEGO | CA | CA_92123 | 92123 | City Large | 5524 | 0.88224
6073 | 92126 | 6 | SAN DIEGO | SAN DIEGO | CA | CA_92126 | 92126 | City Large | 13801 | 0.89311
6073 | 92127 | 6 | SAN DIEGO | SAN DIEGO | CA | CA_92127 | 92127 | City Large | 8873 | 0.86581
6073 | 92128 | 6 | SAN DIEGO | SAN DIEGO | CA | CA_92128 | 92128 | City Large | 11044 | 0.86673
6073 | 92129 | 6 | SAN DIEGO | SAN DIEGO | CA | CA_92129 | 92129 | City Large | 13100 | 0.87786
6073 | 92130 | 6 | SAN DIEGO | SAN DIEGO | CA | CA_92130 | 92130 | City Large | 10430 | 0.86357
6073 | 92131 | 6 | SAN DIEGO | SAN DIEGO | CA | CA_92131 | 92131 | City Large | 8062 | 0.89152
6073 | 92134 | 6 | SAN DIEGO | SAN DIEGO | CA | CA_92134 | 92134 | City Large | 982 | 0.91732
6073 | 92139 | 6 | SAN DIEGO | SAN DIEGO | CA | CA_92139 | 92139 | City Large | 7093 | 0.90312
6073 | 92145 | 6 | SAN DIEGO | SAN DIEGO | CA | CA_92145 | 92145 | City Large | 0 | 0.89052
6073 | 92173 | 6 | SAN YSIDRO | SAN DIEGO | CA | CA_92173 | 92173 | Suburb Large | 3430 | 0.94705
6065 | 92220 | 6 | BANNING | RIVERSIDE | CA | CA_92220 | 92220 | Suburb Large | 12526 | 0.92791
6065 | 92223 | 6 | BEAUMONT | RIVERSIDE | CA | CA_92223 | 92223 | Suburb Large | 12994 | 0.91339
6065 | 92262 | 6 | PALM SPRINGS | RIVERSIDE | CA | CA_92262 | 92262 | Suburb Large | 10444 | 0.9437
6065 | 92282 | 6 | WHITEWATER | RIVERSIDE | CA | CA_92282 | 92282 | Suburb Large | 1371 | 0.94471
6065 | 92503 | 6 | RIVERSIDE | RIVERSIDE | CA | CA_92503 | 92503 | City Large | 16946 | 0.8674
6065 | 92504 | 6 | RIVERSIDE | RIVERSIDE | CA | CA_92504 | 92504 | City Large | 15871 | 0.86976
6065 | 92505 | 6 | RIVERSIDE | RIVERSIDE | CA | CA_92505 | 92505 | City Large | 11849 | 0.91696
6065 | 92506 | 6 | RIVERSIDE | RIVERSIDE | CA | CA_92506 | 92506 | City Large | 15852 | 0.8421
6065 | 92507 | 6 | RIVERSIDE | RIVERSIDE | CA | CA_92507 | 92507 | City Large | 9811 | 0.85734
6065 | 92508 | 6 | RIVERSIDE | RIVERSIDE | CA | CA_92508 | 92508 | City Large | 9344 | 0.84542
6065 | 92530 | 6 | LAKE ELSINORE | RIVERSIDE | CA | CA_92530 | 92530 | Suburb Midsize | 12459 | 0.89591
6065 | 92532 | 6 | LAKE ELSINORE | RIVERSIDE | CA | CA_92532 | 92532 | Suburb Midsize | 3727 | 0.88429
6065 | 92543 | 6 | HEMET | RIVERSIDE | CA | CA_92543 | 92543 | City Small | 8144 | 0.91714
6065 | 92548 | 6 | HOMELAND | RIVERSIDE | CA | CA_92548 | 92548 | City Small | 436 | 0.91255
6065 | 92553 | 6 | MORENO VALLEY | RIVERSIDE | CA | CA_92553 | 92553 | Suburb Large | 15189 | 0.91272
6065 | 92557 | 6 | MORENO VALLEY | RIVERSIDE | CA | CA_92557 | 92557 | Suburb Large | 12268 | 0.9265
6065 | 92562 | 6 | MURRIETA | RIVERSIDE | CA | CA_92562 | 92562 | Rural Fringe | 15857 | 0.8504
6065 | 92570 | 6 | PERRIS | RIVERSIDE | CA | CA_92570 | 92570 | Rural Fringe | 8726 | 0.83415
6065 | 92571 | 6 | PERRIS | RIVERSIDE | CA | CA_92571 | 92571 | Rural Fringe | 11989 | 0.82486
6065 | 92582 | 6 | SAN JACINTO | RIVERSIDE | CA | CA_92582 | 92582 | Suburb Midsize | 2975 | 0.87598
6065 | 92586 | 6 | SUN CITY | RIVERSIDE | CA | CA_92586 | 92586 | Suburb Midsize | 7624 | 0.88135
6065 | 92587 | 6 | QUAIL VALLEY | RIVERSIDE | CA | CA_92587 | 92587 | Suburb Midsize | 6358 | 0.88344
6065 | 92590 | 6 | TEMECULA | RIVERSIDE | CA | CA_92590 | 92590 | Rural Fringe | 2135 | 0.85674
6065 | 92591 | 6 | TEMECULA | RIVERSIDE | CA | CA_92591 | 92591 | City Small | 11717 | 0.90509
6065 | 92595 | 6 | WILDOMAR | RIVERSIDE | CA | CA_92595 | 92595 | Suburb Midsize | 8031 | 0.87382
6065 | 92596 | 6 | WINCHESTER | RIVERSIDE | CA | CA_92596 | 92596 | City Small | 8161 | 0.91697
6059 | 92675 | 6 | SAN JUAN CAPISTRANO | ORANGE | CA | CA_92675 | 92675 | Suburb Large | 11675 | 0.93509
6065 | 92860 | 6 | NORCO | RIVERSIDE | CA | CA_92860 | 92860 | Suburb Large | 10919 | 0.89202
6065 | 92879 | 6 | CORONA | RIVERSIDE | CA | CA_92879 | 92879 | Suburb Large | 11065 | 0.91541
6065 | 92881 | 6 | CORONA | RIVERSIDE | CA | CA_92881 | 92881 | Suburb Large | 9360 | 0.91836
6065 | 92882 | 6 | CORONA | RIVERSIDE | CA | CA_92882 | 92882 | Suburb Large | 15609 | 0.92775
6065 | 92883 | 6 | CORONA | RIVERSIDE | CA | CA_92883 | 92883 | Suburb Large | 6803 | 0.91535
4015 | 86441 | 4 | DOLAN SPRINGS | MOHAVE | AZ | AZ_86441 | 86441 | Suburb Large | 218 | 0.76855
32003 | 89029 | 32 | LAUGHLIN | CLARK | NV | NV_89029 | 89029 | Suburb Large | 983 | 0.77459
32003 | 89158 | 32 | LAS VEGAS | CLARK | NV | NV_89158 | 89158 | Suburb Large | 16 | 0.375
6073 | 91948 | 6 | MOUNT LAGUNA | SAN DIEGO | CA | CA_91948 | 91948 | Rural Fringe | 0 | 0.85993
6073 | 91963 | 6 | POTRERO | SAN DIEGO | CA | CA_91963 | 91963 | Rural Fringe | 0 | 0.87344
6065 | 92201 | 6 | INDIO | RIVERSIDE | CA | CA_92201 | 92201 | Rural Fringe | 14534 | 0.87862
6065 | 92226 | 6 | BLYTHE | RIVERSIDE | CA | CA_92226 | 92226 | Town Fringe | 0 | 0.91988
6025 | 92227 | 6 | BRAWLEY | IMPERIAL | CA | CA_92227 | 92227 | Town Fringe | 8515 | 0.92345
6025 | 92243 | 6 | EL CENTRO | IMPERIAL | CA | CA_92243 | 92243 | Suburb Small | 12909 | 0.89586
6025 | 92251 | 6 | IMPERIAL | IMPERIAL | CA | CA_92251 | 92251 | Suburb Small | 3562 | 0.9001
6071 | 92252 | 6 | JOSHUA TREE | SAN BERNARDINO | CA | CA_92252 | 92252 | Rural Fringe | 4115 | 0.86745
6065 | 92258 | 6 | NORTH PALM SPRINGS | RIVERSIDE | CA | CA_92258 | 92258 | Suburb Large | 71 | 0.91552
6071 | 92277 | 6 | TWENTYNINE PALMS | SAN BERNARDINO | CA | CA_92277 | 92277 | Rural Fringe | 6857 | 0.87256
6071 | 92284 | 6 | YUCCA VALLEY | SAN BERNARDINO | CA | CA_92284 | 92284 | Rural Fringe | 9270 | 0.86413
6071 | 92285 | 6 | LANDERS | SAN BERNARDINO | CA | CA_92285 | 92285 | Rural Fringe | 2139 | 0.87
6071 | 92309 | 6 | BAKER | SAN BERNARDINO | CA | CA_92309 | 92309 | Rural Fringe | 0 | 0.86457
6071 | 92312 | 6 | BARSTOW | SAN BERNARDINO | CA | CA_92312 | 92312 | Rural Fringe | -999 | 0.86732
6071 | 92363 | 6 | NEEDLES | SAN BERNARDINO | CA | CA_92363 | 92363 | Rural Fringe | 1063 | 0.86879
6071 | 92364 | 6 | NIPTON | SAN BERNARDINO | CA | CA_92364 | 92364 | Rural Fringe | 204 | 0.86261
6027 | 92389 | 6 | TECOPA | INYO | CA | CA_92389 | 92389 | Rural Fringe | 0 | 0.8591
6065 | 92561 | 6 | MOUNTAIN CENTER | RIVERSIDE | CA | CA_92561 | 92561 | City Small | 2454 | 0.93218
4015 | 86433 | 4 | OATMAN | MOHAVE | AZ | AZ_86433 | 86433 | Suburb Large | 0 | 0.78146
4015 | 86426 | 4 | FORT MOHAVE | MOHAVE | AZ | AZ_86426 | 86426 | Suburb Large | 2772 | 0.7705
4015 | 86429 | 4 | BULLHEAD CITY | MOHAVE | AZ | AZ_86429 | 86429 | Suburb Large | 2037 | 0.77548
4015 | 86440 | 4 | MOHAVE VALLEY | MOHAVE | AZ | AZ_86440 | 86440 | Rural Fringe | 3990 | 0.87155
4015 | 86445 | 4 | WILLOW BEACH | MOHAVE | AZ | AZ_86445 | 86445 | Suburb Large | 311 | 0.76883
32003 | 89138 | 32 | LAS VEGAS | CLARK | NV | NV_89138 | 89138 | Suburb Large | 3087 | 0.76667
32003 | 89179 | 32 | LAS VEGAS | CLARK | NV | NV_89179 | 89179 | Suburb Large | 788 | 0.77107
32003 | 89005 | 32 | BOULDER CITY | CLARK | NV | NV_89005 | 89005 | Suburb Large | 5019 | 0.76641
32003 | 89011 | 32 | HENDERSON | CLARK | NV | NV_89011 | 89011 | Suburb Large | 4674 | 0.75309
32003 | 89012 | 32 | HENDERSON | CLARK | NV | NV_89012 | 89012 | Suburb Large | 8449 | 0.7619
32003 | 89014 | 32 | HENDERSON | CLARK | NV | NV_89014 | 89014 | Suburb Large | 8965 | 0.68812
32003 | 89015 | 32 | HENDERSON | CLARK | NV | NV_89015 | 89015 | Suburb Large | 10555 | 0.76749
32003 | 89019 | 32 | JEAN | CLARK | NV | NV_89019 | 89019 | Suburb Large | 644 | 0.77182
32003 | 89032 | 32 | NORTH LAS VEGAS | CLARK | NV | NV_89032 | 89032 | Suburb Large | 12310 | 0.72502
32003 | 89039 | 32 | CAL NEV ARI | CLARK | NV | NV_89039 | 89039 | Suburb Large | 159 | 0.77781
32003 | 89046 | 32 | SEARCHLIGHT | CLARK | NV | NV_89046 | 89046 | Suburb Large | 0 | 0.77304
32023 | 89048 | 32 | PAHRUMP | NYE | NV | NV_89048 | 89048 | Rural Fringe | 4174 | 0.85052
32003 | 89052 | 32 | HENDERSON | CLARK | NV | NV_89052 | 89052 | Suburb Large | 13958 | 0.75652
32023 | 89061 | 32 | PAHRUMP | NYE | NV | NV_89061 | 89061 | Suburb Large | 2023 | 0.76845
32003 | 89074 | 32 | HENDERSON | CLARK | NV | NV_89074 | 89074 | Suburb Large | 15255 | 0.71124
32003 | 89081 | 32 | NORTH LAS VEGAS | CLARK | NV | NV_89081 | 89081 | Suburb Large | 8403 | 0.64632
32003 | 89102 | 32 | LAS VEGAS | CLARK | NV | NV_89102 | 89102 | Suburb Large | 6761 | 0.80136
32003 | 89103 | 32 | LAS VEGAS | CLARK | NV | NV_89103 | 89103 | Suburb Large | 9536 | 0.77412
32003 | 89104 | 32 | LAS VEGAS | CLARK | NV | NV_89104 | 89104 | Suburb Large | 10875 | 0.76506
32003 | 89106 | 32 | LAS VEGAS | CLARK | NV | NV_89106 | 89106 | Suburb Large | 6609 | 0.69708
32003 | 89109 | 32 | LAS VEGAS | CLARK | NV | NV_89109 | 89109 | Suburb Large | 921 | 0.6949
32003 | 89113 | 32 | LAS VEGAS | CLARK | NV | NV_89113 | 89113 | Suburb Large | 7043 | 0.66903
32003 | 89117 | 32 | LAS VEGAS | CLARK | NV | NV_89117 | 89117 | Suburb Large | 15283 | 0.70385
32003 | 89118 | 32 | LAS VEGAS | CLARK | NV | NV_89118 | 89118 | Suburb Large | 4816 | 0.72114
32003 | 89119 | 32 | LAS VEGAS | CLARK | NV | NV_89119 | 89119 | Suburb Large | 7122 | 0.73912
32003 | 89120 | 32 | LAS VEGAS | CLARK | NV | NV_89120 | 89120 | Suburb Large | 6783 | 0.72225
32003 | 89121 | 32 | LAS VEGAS | CLARK | NV | NV_89121 | 89121 | Suburb Large | 14992 | 0.73673
32003 | 89122 | 32 | LAS VEGAS | CLARK | NV | NV_89122 | 89122 | Suburb Large | 9381 | 0.76213
32003 | 89123 | 32 | LAS VEGAS | CLARK | NV | NV_89123 | 89123 | Suburb Large | 16671 | 0.71357
32003 | 89129 | 32 | LAS VEGAS | CLARK | NV | NV_89129 | 89129 | Suburb Large | 15989 | 0.63262
32003 | 89131 | 32 | LAS VEGAS | CLARK | NV | NV_89131 | 89131 | Suburb Large | 14075 | 0.75371
32003 | 89135 | 32 | LAS VEGAS | CLARK | NV | NV_89135 | 89135 | Suburb Large | 8168 | 0.75065
32003 | 89139 | 32 | LAS VEGAS | CLARK | NV | NV_89139 | 89139 | Suburb Large | 10313 | 0.60167
32003 | 89142 | 32 | LAS VEGAS | CLARK | NV | NV_89142 | 89142 | Suburb Large | 6775 | 0.75157
32003 | 89144 | 32 | LAS VEGAS | CLARK | NV | NV_89144 | 89144 | Suburb Large | 6106 | 0.78513
32003 | 89145 | 32 | LAS VEGAS | CLARK | NV | NV_89145 | 89145 | Suburb Large | 7202 | 0.70383
32003 | 89146 | 32 | LAS VEGAS | CLARK | NV | NV_89146 | 89146 | Suburb Large | 4737 | 0.79206
32003 | 89147 | 32 | LAS VEGAS | CLARK | NV | NV_89147 | 89147 | Suburb Large | 14011 | 0.64799
32003 | 89148 | 32 | LAS VEGAS | CLARK | NV | NV_89148 | 89148 | Suburb Large | 12928 | 0.62237
32003 | 89156 | 32 | LAS VEGAS | CLARK | NV | NV_89156 | 89156 | Suburb Large | 5699 | 0.75888
32003 | 89161 | 32 | LAS VEGAS | CLARK | NV | NV_89161 | 89161 | Suburb Large | 2273 | 0.76692
32003 | 89169 | 32 | LAS VEGAS | CLARK | NV | NV_89169 | 89169 | Suburb Large | 2995 | 0.90584
32003 | 89178 | 32 | LAS VEGAS | CLARK | NV | NV_89178 | 89178 | Suburb Large | 6497 | 0.76904
6073 | 92066 | 6 | RANCHITA | SAN DIEGO | CA | CA_92066 | 92066 | Rural Fringe | 0 | 0.87627
6025 | 92275 | 6 | SALTON CITY | IMPERIAL | CA | CA_92275 | 92275 | Rural Fringe | -999 | 0.87796
6065 | 92276 | 6 | THOUSAND PALMS | RIVERSIDE | CA | CA_92276 | 92276 | Suburb Large | 2551 | 0.95311
6071 | 92278 | 6 | TWENTYNINE PALMS | SAN BERNARDINO | CA | CA_92278 | 92278 | Rural Fringe | 68 | 0.85698
6065 | 92599 | 6 | PERRIS | RIVERSIDE | CA | CA_92599 | 92599 | City Small | -999 | 0.77671
6025 | 92281 | 6 | WESTMORLAND | IMPERIAL | CA | CA_92281 | 92281 | Town Fringe | 515 | 0.92545
6071 | 92323 | 6 | CIMA | SAN BERNARDINO | CA | CA_92323 | 92323 | Rural Fringe | 0 | 0.86622
6073 | 91905 | 6 | BOULEVARD | SAN DIEGO | CA | CA_91905 | 91905 | Rural Fringe | 345 | 0.87735
6073 | 91906 | 6 | CAMPO | SAN DIEGO | CA | CA_91906 | 91906 | Rural Fringe | 375 | 0.87612
6073 | 91916 | 6 | DESCANSO | SAN DIEGO | CA | CA_91916 | 91916 | Rural Fringe | 481 | 0.87213
6073 | 91934 | 6 | JACUMBA | SAN DIEGO | CA | CA_91934 | 91934 | Rural Fringe | 0 | 0.8787
6073 | 91962 | 6 | PINE VALLEY | SAN DIEGO | CA | CA_91962 | 91962 | Rural Fringe | 350 | 0.86337
6073 | 92004 | 6 | BORREGO SPRINGS | SAN DIEGO | CA | CA_92004 | 92004 | Rural Fringe | 862 | 0.87998
6073 | 92036 | 6 | JULIAN | SAN DIEGO | CA | CA_92036 | 92036 | Rural Fringe | 1985 | 0.87484
6065 | 92203 | 6 | INDIO | RIVERSIDE | CA | CA_92203 | 92203 | Suburb Large | 10685 | 0.94591
6065 | 92210 | 6 | INDIAN WELLS | RIVERSIDE | CA | CA_92210 | 92210 | Suburb Large | 4055 | 0.91952
6065 | 92211 | 6 | PALM DESERT | RIVERSIDE | CA | CA_92211 | 92211 | Suburb Large | 12291 | 0.92482
6025 | 92231 | 6 | CALEXICO | IMPERIAL | CA | CA_92231 | 92231 | Suburb Small | 6859 | 0.90106
6025 | 92233 | 6 | CALIPATRIA | IMPERIAL | CA | CA_92233 | 92233 | Town Fringe | 1377 | 0.9206
6065 | 92234 | 6 | CATHEDRAL CITY | RIVERSIDE | CA | CA_92234 | 92234 | Suburb Large | 13001 | 0.94337
6065 | 92236 | 6 | COACHELLA | RIVERSIDE | CA | CA_92236 | 92236 | Rural Fringe | 7447 | 0.87491
6065 | 92239 | 6 | DESERT CENTER | RIVERSIDE | CA | CA_92239 | 92239 | Rural Fringe | 0 | 0.87651
6065 | 92240 | 6 | DESERT HOT SPRINGS | RIVERSIDE | CA | CA_92240 | 92240 | Suburb Large | 10778 | 0.9435
6065 | 92241 | 6 | DESERT HOT SPRINGS | RIVERSIDE | CA | CA_92241 | 92241 | Suburb Large | 2551 | 0.951
6071 | 92242 | 6 | EARP | SAN BERNARDINO | CA | CA_92242 | 92242 | Rural Fringe | 300 | 0.86958
6025 | 92249 | 6 | HEBER | IMPERIAL | CA | CA_92249 | 92249 | Town Fringe | 1357 | 0.92752
6025 | 92250 | 6 | HOLTVILLE | IMPERIAL | CA | CA_92250 | 92250 | Town Fringe | 3078 | 0.92855
6065 | 92253 | 6 | LA QUINTA | RIVERSIDE | CA | CA_92253 | 92253 | Suburb Large | 18700 | 0.93507
6065 | 92254 | 6 | MECCA | RIVERSIDE | CA | CA_92254 | 92254 | Rural Fringe | 1142 | 0.86397
6071 | 92256 | 6 | MORONGO VALLEY | SAN BERNARDINO | CA | CA_92256 | 92256 | Rural Fringe | 1946 | 0.86504
6025 | 92257 | 6 | NILAND | IMPERIAL | CA | CA_92257 | 92257 | Town Fringe | 296 | 0.89262
6025 | 92259 | 6 | OCOTILLO | IMPERIAL | CA | CA_92259 | 92259 | Suburb Small | 0 | 0.89801
6065 | 92260 | 6 | PALM DESERT | RIVERSIDE | CA | CA_92260 | 92260 | Suburb Large | 10667 | 0.94004
6065 | 92264 | 6 | PALM SPRINGS | RIVERSIDE | CA | CA_92264 | 92264 | Suburb Large | 4869 | 0.94309
6071 | 92268 | 6 | PIONEERTOWN | SAN BERNARDINO | CA | CA_92268 | 92268 | Rural Fringe | 0 | 0.86751
6065 | 92270 | 6 | RANCHO MIRAGE | RIVERSIDE | CA | CA_92270 | 92270 | Suburb Large | 8180 | 0.92516
6025 | 92273 | 6 | SEELEY | IMPERIAL | CA | CA_92273 | 92273 | Suburb Small | 0 | 0.88497
6065 | 92274 | 6 | THERMAL | RIVERSIDE | CA | CA_92274 | 92274 | Rural Fringe | 3630 | 0.86385
6071 | 92304 | 6 | AMBOY | SAN BERNARDINO | CA | CA_92304 | 92304 | Rural Fringe | 0 | 0.86546
6071 | 92332 | 6 | ESSEX | SAN BERNARDINO | CA | CA_92332 | 92332 | Rural Fringe | 1015 | 0.8699
6071 | 92338 | 6 | LUDLOW | SAN BERNARDINO | CA | CA_92338 | 92338 | Rural Fringe | 0 | 0.86793
6071 | 92350 | 6 | LOMA LINDA | SAN BERNARDINO | CA | CA_92350 | 92350 | Rural Fringe | 0 | 0.86262
6071 | 92359 | 6 | MENTONE | SAN BERNARDINO | CA | CA_92359 | 92359 | City Small | 1306 | 0.91849
6071 | 92365 | 6 | NEWBERRY SPRINGS | SAN BERNARDINO | CA | CA_92365 | 92365 | Town Fringe | 163 | 0.91306
6071 | 92366 | 6 | MOUNTAIN PASS | SAN BERNARDINO | CA | CA_92366 | 92366 | Rural Fringe | -999 | 0.86385
6027 | 92384 | 6 | SHOSHONE | INYO | CA | CA_92384 | 92384 | Rural Fringe | 0 | 0.85813
6071 | 92399 | 6 | YUCAIPA | SAN BERNARDINO | CA | CA_92399 | 92399 | Suburb Large | 15039 | 0.91432
6065 | 92536 | 6 | AGUANGA | RIVERSIDE | CA | CA_92536 | 92536 | City Small | 1279 | 0.94238
6065 | 92539 | 6 | ANZA | RIVERSIDE | CA | CA_92539 | 92539 | City Small | 518 | 0.94327
6065 | 92544 | 6 | HEMET | RIVERSIDE | CA | CA_92544 | 92544 | City Small | 14041 | 0.93513
6065 | 92545 | 6 | HEMET | RIVERSIDE | CA | CA_92545 | 92545 | City Small | 8068 | 0.9054
6065 | 92549 | 6 | IDYLLWILD | RIVERSIDE | CA | CA_92549 | 92549 | City Small | 236 | 0.8854
6065 | 92555 | 6 | MORENO VALLEY | RIVERSIDE | CA | CA_92555 | 92555 | Suburb Midsize | 9398 | 0.89552
6065 | 92563 | 6 | MURRIETA | RIVERSIDE | CA | CA_92563 | 92563 | Rural Fringe | 12668 | 0.83127
6065 | 92567 | 6 | NUEVO | RIVERSIDE | CA | CA_92567 | 92567 | Suburb Midsize | 3117 | 0.88279
6065 | 92583 | 6 | SAN JACINTO | RIVERSIDE | CA | CA_92583 | 92583 | Suburb Midsize | 7649 | 0.88088
6065 | 92584 | 6 | MENIFEE | RIVERSIDE | CA | CA_92584 | 92584 | Suburb Midsize | 11700 | 0.86512
6065 | 92585 | 6 | SUN CITY | RIVERSIDE | CA | CA_92585 | 92585 | City Small | 5572 | 0.89002
6065 | 92592 | 6 | TEMECULA | RIVERSIDE | CA | CA_92592 | 92592 | City Small | 19231 | 0.92357
6037 | 90292 | 6 | MARINA DEL REY | LOS ANGELES | CA | CA_90292 | 90292 | City Large | 1615 | 0.86068
6071 | 91762 | 6 | ONTARIO | SAN BERNARDINO | CA | CA_91762 | 91762 | Suburb Large | 12290 | 0.91729
6037 | 90089 | 6 | LOS ANGELES | LOS ANGELES | CA | CA_90089 | 90089 | City Large | 27 | 0.66667
6037 | 90007 | 6 | LOS ANGELES | LOS ANGELES | CA | CA_90007 | 90007 | City Large | 4226 | 0.90487
6037 | 90008 | 6 | LOS ANGELES | LOS ANGELES | CA | CA_90008 | 90008 | City Large | 6070 | 0.9318
6037 | 90011 | 6 | LOS ANGELES | LOS ANGELES | CA | CA_90011 | 90011 | City Large | 14331 | 0.90608
6037 | 90015 | 6 | LOS ANGELES | LOS ANGELES | CA | CA_90015 | 90015 | City Large | 813 | 0.89914
6037 | 90016 | 6 | LOS ANGELES | LOS ANGELES | CA | CA_90016 | 90016 | City Large | 10437 | 0.91473
6037 | 90018 | 6 | LOS ANGELES | LOS ANGELES | CA | CA_90018 | 90018 | City Large | 9979 | 0.92725
6037 | 90021 | 6 | LOS ANGELES | LOS ANGELES | CA | CA_90021 | 90021 | City Large | 242 | 0.95868
6037 | 90022 | 6 | LOS ANGELES | LOS ANGELES | CA | CA_90022 | 90022 | City Large | 13631 | 0.89018
6037 | 90023 | 6 | LOS ANGELES | LOS ANGELES | CA | CA_90023 | 90023 | City Large | 8173 | 0.90212
6037 | 90034 | 6 | LOS ANGELES | LOS ANGELES | CA | CA_90034 | 90034 | City Large | 7237 | 0.88835
6037 | 90037 | 6 | LOS ANGELES | LOS ANGELES | CA | CA_90037 | 90037 | City Large | 8630 | 0.94751
6037 | 90040 | 6 | LOS ANGELES | LOS ANGELES | CA | CA_90040 | 90040 | City Small | 2693 | 0.87189
6037 | 90043 | 6 | LOS ANGELES | LOS ANGELES | CA | CA_90043 | 90043 | City Large | 13389 | 0.92322
6037 | 90056 | 6 | LOS ANGELES | LOS ANGELES | CA | CA_90056 | 90056 | Suburb Large | 2798 | 0.94103
6037 | 90058 | 6 | LOS ANGELES | LOS ANGELES | CA | CA_90058 | 90058 | City Large | 924 | 0.90476
6037 | 90062 | 6 | LOS ANGELES | LOS ANGELES | CA | CA_90062 | 90062 | City Large | 7437 | 0.93129
6037 | 90064 | 6 | LOS ANGELES | LOS ANGELES | CA | CA_90064 | 90064 | City Large | 7786 | 0.87169
6037 | 90066 | 6 | LOS ANGELES | LOS ANGELES | CA | CA_90066 | 90066 | City Large | 13314 | 0.88726
6037 | 90230 | 6 | CULVER CITY | LOS ANGELES | CA | CA_90230 | 90230 | Suburb Large | 5891 | 0.91173
6037 | 90232 | 6 | CULVER CITY | LOS ANGELES | CA | CA_90232 | 90232 | Suburb Large | 4234 | 0.89679
6037 | 90255 | 6 | HUNTINGTON PARK | LOS ANGELES | CA | CA_90255 | 90255 | City Large | 12573 | 0.93422
6037 | 90270 | 6 | MAYWOOD | LOS ANGELES | CA | CA_90270 | 90270 | City Large | 4636 | 0.90703
6037 | 90291 | 6 | VENICE | LOS ANGELES | CA | CA_90291 | 90291 | City Large | 8952 | 0.82317
6037 | 90401 | 6 | SANTA MONICA | LOS ANGELES | CA | CA_90401 | 90401 | City Small | 399 | 0.87218
6037 | 90402 | 6 | SANTA MONICA | LOS ANGELES | CA | CA_90402 | 90402 | City Small | 4491 | 0.83634
6037 | 90403 | 6 | SANTA MONICA | LOS ANGELES | CA | CA_90403 | 90403 | City Small | 2913 | 0.90354
6037 | 90404 | 6 | SANTA MONICA | LOS ANGELES | CA | CA_90404 | 90404 | City Small | 3002 | 0.88441
6037 | 90405 | 6 | SANTA MONICA | LOS ANGELES | CA | CA_90405 | 90405 | City Small | 6474 | 0.86809
6037 | 90601 | 6 | WHITTIER | LOS ANGELES | CA | CA_90601 | 90601 | Suburb Large | 8911 | 0.90383
6037 | 90606 | 6 | WHITTIER | LOS ANGELES | CA | CA_90606 | 90606 | Suburb Large | 8596 | 0.9138
6037 | 90640 | 6 | MONTEBELLO | LOS ANGELES | CA | CA_90640 | 90640 | City Small | 13687 | 0.91466
6037 | 90660 | 6 | PICO RIVERA | LOS ANGELES | CA | CA_90660 | 90660 | Suburb Large | 15664 | 0.92505
6037 | 90094 | 6 | PLAYA VISTA | LOS ANGELES | CA | CA_90094 | 90094 | City Large | 154 | 0.75325
6037 | 90001 | 6 | LOS ANGELES | LOS ANGELES | CA | CA_90001 | 90001 | City Large | 10787 | 0.92287
6037 | 90201 | 6 | BELL GARDENS | LOS ANGELES | CA | CA_90201 | 90201 | City Large | 16978 | 0.90499
6037 | 90302 | 6 | INGLEWOOD | LOS ANGELES | CA | CA_90302 | 90302 | Suburb Large | 4741 | 0.87766
6071 | 91710 | 6 | CHINO | SAN BERNARDINO | CA | CA_91710 | 91710 | Suburb Large | 16978 | 0.91579
6037 | 91733 | 6 | SOUTH EL MONTE | LOS ANGELES | CA | CA_91733 | 91733 | Suburb Large | 9221 | 0.89296
6037 | 91744 | 6 | LA PUENTE | LOS ANGELES | CA | CA_91744 | 91744 | Suburb Large | 18502 | 0.96276
6037 | 91745 | 6 | HACIENDA HEIGHTS | LOS ANGELES | CA | CA_91745 | 91745 | Suburb Large | 15205 | 0.95186
6037 | 91746 | 6 | LA PUENTE | LOS ANGELES | CA | CA_91746 | 91746 | Suburb Large | 7266 | 0.95183
6071 | 91761 | 6 | ONTARIO | SAN BERNARDINO | CA | CA_91761 | 91761 | Suburb Large | 13739 | 0.91366
6037 | 91765 | 6 | DIAMOND BAR | LOS ANGELES | CA | CA_91765 | 91765 | Suburb Large | 12215 | 0.9648
6037 | 91766 | 6 | POMONA | LOS ANGELES | CA | CA_91766 | 91766 | City Midsize | 13539 | 0.92695
6037 | 91770 | 6 | ROSEMEAD | LOS ANGELES | CA | CA_91770 | 91770 | City Small | 16335 | 0.90156
6037 | 91789 | 6 | WALNUT | LOS ANGELES | CA | CA_91789 | 91789 | Suburb Large | 12316 | 0.97394
6037 | 91792 | 6 | WEST COVINA | LOS ANGELES | CA | CA_91792 | 91792 | Suburb Large | 4592 | 0.97169
6071 | 92313 | 6 | GRAND TERRACE | SAN BERNARDINO | CA | CA_92313 | 92313 | Suburb Large | 2741 | 0.90579
6071 | 92316 | 6 | BLOOMINGTON | SAN BERNARDINO | CA | CA_92316 | 92316 | Suburb Large | 7257 | 0.88547
6065 | 92320 | 6 | CALIMESA | RIVERSIDE | CA | CA_92320 | 92320 | Suburb Large | 2810 | 0.91785
6071 | 92324 | 6 | COLTON | SAN BERNARDINO | CA | CA_92324 | 92324 | Suburb Large | 12778 | 0.92279
6071 | 92354 | 6 | LOMA LINDA | SAN BERNARDINO | CA | CA_92354 | 92354 | City Small | 3006 | 0.91619
6071 | 92373 | 6 | REDLANDS | SAN BERNARDINO | CA | CA_92373 | 92373 | City Small | 10836 | 0.91628
6065 | 92501 | 6 | RIVERSIDE | RIVERSIDE | CA | CA_92501 | 92501 | City Large | 5927 | 0.79619
6065 | 92509 | 6 | RIVERSIDE | RIVERSIDE | CA | CA_92509 | 92509 | Suburb Large | 16872 | 0.88906
32017 | 89008 | 32 | CALIENTE | LINCOLN | NV | NV_89008 | 89008 | Rural Fringe | 140 | 0.83577
32009 | 89010 | 32 | DYER | ESMERALDA | NV | NV_89010 | 89010 | Rural Fringe | 0 | 0.8371
32009 | 89013 | 32 | GOLDFIELD | ESMERALDA | NV | NV_89013 | 89013 | Rural Fringe | 0 | 0.84751
32023 | 89020 | 32 | AMARGOSA VALLEY | NYE | NV | NV_89020 | 89020 | Rural Fringe | 362 | 0.84513
32003 | 89021 | 32 | LOGANDALE | CLARK | NV | NV_89021 | 89021 | Suburb Large | 0 | 0.76477
32003 | 89034 | 32 | MESQUITE | CLARK | NV | NV_89034 | 89034 | Suburb Large | 0 | 0.76516
32017 | 89043 | 32 | PIOCHE | LINCOLN | NV | NV_89043 | 89043 | Rural Fringe | 624 | 0.81335
32023 | 89045 | 32 | ROUND MOUNTAIN | NYE | NV | NV_89045 | 89045 | Rural Fringe | 114 | 0.8188
32003 | 89115 | 32 | LAS VEGAS | CLARK | NV | NV_89115 | 89115 | Suburb Large | 9634 | 0.76583
32015 | 89310 | 32 | AUSTIN | LANDER | NV | NV_89310 | 89310 | Town Fringe | 394 | 0.79096
32033 | 89311 | 32 | BAKER | WHITE PINE | NV | NV_89311 | 89311 | Rural Fringe | 145 | 0.80993
32033 | 89315 | 32 | ELY | WHITE PINE | NV | NV_89315 | 89315 | Rural Fringe | 0 | 0.80097
32011 | 89316 | 32 | EUREKA | EUREKA | NV | NV_89316 | 89316 | Rural Fringe | 281 | 0.8137
32033 | 89318 | 32 | MC GILL | WHITE PINE | NV | NV_89318 | 89318 | Rural Fringe | 286 | 0.80626
32001 | 89406 | 32 | FALLON | CHURCHILL | NV | NV_89406 | 89406 | Town Fringe | 5968 | 0.79911
32023 | 89409 | 32 | GABBS | NYE | NV | NV_89409 | 89409 | Rural Fringe | 0 | 0.82282
32021 | 89415 | 32 | HAWTHORNE | MINERAL | NV | NV_89415 | 89415 | Town Fringe | 1346 | 0.79541
32027 | 89419 | 32 | LOVELOCK | PERSHING | NV | NV_89419 | 89419 | Rural Fringe | 771 | 0.82232
32021 | 89420 | 32 | LUNING | MINERAL | NV | NV_89420 | 89420 | Town Fringe | 0 | 0.81084
32013 | 89445 | 32 | WINNEMUCCA | HUMBOLDT | NV | NV_89445 | 89445 | Town Fringe | 3088 | 0.78787
32019 | 89447 | 32 | YERINGTON | LYON | NV | NV_89447 | 89447 | Town Fringe | 3396 | 0.8057
32007 | 89815 | 32 | SPRING CREEK | ELKO | NV | NV_89815 | 89815 | Town Fringe | 3175 | 0.78575
32015 | 89820 | 32 | BATTLE MOUNTAIN | LANDER | NV | NV_89820 | 89820 | Town Fringe | 591 | 0.79379
32011 | 89821 | 32 | CRESCENT VALLEY | EUREKA | NV | NV_89821 | 89821 | Rural Fringe | 145 | 0.81968
32007 | 89823 | 32 | DEETH | ELKO | NV | NV_89823 | 89823 | Town Fringe | 424 | 0.78131
32007 | 89834 | 32 | TUSCARORA | ELKO | NV | NV_89834 | 89834 | Town Fringe | 301 | 0.78684
32007 | 89883 | 32 | WEST WENDOVER | ELKO | NV | NV_89883 | 89883 | Town Fringe | 227 | 0.78642
6107 | 93271 | 6 | THREE RIVERS | TULARE | CA | CA_93271 | 93271 | Town Fringe | 1154 | 0.87084
6107 | 93292 | 6 | VISALIA | TULARE | CA | CA_93292 | 93292 | City Midsize | 12563 | 0.87825
6051 | 93512 | 6 | BENTON | MONO | CA | CA_93512 | 93512 | City Large | 296 | 0.85065
6027 | 93514 | 6 | BISHOP | INYO | CA | CA_93514 | 93514 | City Large | 4236 | 0.86511
6027 | 93526 | 6 | INDEPENDENCE | INYO | CA | CA_93526 | 93526 | Rural Fringe | 98 | 0.84151
6027 | 93545 | 6 | LONE PINE | INYO | CA | CA_93545 | 93545 | Rural Fringe | 80 | 0.84641
6051 | 93546 | 6 | MAMMOTH LAKES | MONO | CA | CA_93546 | 93546 | Rural Fringe | 2875 | 0.8163
6019 | 93602 | 6 | AUBERRY | FRESNO | CA | CA_93602 | 93602 | Rural Fringe | 856 | 0.81477
6039 | 93604 | 6 | BASS LAKE | MADERA | CA | CA_93604 | 93604 | Rural Fringe | 2321 | 0.8036
6019 | 93628 | 6 | HUME | FRESNO | CA | CA_93628 | 93628 | Rural Fringe | 1055 | 0.81727
6107 | 93633 | 6 | KINGS CANYON NATIONAL PK | TULARE | CA | CA_93633 | 93633 | Town Fringe | 0 | 0.78852
6019 | 93642 | 6 | MONO HOT SPRINGS | FRESNO | CA | CA_93642 | 93642 | Rural Fringe | 454 | 0.81791
6039 | 93643 | 6 | NORTH FORK | MADERA | CA | CA_93643 | 93643 | Rural Fringe | 658 | 0.79341
6019 | 93664 | 6 | SHAVER LAKE | FRESNO | CA | CA_93664 | 93664 | Rural Fringe | 1900 | 0.7987
32003 | 89085 | 32 | NORTH LAS VEGAS | CLARK | NV | NV_89085 | 89085 | Suburb Large | 433 | 0.76029
6107 | 93244 | 6 | LEMON COVE | TULARE | CA | CA_93244 | 93244 | City Midsize | 0 | 0.87086
41025 | 97710 | 41 | FIELDS | HARNEY | OR | OR_97710 | 97710 | Town Fringe | 28 | 0.84533
16083 | 83302 | 16 | ROGERSON | TWIN FALLS | ID | ID_83302 | 83302 | Rural Fringe | 224 | 0.80464
16083 | 83321 | 16 | CASTLEFORD | TWIN FALLS | ID | ID_83321 | 83321 | Rural Fringe | 320 | 0.80152
32003 | 89018 | 32 | INDIAN SPRINGS | CLARK | NV | NV_89018 | 89018 | Suburb Large | 0 | 0.76589
32003 | 89143 | 32 | LAS VEGAS | CLARK | NV | NV_89143 | 89143 | Suburb Large | 3265 | 0.75517
32017 | 89001 | 32 | ALAMO | LINCOLN | NV | NV_89001 | 89001 | Rural Fringe | 55 | 0.85371
32023 | 89003 | 32 | BEATTY | NYE | NV | NV_89003 | 89003 | Rural Fringe | 10 | 0.84871
32017 | 89017 | 32 | HIKO | LINCOLN | NV | NV_89017 | 89017 | Rural Fringe | 171 | 0.84033
32023 | 89022 | 32 | MANHATTAN | NYE | NV | NV_89022 | 89022 | Rural Fringe | 315 | 0.82509
32003 | 89024 | 32 | MESQUITE | CLARK | NV | NV_89024 | 89024 | Suburb Large | -999 | 0.76275
32003 | 89025 | 32 | MOAPA | CLARK | NV | NV_89025 | 89025 | Suburb Large | 0 | 0.76504
32003 | 89191 | 32 | NELLIS AFB | CLARK | NV | NV_89191 | 89191 | Suburb Large | 74 | 0.62162
32003 | 89030 | 32 | NORTH LAS VEGAS | CLARK | NV | NV_89030 | 89030 | Suburb Large | 11187 | 0.8029
32003 | 89031 | 32 | NORTH LAS VEGAS | CLARK | NV | NV_89031 | 89031 | Suburb Large | 20742 | 0.71227
32009 | 89047 | 32 | SILVERPEAK | ESMERALDA | NV | NV_89047 | 89047 | Rural Fringe | 0 | 0.84075
32023 | 89049 | 32 | TONOPAH | NYE | NV | NV_89049 | 89049 | Rural Fringe | 82 | 0.84566
32023 | 89060 | 32 | PAHRUMP | NYE | NV | NV_89060 | 89060 | Rural Fringe | 2872 | 0.85484
32003 | 89070 | 32 | INDIAN SPRINGS | CLARK | NV | NV_89070 | 89070 | Suburb Large | 128 | 0.75419
32031 | 89424 | 32 | NIXON | WASHOE | NV | NV_89424 | 89424 | City Midsize | 0 | 0.71663
32003 | 89084 | 32 | NORTH LAS VEGAS | CLARK | NV | NV_89084 | 89084 | Suburb Large | 6479 | 0.74717
32003 | 89086 | 32 | NORTH LAS VEGAS | CLARK | NV | NV_89086 | 89086 | Suburb Large | 511 | 0.76335
32003 | 89101 | 32 | LAS VEGAS | CLARK | NV | NV_89101 | 89101 | Suburb Large | 7134 | 0.7418
32007 | 89803 | 32 | ELKO | ELKO | NV | NV_89803 | 89803 | Town Fringe | 14 | 0.77745
32003 | 89107 | 32 | LAS VEGAS | CLARK | NV | NV_89107 | 89107 | Suburb Large | 10110 | 0.79743
32007 | 89835 | 32 | WELLS | ELKO | NV | NV_89835 | 89835 | Town Fringe | 234 | 0.78217
32003 | 89108 | 32 | LAS VEGAS | CLARK | NV | NV_89108 | 89108 | Suburb Large | 17628 | 0.69798
32003 | 89110 | 32 | LAS VEGAS | CLARK | NV | NV_89110 | 89110 | Suburb Large | 17904 | 0.68197
32003 | 89124 | 32 | LAS VEGAS | CLARK | NV | NV_89124 | 89124 | Suburb Large | 577 | 0.75291
32003 | 89128 | 32 | LAS VEGAS | CLARK | NV | NV_89128 | 89128 | Suburb Large | 10423 | 0.66555
32003 | 89130 | 32 | LAS VEGAS | CLARK | NV | NV_89130 | 89130 | Suburb Large | 10900 | 0.73523
32003 | 89134 | 32 | LAS VEGAS | CLARK | NV | NV_89134 | 89134 | Suburb Large | 9207 | 0.75778
32003 | 89149 | 32 | LAS VEGAS | CLARK | NV | NV_89149 | 89149 | Suburb Large | 9723 | 0.75397
32003 | 89166 | 32 | LAS VEGAS | CLARK | NV | NV_89166 | 89166 | Suburb Large | 2183 | 0.76393
32033 | 89301 | 32 | ELY | WHITE PINE | NV | NV_89301 | 89301 | Rural Fringe | 1118 | 0.80217
32033 | 89317 | 32 | LUND | WHITE PINE | NV | NV_89317 | 89317 | Rural Fringe | 707 | 0.80293
32033 | 89319 | 32 | RUTH | WHITE PINE | NV | NV_89319 | 89319 | Rural Fringe | 467 | 0.81597
32013 | 89404 | 32 | DENIO | HUMBOLDT | NV | NV_89404 | 89404 | Town Fringe | 284 | 0.78472
32001 | 89408 | 32 | FERNLEY | CHURCHILL | NV | NV_89408 | 89408 | Town Fringe | 6268 | 0.80295
32013 | 89414 | 32 | GOLCONDA | HUMBOLDT | NV | NV_89414 | 89414 | Town Fringe | 105 | 0.79242
32027 | 89418 | 32 | IMLAY | PERSHING | NV | NV_89418 | 89418 | Rural Fringe | 305 | 0.81963
32013 | 89421 | 32 | MC DERMITT | HUMBOLDT | NV | NV_89421 | 89421 | Town Fringe | 64 | 0.7813
32021 | 89422 | 32 | MINA | MINERAL | NV | NV_89422 | 89422 | Town Fringe | 0 | 0.80777
32013 | 89425 | 32 | OROVADA | HUMBOLDT | NV | NV_89425 | 89425 | Town Fringe | 388 | 0.78471
32013 | 89426 | 32 | PARADISE VALLEY | HUMBOLDT | NV | NV_89426 | 89426 | Town Fringe | -999 | 0.76651
32021 | 89427 | 32 | SCHURZ | MINERAL | NV | NV_89427 | 89427 | Town Fringe | 0 | 0.80676
32019 | 89429 | 32 | SILVER SPRINGS | LYON | NV | NV_89429 | 89429 | Town Fringe | 607 | 0.79604
32019 | 89430 | 32 | SMITH | LYON | NV | NV_89430 | 89430 | Town Fringe | 337 | 0.78465
32031 | 89442 | 32 | WADSWORTH | WASHOE | NV | NV_89442 | 89442 | City Midsize | 0 | 0.71717
32001 | 89496 | 32 | FALLON | CHURCHILL | NV | NV_89496 | 89496 | Town Fringe | -999 | 0.69754
32007 | 89801 | 32 | ELKO | ELKO | NV | NV_89801 | 89801 | Town Fringe | 4260 | 0.78825
32007 | 89802 | 32 | ELKO | ELKO | NV | NV_89802 | 89802 | Town Fringe | 345 | 0.78866
32007 | 89822 | 32 | CARLIN | ELKO | NV | NV_89822 | 89822 | Town Fringe | 413 | 0.79324
32007 | 89825 | 32 | JACKPOT | ELKO | NV | NV_89825 | 89825 | Town Fringe | 105 | 0.78103
32007 | 89826 | 32 | JARBIDGE | ELKO | NV | NV_89826 | 89826 | Town Fringe | 54 | 0.77736
32007 | 89828 | 32 | LAMOILLE | ELKO | NV | NV_89828 | 89828 | Town Fringe | 968 | 0.78557
32007 | 89830 | 32 | MONTELLO | ELKO | NV | NV_89830 | 89830 | Town Fringe | 161 | 0.77889
32007 | 89831 | 32 | MOUNTAIN CITY | ELKO | NV | NV_89831 | 89831 | Town Fringe | 9 | 0.77953
32007 | 89832 | 32 | OWYHEE | ELKO | NV | NV_89832 | 89832 | Town Fringe | 45 | 0.78192
32007 | 89833 | 32 | RUBY VALLEY | ELKO | NV | NV_89833 | 89833 | Town Fringe | 328 | 0.7861
32031 | 89405 | 32 | EMPIRE | WASHOE | NV | NV_89405 | 89405 | City Midsize | 0 | 0.71159
6019 | 93605 | 6 | BIG CREEK | FRESNO | CA | CA_93605 | 93605 | Rural Fringe | 0 | 0.78876
6019 | 93651 | 6 | PRATHER | FRESNO | CA | CA_93651 | 93651 | Rural Fringe | 0 | 0.83365
32005 | 89444 | 32 | WELLINGTON | DOUGLAS | NV | NV_89444 | 89444 | Town Fringe | 627 | 0.80548
6051 | 93529 | 6 | JUNE LAKE | MONO | CA | CA_93529 | 93529 | City Large | 0 | 0.85172
6027 | 93530 | 6 | KEELER | INYO | CA | CA_93530 | 93530 | Rural Fringe | 0 | 0.85261
6019 | 93621 | 6 | DUNLAP | FRESNO | CA | CA_93621 | 93621 | Town Fringe | 0 | 0.85455
6019 | 93648 | 6 | PARLIER | FRESNO | CA | CA_93648 | 93648 | Town Fringe | 2357 | 0.88958
6107 | 93673 | 6 | TRAVER | TULARE | CA | CA_93673 | 93673 | Town Fringe | 104 | 0.88801
6107 | 93221 | 6 | EXETER | TULARE | CA | CA_93221 | 93221 | Suburb Midsize | 4892 | 0.89002
6107 | 93235 | 6 | IVANHOE | TULARE | CA | CA_93235 | 93235 | City Midsize | 400 | 0.87621
6107 | 93247 | 6 | LINDSAY | TULARE | CA | CA_93247 | 93247 | Town Fringe | 3611 | 0.89255
6107 | 93277 | 6 | VISALIA | TULARE | CA | CA_93277 | 93277 | City Midsize | 14323 | 0.87788
6107 | 93286 | 6 | WOODLAKE | TULARE | CA | CA_93286 | 93286 | City Midsize | 2147 | 0.87789
6027 | 93513 | 6 | BIG PINE | INYO | CA | CA_93513 | 93513 | Rural Fringe | 57 | 0.84406
6051 | 93517 | 6 | BRIDGEPORT | MONO | CA | CA_93517 | 93517 | City Large | 358 | 0.84954
6051 | 93541 | 6 | LEE VINING | MONO | CA | CA_93541 | 93541 | City Large | 108 | 0.84722
6107 | 93603 | 6 | BADGER | TULARE | CA | CA_93603 | 93603 | Town Fringe | 233 | 0.84559
6107 | 93615 | 6 | CUTLER | TULARE | CA | CA_93615 | 93615 | Town Fringe | 765 | 0.88291
6107 | 93618 | 6 | DINUBA | TULARE | CA | CA_93618 | 93618 | Town Fringe | 6152 | 0.88614
6019 | 93634 | 6 | LAKESHORE | FRESNO | CA | CA_93634 | 93634 | Rural Fringe | 0 | 0.78805
6019 | 93641 | 6 | MIRAMONTE | FRESNO | CA | CA_93641 | 93641 | Town Fringe | 0 | 0.84455
6107 | 93647 | 6 | OROSI | TULARE | CA | CA_93647 | 93647 | Town Fringe | 1743 | 0.8829
6019 | 93654 | 6 | REEDLEY | FRESNO | CA | CA_93654 | 93654 | Town Fringe | 7122 | 0.88699
6019 | 93675 | 6 | SQUAW VALLEY | FRESNO | CA | CA_93675 | 93675 | Town Fringe | 179 | 0.86712
6037 | 90265 | 6 | MALIBU | LOS ANGELES | CA | CA_90265 | 90265 | City Small | 6306 | 0.91291
6111 | 93001 | 6 | VENTURA | VENTURA | CA | CA_93001 | 93001 | City Midsize | 8711 | 0.8696
6111 | 93009 | 6 | VENTURA | VENTURA | CA | CA_93009 | 93009 | City Midsize | 1 | 1
6111 | 93012 | 6 | CAMARILLO | VENTURA | CA | CA_93012 | 93012 | City Midsize | 9017 | 0.87793
6083 | 93013 | 6 | CARPINTERIA | SANTA BARBARA | CA | CA_93013 | 93013 | Suburb Midsize | 3308 | 0.89118
6111 | 93033 | 6 | OXNARD | VENTURA | CA | CA_93033 | 93033 | City Midsize | 12715 | 0.90002
6111 | 93035 | 6 | OXNARD | VENTURA | CA | CA_93035 | 93035 | City Midsize | 7502 | 0.89699
6111 | 93036 | 6 | OXNARD | VENTURA | CA | CA_93036 | 93036 | City Midsize | 9684 | 0.92648
6111 | 93041 | 6 | PORT HUENEME | VENTURA | CA | CA_93041 | 93041 | City Midsize | 3737 | 0.88669
6083 | 93105 | 6 | SANTA BARBARA | SANTA BARBARA | CA | CA_93105 | 93105 | Suburb Midsize | 10122 | 0.87737
6083 | 93106 | 6 | SANTA BARBARA | SANTA BARBARA | CA | CA_93106 | 93106 | Suburb Midsize | 0 | 0.7385
6083 | 93109 | 6 | SANTA BARBARA | SANTA BARBARA | CA | CA_93109 | 93109 | Suburb Small | 3220 | 0.88457
6083 | 93117 | 6 | GOLETA | SANTA BARBARA | CA | CA_93117 | 93117 | Suburb Small | 7491 | 0.86446
6107 | 93201 | 6 | ALPAUGH | TULARE | CA | CA_93201 | 93201 | Rural Fringe | 35 | 0.8491
6019 | 93210 | 6 | COALINGA | FRESNO | CA | CA_93210 | 93210 | Town Fringe | 4212 | 0.88441
6029 | 93241 | 6 | LAMONT | KERN | CA | CA_93241 | 93241 | Rural Fringe | 1572 | 0.83868
6029 | 93249 | 6 | LOST HILLS | KERN | CA | CA_93249 | 93249 | Rural Fringe | 131 | 0.85034
6029 | 93251 | 6 | MC KITTRICK | KERN | CA | CA_93251 | 93251 | Suburb Small | 35 | 0.86043
6079 | 93252 | 6 | MARICOPA | SAN LUIS OBISPO | CA | CA_93252 | 93252 | Suburb Small | 1656 | 0.869
6083 | 93254 | 6 | NEW CUYAMA | SANTA BARBARA | CA | CA_93254 | 93254 | Rural Fringe | 0 | 0.84901
6107 | 93257 | 6 | PORTERVILLE | TULARE | CA | CA_93257 | 93257 | City Small | 19765 | 0.91229
6029 | 93268 | 6 | TAFT | KERN | CA | CA_93268 | 93268 | Rural Fringe | 4545 | 0.83499
6029 | 93287 | 6 | WOODY | KERN | CA | CA_93287 | 93287 | Town Fringe | 0 | 0.90039
6029 | 93307 | 6 | BAKERSFIELD | KERN | CA | CA_93307 | 93307 | Rural Fringe | 22503 | 0.85204
6029 | 93308 | 6 | BAKERSFIELD | KERN | CA | CA_93308 | 93308 | Town Fringe | 16082 | 0.8963
6029 | 93311 | 6 | BAKERSFIELD | KERN | CA | CA_93311 | 93311 | Rural Fringe | 12468 | 0.85612
6029 | 93314 | 6 | BAKERSFIELD | KERN | CA | CA_93314 | 93314 | Rural Fringe | 9932 | 0.84573
6079 | 93402 | 6 | LOS OSOS | SAN LUIS OBISPO | CA | CA_93402 | 93402 | City Small | 4266 | 0.90081
6079 | 93405 | 6 | SAN LUIS OBISPO | SAN LUIS OBISPO | CA | CA_93405 | 93405 | City Small | 5751 | 0.90387
6079 | 93408 | 6 | SAN LUIS OBISPO | SAN LUIS OBISPO | CA | CA_93408 | 93408 | City Small | -999 | 0.79342
6079 | 93409 | 6 | SAN LUIS OBISPO | SAN LUIS OBISPO | CA | CA_93409 | 93409 | City Small | -999 | 0.87875
6079 | 93420 | 6 | ARROYO GRANDE | SAN LUIS OBISPO | CA | CA_93420 | 93420 | Town Fringe | 7918 | 0.87788
6079 | 93424 | 6 | AVILA BEACH | SAN LUIS OBISPO | CA | CA_93424 | 93424 | City Small | 0 | 0.90695
6079 | 93428 | 6 | CAMBRIA | SAN LUIS OBISPO | CA | CA_93428 | 93428 | Town Fringe | 3815 | 0.87114
6079 | 93430 | 6 | CAYUCOS | SAN LUIS OBISPO | CA | CA_93430 | 93430 | Town Fringe | 1635 | 0.8878
6079 | 93435 | 6 | HARMONY | SAN LUIS OBISPO | CA | CA_93435 | 93435 | Town Fringe | 0 | 0.89687
6083 | 93436 | 6 | LOMPOC | SANTA BARBARA | CA | CA_93436 | 93436 | Suburb Small | 11032 | 0.86012
6083 | 93437 | 6 | LOMPOC | SANTA BARBARA | CA | CA_93437 | 93437 | Suburb Small | 457 | 0.85402
6083 | 93464 | 6 | SOLVANG | SANTA BARBARA | CA | CA_93464 | 93464 | Suburb Small | -999 | -999
6079 | 93465 | 6 | TEMPLETON | SAN LUIS OBISPO | CA | CA_93465 | 93465 | Suburb Small | 2036 | 0.83939
6053 | 93920 | 6 | BIG SUR | MONTEREY | CA | CA_93920 | 93920 | Rural Fringe | 268 | 0.81092
6037 | 91301 | 6 | AGOURA HILLS | LOS ANGELES | CA | CA_91301 | 91301 | Suburb Midsize | 7007 | 0.88102
6111 | 91320 | 6 | NEWBURY PARK | VENTURA | CA | CA_91320 | 91320 | City Midsize | 11385 | 0.87528
6111 | 91360 | 6 | THOUSAND OAKS | VENTURA | CA | CA_91360 | 91360 | City Midsize | 10705 | 0.8572
6111 | 91361 | 6 | WESTLAKE VILLAGE | VENTURA | CA | CA_91361 | 91361 | City Midsize | 4789 | 0.86874
6111 | 91362 | 6 | THOUSAND OAKS | VENTURA | CA | CA_91362 | 91362 | City Midsize | 9294 | 0.86734
6111 | 91377 | 6 | OAK PARK | VENTURA | CA | CA_91377 | 91377 | Suburb Midsize | 2911 | 0.8996
6107 | 93207 | 6 | CALIFORNIA HOT SPRINGS | TULARE | CA | CA_93207 | 93207 | City Small | 0 | 0.87597
6031 | 93230 | 6 | HANFORD | KINGS | CA | CA_93230 | 93230 | Town Fringe | 18922 | 0.89376
6029 | 93276 | 6 | TUPMAN | KERN | CA | CA_93276 | 93276 | Rural Fringe | -999 | 0.76222
6083 | 93429 | 6 | CASMALIA | SANTA BARBARA | CA | CA_93429 | 93429 | Suburb Small | 0 | 0.86042
6053 | 93928 | 6 | JOLON | MONTEREY | CA | CA_93928 | 93928 | Rural Fringe | 0 | 0.82145
6053 | 93930 | 6 | KING CITY | MONTEREY | CA | CA_93930 | 93930 | Town Fringe | 2369 | 0.88164
6053 | 93932 | 6 | LOCKWOOD | MONTEREY | CA | CA_93932 | 93932 | Town Fringe | 0 | 0.87439
6111 | 93003 | 6 | VENTURA | VENTURA | CA | CA_93003 | 93003 | City Midsize | 11334 | 0.88748
6111 | 93004 | 6 | VENTURA | VENTURA | CA | CA_93004 | 93004 | City Midsize | 6969 | 0.88803
6111 | 93010 | 6 | CAMARILLO | VENTURA | CA | CA_93010 | 93010 | Town Fringe | 11072 | 0.87823
6111 | 93015 | 6 | FILLMORE | VENTURA | CA | CA_93015 | 93015 | Town Fringe | 3695 | 0.89562
6111 | 93021 | 6 | MOORPARK | VENTURA | CA | CA_93021 | 93021 | Suburb Midsize | 8428 | 0.87913
6111 | 93022 | 6 | OAK VIEW | VENTURA | CA | CA_93022 | 93022 | City Midsize | 1272 | 0.82058
6111 | 93023 | 6 | OJAI | VENTURA | CA | CA_93023 | 93023 | Suburb Large | 6622 | 0.90701
6111 | 93030 | 6 | OXNARD | VENTURA | CA | CA_93030 | 93030 | City Midsize | 11248 | 0.94844
6111 | 93040 | 6 | PIRU | VENTURA | CA | CA_93040 | 93040 | Town Fringe | 0 | 0.89618
6111 | 93042 | 6 | POINT MUGU NAWC | VENTURA | CA | CA_93042 | 93042 | City Midsize | 163 | 0.85842
6111 | 93043 | 6 | PORT HUENEME CBC BASE | VENTURA | CA | CA_93043 | 93043 | City Midsize | 0 | 0.78207
6111 | 93060 | 6 | SANTA PAULA | VENTURA | CA | CA_93060 | 93060 | City Midsize | 7455 | 0.88081
6111 | 93063 | 6 | SIMI VALLEY | VENTURA | CA | CA_93063 | 93063 | Suburb Midsize | 15037 | 0.89894
6111 | 93065 | 6 | SIMI VALLEY | VENTURA | CA | CA_93065 | 93065 | Suburb Midsize | 17146 | 0.88869
6111 | 93066 | 6 | SOMIS | VENTURA | CA | CA_93066 | 93066 | Town Fringe | 1070 | 0.88998
6083 | 93101 | 6 | SANTA BARBARA | SANTA BARBARA | CA | CA_93101 | 93101 | Suburb Midsize | 5152 | 0.88728
6083 | 93103 | 6 | SANTA BARBARA | SANTA BARBARA | CA | CA_93103 | 93103 | Suburb Midsize | 3448 | 0.83113
6083 | 93108 | 6 | SANTA BARBARA | SANTA BARBARA | CA | CA_93108 | 93108 | Suburb Midsize | 2980 | 0.82929
6083 | 93110 | 6 | SANTA BARBARA | SANTA BARBARA | CA | CA_93110 | 93110 | Suburb Midsize | 3015 | 0.8146
6083 | 93111 | 6 | SANTA BARBARA | SANTA BARBARA | CA | CA_93111 | 93111 | Suburb Midsize | 4114 | 0.86191
6031 | 93202 | 6 | ARMONA | KINGS | CA | CA_93202 | 93202 | Town Fringe | 399 | 0.8723
6029 | 93203 | 6 | ARVIN | KERN | CA | CA_93203 | 93203 | Town Fringe | 4346 | 0.89832
6031 | 93204 | 6 | AVENAL | KINGS | CA | CA_93204 | 93204 | Town Fringe | 1743 | 0.89041
6029 | 93206 | 6 | BUTTONWILLOW | KERN | CA | CA_93206 | 93206 | Suburb Small | 682 | 0.86685
6031 | 93212 | 6 | CORCORAN | KINGS | CA | CA_93212 | 93212 | Town Fringe | 4300 | 0.89817
6029 | 93215 | 6 | DELANO | KERN | CA | CA_93215 | 93215 | Town Fringe | 8416 | 0.89513
6107 | 93219 | 6 | EARLIMART | TULARE | CA | CA_93219 | 93219 | Rural Fringe | 1745 | 0.85144
6029 | 93222 | 6 | PINE MOUNTAIN CLUB | KERN | CA | CA_93222 | 93222 | Rural Fringe | 0 | 0.8105
6107 | 93223 | 6 | FARMERSVILLE | TULARE | CA | CA_93223 | 93223 | Suburb Midsize | 1323 | 0.88273
6029 | 93224 | 6 | FELLOWS | KERN | CA | CA_93224 | 93224 | Suburb Small | 0 | 0.85634
6029 | 93225 | 6 | FRAZIER PARK | KERN | CA | CA_93225 | 93225 | Rural Fringe | 1004 | 0.82366
6019 | 93234 | 6 | HURON | FRESNO | CA | CA_93234 | 93234 | Town Fringe | 0 | 0.89574
6031 | 93239 | 6 | KETTLEMAN CITY | KINGS | CA | CA_93239 | 93239 | Town Fringe | 0 | 0.88725
6029 | 93243 | 6 | LEBEC | KERN | CA | CA_93243 | 93243 | Rural Fringe | 1200 | 0.85178
6029 | 93250 | 6 | MC FARLAND | KERN | CA | CA_93250 | 93250 | Town Fringe | 3455 | 0.89435
6107 | 93256 | 6 | PIXLEY | TULARE | CA | CA_93256 | 93256 | Rural Fringe | 967 | 0.85032
6029 | 93263 | 6 | SHAFTER | KERN | CA | CA_93263 | 93263 | Town Fringe | 4447 | 0.89235
6031 | 93266 | 6 | STRATFORD | KINGS | CA | CA_93266 | 93266 | Town Fringe | 351 | 0.89844
6107 | 93267 | 6 | STRATHMORE | TULARE | CA | CA_93267 | 93267 | City Small | 1402 | 0.9213
6107 | 93270 | 6 | TERRA BELLA | TULARE | CA | CA_93270 | 93270 | City Small | 846 | 0.9206
6107 | 93272 | 6 | TIPTON | TULARE | CA | CA_93272 | 93272 | Town Fringe | 1359 | 0.89511
6107 | 93274 | 6 | TULARE | TULARE | CA | CA_93274 | 93274 | City Midsize | 18956 | 0.88249
6029 | 93280 | 6 | WASCO | KERN | CA | CA_93280 | 93280 | Town Fringe | 4813 | 0.89804
6029 | 93301 | 6 | BAKERSFIELD | KERN | CA | CA_93301 | 93301 | Town Fringe | 2327 | 0.89483
6029 | 93304 | 6 | BAKERSFIELD | KERN | CA | CA_93304 | 93304 | Rural Fringe | 11595 | 0.85138
6029 | 93305 | 6 | BAKERSFIELD | KERN | CA | CA_93305 | 93305 | Town Fringe | 9185 | 0.90001
6029 | 93309 | 6 | BAKERSFIELD | KERN | CA | CA_93309 | 93309 | Rural Fringe | 13139 | 0.84151
6029 | 93312 | 6 | BAKERSFIELD | KERN | CA | CA_93312 | 93312 | Rural Fringe | 13918 | 0.84409
6029 | 93313 | 6 | BAKERSFIELD | KERN | CA | CA_93313 | 93313 | Rural Fringe | 11636 | 0.85265
6079 | 93401 | 6 | SAN LUIS OBISPO | SAN LUIS OBISPO | CA | CA_93401 | 93401 | City Small | 6450 | 0.90655
6079 | 93422 | 6 | ATASCADERO | SAN LUIS OBISPO | CA | CA_93422 | 93422 | Suburb Small | 7329 | 0.81334
6053 | 93426 | 6 | BRADLEY | MONTEREY | CA | CA_93426 | 93426 | Rural Fringe | 513 | 0.82981
6083 | 93427 | 6 | BUELLTON | SANTA BARBARA | CA | CA_93427 | 93427 | Suburb Small | 518 | 0.8558
6079 | 93432 | 6 | CRESTON | SAN LUIS OBISPO | CA | CA_93432 | 93432 | Suburb Small | 876 | 0.86715
6079 | 93433 | 6 | GROVER BEACH | SAN LUIS OBISPO | CA | CA_93433 | 93433 | Town Fringe | 3925 | 0.88874
6083 | 93434 | 6 | GUADALUPE | SANTA BARBARA | CA | CA_93434 | 93434 | Town Fringe | 229 | 0.90535
6083 | 93440 | 6 | LOS ALAMOS | SANTA BARBARA | CA | CA_93440 | 93440 | Suburb Small | 0 | 0.80624
6083 | 93441 | 6 | LOS OLIVOS | SANTA BARBARA | CA | CA_93441 | 93441 | Rural Fringe | 0 | 0.84759
6079 | 93442 | 6 | MORRO BAY | SAN LUIS OBISPO | CA | CA_93442 | 93442 | City Small | 5116 | 0.91742
6079 | 93444 | 6 | NIPOMO | SAN LUIS OBISPO | CA | CA_93444 | 93444 | Town Fringe | 6500 | 0.88481
6079 | 93445 | 6 | OCEANO | SAN LUIS OBISPO | CA | CA_93445 | 93445 | Town Fringe | 1482 | 0.8856
6079 | 93446 | 6 | PASO ROBLES | SAN LUIS OBISPO | CA | CA_93446 | 93446 | City Small | 12344 | 0.90563
6079 | 93449 | 6 | PISMO BEACH | SAN LUIS OBISPO | CA | CA_93449 | 93449 | Town Fringe | 2742 | 0.8713
6053 | 93450 | 6 | SAN ARDO | MONTEREY | CA | CA_93450 | 93450 | Rural Fringe | 0 | 0.83784
6053 | 93451 | 6 | SAN MIGUEL | MONTEREY | CA | CA_93451 | 93451 | Rural Fringe | 745 | 0.84684
6079 | 93452 | 6 | SAN SIMEON | SAN LUIS OBISPO | CA | CA_93452 | 93452 | Town Fringe | 0 | 0.86783
6079 | 93453 | 6 | SANTA MARGARITA | SAN LUIS OBISPO | CA | CA_93453 | 93453 | Suburb Small | 1979 | 0.86346
6083 | 93454 | 6 | SANTA MARIA | SANTA BARBARA | CA | CA_93454 | 93454 | Town Fringe | 11082 | 0.89311
6083 | 93455 | 6 | SANTA MARIA | SANTA BARBARA | CA | CA_93455 | 93455 | Suburb Small | 13438 | 0.86116
6083 | 93458 | 6 | SANTA MARIA | SANTA BARBARA | CA | CA_93458 | 93458 | Town Fringe | 8925 | 0.89801
6083 | 93460 | 6 | SANTA YNEZ | SANTA BARBARA | CA | CA_93460 | 93460 | Rural Fringe | 1455 | 0.84566
6079 | 93461 | 6 | SHANDON | SAN LUIS OBISPO | CA | CA_93461 | 93461 | Rural Fringe | 1027 | 0.85262
6083 | 93463 | 6 | SOLVANG | SANTA BARBARA | CA | CA_93463 | 93463 | Suburb Small | 2102 | 0.85023
6053 | 93927 | 6 | GREENFIELD | MONTEREY | CA | CA_93927 | 93927 | Suburb Midsize | 3418 | 0.87071
49037 | 84533 | 49 | LAKE POWELL | SAN JUAN | UT | UT_84533 | 84533 | Town Fringe | 580 | 0.82151
49017 | 84716 | 49 | BOULDER | GARFIELD | UT | UT_84716 | 84716 | Rural Fringe | 501 | 0.83093
49021 | 84720 | 49 | CEDAR CITY | IRON | UT | UT_84720 | 84720 | Town Fringe | 4392 | 0.77548
49021 | 84721 | 49 | CEDAR CITY | IRON | UT | UT_84721 | 84721 | Town Fringe | 5049 | 0.80507
49053 | 84737 | 49 | HURRICANE | WASHINGTON | UT | UT_84737 | 84737 | City Small | 5299 | 0.87678
49025 | 84741 | 49 | KANAB | KANE | UT | UT_84741 | 84741 | Town Fringe | 3663 | 0.81247
49021 | 84742 | 49 | KANARRAVILLE | IRON | UT | UT_84742 | 84742 | Town Fringe | 453 | 0.79109
49025 | 84758 | 49 | ORDERVILLE | KANE | UT | UT_84758 | 84758 | Town Fringe | 0 | 0.77214
49017 | 84759 | 49 | PANGUITCH | GARFIELD | UT | UT_84759 | 84759 | Rural Fringe | 941 | 0.80931
49053 | 84763 | 49 | ROCKVILLE | WASHINGTON | UT | UT_84763 | 84763 | City Small | 0 | 0.86038
49053 | 84790 | 49 | SAINT GEORGE | WASHINGTON | UT | UT_84790 | 84790 | City Small | 11837 | 0.88594
4005 | 86001 | 4 | FLAGSTAFF | COCONINO | AZ | AZ_86001 | 86001 | Rural Fringe | 10030 | 0.83372
4005 | 86015 | 4 | BELLEMONT | COCONINO | AZ | AZ_86015 | 86015 | City Small | 0 | 0.82493
4005 | 86018 | 4 | PARKS | COCONINO | AZ | AZ_86018 | 86018 | City Small | 0 | 0.84939
4005 | 86022 | 4 | FREDONIA | COCONINO | AZ | AZ_86022 | 86022 | Rural Fringe | 4 | 0.82835
4005 | 86023 | 4 | GRAND CANYON | COCONINO | AZ | AZ_86023 | 86023 | Rural Fringe | 229 | 0.82766
4005 | 86040 | 4 | PAGE | COCONINO | AZ | AZ_86040 | 86040 | Rural Fringe | 94 | 0.84098
4017 | 86029 | 4 | SUN VALLEY | NAVAJO | AZ | AZ_86029 | 86029 | Town Fringe | 0 | 0.84423
4005 | 86046 | 4 | WILLIAMS | COCONINO | AZ | AZ_86046 | 86046 | Rural Fringe | 6293 | 0.84652
4025 | 86322 | 4 | CAMP VERDE | YAVAPAI | AZ | AZ_86322 | 86322 | Rural Fringe | 3994 | 0.8557
4025 | 86329 | 4 | HUMBOLDT | YAVAPAI | AZ | AZ_86329 | 86329 | Suburb Small | 0 | 0.80797
4025 | 86331 | 4 | JEROME | YAVAPAI | AZ | AZ_86331 | 86331 | Suburb Small | 0 | 0.79731
4015 | 86401 | 4 | KINGMAN | MOHAVE | AZ | AZ_86401 | 86401 | Rural Fringe | 9510 | 0.85694
4015 | 86402 | 4 | KINGMAN | MOHAVE | AZ | AZ_86402 | 86402 | Rural Fringe | -999 | 0.87238
4015 | 86434 | 4 | PEACH SPRINGS | MOHAVE | AZ | AZ_86434 | 86434 | Rural Fringe | 806 | 0.84835
49017 | 84776 | 49 | TROPIC | GARFIELD | UT | UT_84776 | 84776 | Rural Fringe | 0 | 0.80889
49053 | 84779 | 49 | VIRGIN | WASHINGTON | UT | UT_84779 | 84779 | City Small | 269 | 0.86485
49053 | 84784 | 49 | HILDALE | WASHINGTON | UT | UT_84784 | 84784 | City Small | 0 | 0.86678
4007 | 85547 | 4 | PAYSON | GILA | AZ | AZ_85547 | 85547 | Rural Fringe | 873 | 0.82033
4017 | 85934 | 4 | PINEDALE | NAVAJO | AZ | AZ_85934 | 85934 | Rural Fringe | -999 | 0.8109
4005 | 86020 | 4 | CAMERON | COCONINO | AZ | AZ_86020 | 86020 | Rural Fringe | 265 | 0.86418
4025 | 86351 | 4 | SEDONA | YAVAPAI | AZ | AZ_86351 | 86351 | Rural Fringe | 1839 | 0.83468
49017 | 84718 | 49 | CANNONVILLE | GARFIELD | UT | UT_84718 | 84718 | Rural Fringe | 0 | 0.84239
49053 | 84725 | 49 | ENTERPRISE | WASHINGTON | UT | UT_84725 | 84725 | City Small | -999 | 0.80342
49053 | 84745 | 49 | LA VERKIN | WASHINGTON | UT | UT_84745 | 84745 | City Small | 802 | 0.88016
49053 | 84746 | 49 | LEEDS | WASHINGTON | UT | UT_84746 | 84746 | City Small | -999 | 0.88402
49025 | 84755 | 49 | MOUNT CARMEL | KANE | UT | UT_84755 | 84755 | Town Fringe | 0 | 0.76653
49021 | 84761 | 49 | PAROWAN | IRON | UT | UT_84761 | 84761 | Town Fringe | 136 | 0.77533
49017 | 84764 | 49 | BRYCE | GARFIELD | UT | UT_84764 | 84764 | Rural Fringe | 0 | 0.81205
49053 | 84765 | 49 | SANTA CLARA | WASHINGTON | UT | UT_84765 | 84765 | City Small | 1953 | 0.88798
49053 | 84767 | 49 | SPRINGDALE | WASHINGTON | UT | UT_84767 | 84767 | City Small | 170 | 0.84877
49025 | 84710 | 49 | ALTON | KANE | UT | UT_84710 | 84710 | Town Fringe | 0 | 0.76426
49017 | 84712 | 49 | ANTIMONY | GARFIELD | UT | UT_84712 | 84712 | Rural Fringe | 127 | 0.79885
49021 | 84714 | 49 | BERYL | IRON | UT | UT_84714 | 84714 | Town Fringe | 442 | 0.80159
49021 | 84719 | 49 | BRIAN HEAD | IRON | UT | UT_84719 | 84719 | Town Fringe | 74 | 0.75802
49053 | 84722 | 49 | CENTRAL | WASHINGTON | UT | UT_84722 | 84722 | City Small | 5 | 0.84305
49017 | 84726 | 49 | ESCALANTE | GARFIELD | UT | UT_84726 | 84726 | Rural Fringe | 0 | 0.81505
49025 | 84729 | 49 | GLENDALE | KANE | UT | UT_84729 | 84729 | Town Fringe | 0 | 0.7663
49053 | 84733 | 49 | GUNLOCK | WASHINGTON | UT | UT_84733 | 84733 | City Small | 1123 | 0.87237
49017 | 84735 | 49 | HATCH | GARFIELD | UT | UT_84735 | 84735 | Rural Fringe | 239 | 0.80352
49017 | 84736 | 49 | HENRIEVILLE | GARFIELD | UT | UT_84736 | 84736 | Rural Fringe | 0 | 0.8038
49053 | 84738 | 49 | IVINS | WASHINGTON | UT | UT_84738 | 84738 | City Small | 2095 | 0.8816
49021 | 84753 | 49 | MODENA | IRON | UT | UT_84753 | 84753 | Town Fringe | 49 | 0.78246
49053 | 84774 | 49 | TOQUERVILLE | WASHINGTON | UT | UT_84774 | 84774 | City Small | 94 | 0.86964
49053 | 84757 | 49 | NEW HARMONY | WASHINGTON | UT | UT_84757 | 84757 | City Small | 423 | 0.83292
49021 | 84760 | 49 | PARAGONAH | IRON | UT | UT_84760 | 84760 | Town Fringe | 773 | 0.77649
49025 | 84762 | 49 | DUCK CREEK VILLAGE | KANE | UT | UT_84762 | 84762 | Town Fringe | 0 | 0.75649
49053 | 84770 | 49 | SAINT GEORGE | WASHINGTON | UT | UT_84770 | 84770 | City Small | 9182 | 0.86864
49021 | 84772 | 49 | SUMMIT | IRON | UT | UT_84772 | 84772 | Town Fringe | 49 | 0.81343
49053 | 84780 | 49 | WASHINGTON | WASHINGTON | UT | UT_84780 | 84780 | City Small | 5471 | 0.8755
49053 | 84781 | 49 | PINE VALLEY | WASHINGTON | UT | UT_84781 | 84781 | City Small | 720 | 0.82913
49053 | 84782 | 49 | VEYO | WASHINGTON | UT | UT_84782 | 84782 | City Small | 334 | 0.86474
49053 | 84783 | 49 | DAMMERON VALLEY | WASHINGTON | UT | UT_84783 | 84783 | City Small | 488 | 0.87355
4007 | 85544 | 4 | PINE | GILA | AZ | AZ_85544 | 85544 | Rural Fringe | 335 | 0.80276
4017 | 85911 | 4 | CIBECUE | NAVAJO | AZ | AZ_85911 | 85911 | Town Fringe | 31 | 0.80547
4017 | 85923 | 4 | CLAY SPRINGS | NAVAJO | AZ | AZ_85923 | 85923 | Rural Fringe | 0 | 0.86603
4005 | 86004 | 4 | FLAGSTAFF | COCONINO | AZ | AZ_86004 | 86004 | City Small | 11848 | 0.89742
4017 | 86031 | 4 | INDIAN WELLS | NAVAJO | AZ | AZ_86031 | 86031 | Town Fringe | 816 | 0.83693
4017 | 86032 | 4 | JOSEPH CITY | NAVAJO | AZ | AZ_86032 | 86032 | Rural Fringe | 0 | 0.8728
4017 | 86033 | 4 | KAYENTA | NAVAJO | AZ | AZ_86033 | 86033 | Rural Fringe | 1771 | 0.84387
4017 | 86034 | 4 | KEAMS CANYON | NAVAJO | AZ | AZ_86034 | 86034 | Rural Fringe | 791 | 0.86304
4005 | 86035 | 4 | LEUPP | COCONINO | AZ | AZ_86035 | 86035 | City Small | 133 | 0.9082
4005 | 86036 | 4 | MARBLE CANYON | COCONINO | AZ | AZ_86036 | 86036 | Rural Fringe | 331 | 0.85502
4005 | 86044 | 4 | TONALEA | COCONINO | AZ | AZ_86044 | 86044 | Rural Fringe | 881 | 0.85947
4005 | 86045 | 4 | TUBA CITY | COCONINO | AZ | AZ_86045 | 86045 | Rural Fringe | 242 | 0.86189
4017 | 86047 | 4 | WINSLOW | NAVAJO | AZ | AZ_86047 | 86047 | Rural Fringe | 3342 | 0.86944
4017 | 86054 | 4 | SHONTO | NAVAJO | AZ | AZ_86054 | 86054 | Rural Fringe | 927 | 0.84797
4025 | 86303 | 4 | PRESCOTT | YAVAPAI | AZ | AZ_86303 | 86303 | City Small | 7693 | 0.85306
4025 | 86315 | 4 | PRESCOTT VALLEY | YAVAPAI | AZ | AZ_86315 | 86315 | Suburb Small | 731 | 0.79086
4025 | 86327 | 4 | DEWEY | YAVAPAI | AZ | AZ_86327 | 86327 | Suburb Small | 2910 | 0.79911
4025 | 86333 | 4 | MAYER | YAVAPAI | AZ | AZ_86333 | 86333 | Rural Fringe | 1379 | 0.86805
4025 | 86334 | 4 | PAULDEN | YAVAPAI | AZ | AZ_86334 | 86334 | Town Fringe | 2420 | 0.83384
4025 | 86343 | 4 | CROWN KING | YAVAPAI | AZ | AZ_86343 | 86343 | Rural Fringe | 0 | 0.83291
4015 | 86411 | 4 | HACKBERRY | MOHAVE | AZ | AZ_86411 | 86411 | Rural Fringe | 0 | 0.85091
4015 | 86437 | 4 | VALENTINE | MOHAVE | AZ | AZ_86437 | 86437 | Rural Fringe | 0 | 0.86184
4015 | 86444 | 4 | MEADVIEW | MOHAVE | AZ | AZ_86444 | 86444 | Rural Fringe | 1564 | 0.85267
4001 | 86505 | 4 | GANADO | APACHE | AZ | AZ_86505 | 86505 | Rural Fringe | 1491 | 0.85442
4017 | 86510 | 4 | PINON | NAVAJO | AZ | AZ_86510 | 86510 | Rural Fringe | 2290 | 0.84776
32003 | 89007 | 32 | BUNKERVILLE | CLARK | NV | NV_89007 | 89007 | Suburb Large | 0 | 0.75538
32003 | 89027 | 32 | MESQUITE | CLARK | NV | NV_89027 | 89027 | Suburb Large | 3600 | 0.76038
32003 | 89040 | 32 | OVERTON | CLARK | NV | NV_89040 | 89040 | Suburb Large | 952 | 0.76277
32017 | 89042 | 32 | PANACA | LINCOLN | NV | NV_89042 | 89042 | Rural Fringe | 171 | 0.8232
35043 | 87001 | 35 | ALGODONES | SANDOVAL | NM | NM_87001 | 87001 | Suburb Large | 15 | 0.77342
35061 | 87002 | 35 | BELEN | VALENCIA | NM | NM_87002 | 87002 | Town Fringe | 6363 | 0.84542
35006 | 87020 | 35 | GRANTS | CIBOLA | NM | NM_87020 | 87020 | Town Fringe | 4410 | 0.81608
35043 | 87025 | 35 | JEMEZ SPRINGS | SANDOVAL | NM | NM_87025 | 87025 | Rural Fringe | 629 | 0.80584
35057 | 87032 | 35 | MCINTOSH | TORRANCE | NM | NM_87032 | 87032 | Rural Fringe | -999 | 0.80623
35006 | 87038 | 35 | NEW LAGUNA | CIBOLA | NM | NM_87038 | 87038 | Town Fringe | 0 | 0.83897
35006 | 87051 | 35 | SAN RAFAEL | CIBOLA | NM | NM_87051 | 87051 | Town Fringe | 0 | 0.82162
35001 | 87059 | 35 | TIJERAS | BERNALILLO | NM | NM_87059 | 87059 | City Large | 4141 | 0.75725
35043 | 87083 | 35 | COCHITI LAKE | SANDOVAL | NM | NM_87083 | 87083 | Suburb Large | 0 | 0.74418
35001 | 87105 | 35 | ALBUQUERQUE | BERNALILLO | NM | NM_87105 | 87105 | City Large | 14800 | 0.80032
35001 | 87114 | 35 | ALBUQUERQUE | BERNALILLO | NM | NM_87114 | 87114 | City Large | 16494 | 0.78362
35001 | 87117 | 35 | KIRTLAND AFB | BERNALILLO | NM | NM_87117 | 87117 | City Large | 2 | 0.5
35001 | 87121 | 35 | ALBUQUERQUE | BERNALILLO | NM | NM_87121 | 87121 | City Large | 21484 | 0.80978
35043 | 87124 | 35 | RIO RANCHO | SANDOVAL | NM | NM_87124 | 87124 | Suburb Large | 13503 | 0.72451
35001 | 87131 | 35 | ALBUQUERQUE | BERNALILLO | NM | NM_87131 | 87131 | City Large | 6 | 0.83333
35043 | 87144 | 35 | RIO RANCHO | SANDOVAL | NM | NM_87144 | 87144 | Rural Fringe | 14196 | 0.85476
35001 | 87151 | 35 | ALBUQUERQUE | BERNALILLO | NM | NM_87151 | 87151 | City Large | 0 | 0.80032
35031 | 87305 | 35 | GALLUP | MCKINLEY | NM | NM_87305 | 87305 | Rural Fringe | 0 | 0.85328
35031 | 87319 | 35 | MENTMORE | MCKINLEY | NM | NM_87319 | 87319 | Rural Fringe | 15 | 0.85677
35031 | 87322 | 35 | REHOBOTH | MCKINLEY | NM | NM_87322 | 87322 | Rural Fringe | 0 | 0.86898
35006 | 87357 | 35 | PINEHILL | CIBOLA | NM | NM_87357 | 87357 | Town Fringe | 1097 | 0.82614
35031 | 87365 | 35 | SMITH LAKE | MCKINLEY | NM | NM_87365 | 87365 | Rural Fringe | 346 | 0.84089
35049 | 87506 | 35 | SANTA FE | SANTA FE | NM | NM_87506 | 87506 | Rural Fringe | 6053 | 0.83743
35028 | 87544 | 35 | LOS ALAMOS | LOS ALAMOS | NM | NM_87544 | 87544 | Town Fringe | 4824 | 0.79764
35047 | 87701 | 35 | LAS VEGAS | SAN MIGUEL | NM | NM_87701 | 87701 | Town Fringe | 5548 | 0.81634
35021 | 87733 | 35 | MOSQUERO | HARDING | NM | NM_87733 | 87733 | Rural Fringe | 0 | 0.8654
35033 | 87753 | 35 | WATROUS | MORA | NM | NM_87753 | 87753 | Rural Fringe | 0 | 0.85596
35003 | 87821 | 35 | DATIL | CATRON | NM | NM_87821 | 87821 | Rural Fringe | 644 | 0.8507
35053 | 87825 | 35 | MAGDALENA | SOCORRO | NM | NM_87825 | 87825 | Rural Fringe | 372 | 0.86094
35003 | 87830 | 35 | RESERVE | CATRON | NM | NM_87830 | 87830 | Rural Fringe | 0 | 0.8233
35053 | 87832 | 35 | SAN ANTONIO | SOCORRO | NM | NM_87832 | 87832 | Town Fringe | 925 | 0.85124
35051 | 87901 | 35 | TRUTH OR CONSEQUENCES | SIERRA | NM | NM_87901 | 87901 | Town Fringe | 2788 | 0.86142
35051 | 87930 | 35 | ARREY | SIERRA | NM | NM_87930 | 87930 | Town Fringe | 0 | 0.85977
35051 | 87935 | 35 | ELEPHANT BUTTE | SIERRA | NM | NM_87935 | 87935 | Town Fringe | 0 | 0.83297
35051 | 87942 | 35 | WILLIAMSBURG | SIERRA | NM | NM_87942 | 87942 | Town Fringe | 0 | 0.85616
35051 | 87943 | 35 | WINSTON | SIERRA | NM | NM_87943 | 87943 | Town Fringe | 16 | 0.81846
35013 | 88003 | 35 | LAS CRUCES | DONA ANA | NM | NM_88003 | 88003 | City Small | 260 | 0.87743
35013 | 88011 | 35 | LAS CRUCES | DONA ANA | NM | NM_88011 | 88011 | City Small | 6890 | 0.92782
35013 | 88012 | 35 | LAS CRUCES | DONA ANA | NM | NM_88012 | 88012 | Rural Fringe | 7615 | 0.89218
35017 | 88028 | 35 | CLIFF | GRANT | NM | NM_88028 | 88028 | Town Fringe | 0 | 0.81657
35017 | 88041 | 35 | HANOVER | GRANT | NM | NM_88041 | 88041 | Rural Fringe | 559 | 0.85585
35051 | 88042 | 35 | HILLSBORO | SIERRA | NM | NM_88042 | 88042 | Town Fringe | 28 | 0.84786
35017 | 88061 | 35 | SILVER CITY | GRANT | NM | NM_88061 | 88061 | Town Fringe | 5258 | 0.85035
35009 | 88101 | 35 | CLOVIS | CURRY | NM | NM_88101 | 88101 | Town Fringe | 13241 | 0.84012
35009 | 88103 | 35 | CANNON AFB | CURRY | NM | NM_88103 | 88103 | Town Fringe | 133 | 0.82303
35041 | 88116 | 35 | ELIDA | ROOSEVELT | NM | NM_88116 | 88116 | Rural Fringe | 410 | 0.88274
35011 | 88119 | 35 | FORT SUMNER | DE BACA | NM | NM_88119 | 88119 | Rural Fringe | 326 | 0.87736
35041 | 88130 | 35 | PORTALES | ROOSEVELT | NM | NM_88130 | 88130 | Town Fringe | 3900 | 0.84408
35005 | 88201 | 35 | ROSWELL | CHAVES | NM | NM_88201 | 88201 | Town Fringe | 8516 | 0.85749
35015 | 88210 | 35 | ARTESIA | EDDY | NM | NM_88210 | 88210 | Town Fringe | 4591 | 0.86379
35015 | 88220 | 35 | CARLSBAD | EDDY | NM | NM_88220 | 88220 | Town Fringe | 10820 | 0.86489
35005 | 88232 | 35 | HAGERMAN | CHAVES | NM | NM_88232 | 88232 | Rural Fringe | 515 | 0.88849
35025 | 88240 | 35 | HOBBS | LEA | NM | NM_88240 | 88240 | Town Fringe | 10065 | 0.86451
35015 | 88254 | 35 | LAKEWOOD | EDDY | NM | NM_88254 | 88254 | Town Fringe | -999 | 0.85005
35025 | 88260 | 35 | LOVINGTON | LEA | NM | NM_88260 | 88260 | Town Fringe | 3513 | 0.86029
35025 | 88265 | 35 | MONUMENT | LEA | NM | NM_88265 | 88265 | Town Fringe | 0 | 0.86832
35027 | 88301 | 35 | CARRIZOZO | LINCOLN | NM | NM_88301 | 88301 | Rural Fringe | 153 | 0.87757
35035 | 88311 | 35 | ALAMOGORDO | OTERO | NM | NM_88311 | 88311 | Town Fringe | 0 | 0.79344
35035 | 88314 | 35 | BENT | OTERO | NM | NM_88314 | 88314 | Town Fringe | 0 | 0.82838
35027 | 88318 | 35 | CORONA | LINCOLN | NM | NM_88318 | 88318 | Rural Fringe | 152 | 0.87523
35027 | 88323 | 35 | FORT STANTON | LINCOLN | NM | NM_88323 | 88323 | Rural Fringe | 0 | 0.88475
35027 | 88336 | 35 | HONDO | LINCOLN | NM | NM_88336 | 88336 | Rural Fringe | 0 | 0.87161
35035 | 88344 | 35 | PINON | OTERO | NM | NM_88344 | 88344 | Town Fringe | 822 | 0.8684
35035 | 88354 | 35 | WEED | OTERO | NM | NM_88354 | 88354 | Rural Fringe | 0 | 0.83579
35047 | 88416 | 35 | CONCHAS DAM | SAN MIGUEL | NM | NM_88416 | 88416 | Town Fringe | 239 | 0.84068
35019 | 88435 | 35 | SANTA ROSA | GUADALUPE | NM | NM_88435 | 88435 | Town Fringe | 607 | 0.84746
35047 | 88439 | 35 | TREMENTINA | SAN MIGUEL | NM | NM_88439 | 88439 | Town Fringe | 335 | 0.83159
35006 | 87014 | 35 | CUBERO | CIBOLA | NM | NM_87014 | 87014 | Town Fringe | 0 | 0.83945
35006 | 87021 | 35 | MILAN | CIBOLA | NM | NM_87021 | 87021 | Town Fringe | 0 | 0.80708
35061 | 87023 | 35 | JARALES | VALENCIA | NM | NM_87023 | 87023 | Town Fringe | 149 | 0.82152
35043 | 87004 | 35 | BERNALILLO | SANDOVAL | NM | NM_87004 | 87004 | Suburb Large | 2288 | 0.76831
35006 | 87005 | 35 | BLUEWATER | CIBOLA | NM | NM_87005 | 87005 | Town Fringe | 0 | 0.83674
35053 | 87006 | 35 | BOSQUE | SOCORRO | NM | NM_87006 | 87006 | Town Fringe | 0 | 0.84953
35006 | 87007 | 35 | CASA BLANCA | CIBOLA | NM | NM_87007 | 87007 | Town Fringe | 102 | 0.83907
35053 | 87028 | 35 | LA JOYA | SOCORRO | NM | NM_87028 | 87028 | Town Fringe | 0 | 0.85235
35001 | 87008 | 35 | CEDAR CREST | BERNALILLO | NM | NM_87008 | 87008 | City Large | 1086 | 0.73165
35043 | 87044 | 35 | PONDEROSA | SANDOVAL | NM | NM_87044 | 87044 | Rural Fringe | 0 | 0.81163
35049 | 87010 | 35 | CERRILLOS | SANTA FE | NM | NM_87010 | 87010 | City Small | 204 | 0.89626
35006 | 87049 | 35 | SAN FIDEL | CIBOLA | NM | NM_87049 | 87049 | Town Fringe | 0 | 0.84427
35043 | 87052 | 35 | SANTO DOMINGO PUEBLO | SANDOVAL | NM | NM_87052 | 87052 | Suburb Large | 35 | 0.77342
35049 | 87015 | 35 | EDGEWOOD | SANTA FE | NM | NM_87015 | 87015 | Rural Fringe | 3664 | 0.84065
35057 | 87016 | 35 | ESTANCIA | TORRANCE | NM | NM_87016 | 87016 | Rural Fringe | 442 | 0.84668
35043 | 87024 | 35 | JEMEZ PUEBLO | SANDOVAL | NM | NM_87024 | 87024 | Rural Fringe | 82 | 0.83307
35057 | 87061 | 35 | TORREON | TORRANCE | NM | NM_87061 | 87061 | Rural Fringe | 0 | 0.80414
35006 | 87026 | 35 | LAGUNA | CIBOLA | NM | NM_87026 | 87026 | Town Fringe | 709 | 0.84649
35061 | 87031 | 35 | LOS LUNAS | VALENCIA | NM | NM_87031 | 87031 | Town Fringe | 8912 | 0.8428
35057 | 87035 | 35 | MORIARTY | TORRANCE | NM | NM_87035 | 87035 | Rural Fringe | 1505 | 0.86591
35057 | 87036 | 35 | MOUNTAINAIR | TORRANCE | NM | NM_87036 | 87036 | Rural Fringe | 0 | 0.85503
35006 | 87040 | 35 | PAGUATE | CIBOLA | NM | NM_87040 | 87040 | Town Fringe | 106 | 0.83182
35043 | 87041 | 35 | PENA BLANCA | SANDOVAL | NM | NM_87041 | 87041 | Suburb Large | 294 | 0.76687
35061 | 87042 | 35 | PERALTA | VALENCIA | NM | NM_87042 | 87042 | Town Fringe | 679 | 0.82757
35043 | 87043 | 35 | PLACITAS | SANDOVAL | NM | NM_87043 | 87043 | Suburb Large | 1250 | 0.75967
35006 | 87045 | 35 | PREWITT | CIBOLA | NM | NM_87045 | 87045 | Town Fringe | 51 | 0.79416
35043 | 87047 | 35 | SANDIA PARK | SANDOVAL | NM | NM_87047 | 87047 | Suburb Large | 1382 | 0.74951
35043 | 87048 | 35 | CORRALES | SANDOVAL | NM | NM_87048 | 87048 | City Large | 3085 | 0.7677
35043 | 87053 | 35 | SAN YSIDRO | SANDOVAL | NM | NM_87053 | 87053 | Rural Fringe | 815 | 0.86282
35049 | 87056 | 35 | STANLEY | SANTA FE | NM | NM_87056 | 87056 | Rural Fringe | 449 | 0.86251
35061 | 87060 | 35 | TOME | VALENCIA | NM | NM_87060 | 87060 | Town Fringe | -999 | 0.84982
35053 | 87062 | 35 | VEGUITA | SOCORRO | NM | NM_87062 | 87062 | Town Fringe | 0 | 0.84664
35057 | 87063 | 35 | WILLARD | TORRANCE | NM | NM_87063 | 87063 | Rural Fringe | 442 | 0.87333
35001 | 87111 | 35 | ALBUQUERQUE | BERNALILLO | NM | NM_87111 | 87111 | City Large | 16724 | 0.90098
35061 | 87068 | 35 | BOSQUE FARMS | VALENCIA | NM | NM_87068 | 87068 | Town Fringe | 1099 | 0.84457
35057 | 87070 | 35 | CLINES CORNERS | TORRANCE | NM | NM_87070 | 87070 | Rural Fringe | 31 | 0.86185
35001 | 87102 | 35 | ALBUQUERQUE | BERNALILLO | NM | NM_87102 | 87102 | City Large | 6834 | 0.75241
35001 | 87104 | 35 | ALBUQUERQUE | BERNALILLO | NM | NM_87104 | 87104 | City Large | 4584 | 0.80759
35001 | 87106 | 35 | ALBUQUERQUE | BERNALILLO | NM | NM_87106 | 87106 | City Large | 7993 | 0.85888
35001 | 87107 | 35 | ALBUQUERQUE | BERNALILLO | NM | NM_87107 | 87107 | City Large | 12548 | 0.8167
35001 | 87108 | 35 | ALBUQUERQUE | BERNALILLO | NM | NM_87108 | 87108 | City Large | 10487 | 0.88729
35001 | 87109 | 35 | ALBUQUERQUE | BERNALILLO | NM | NM_87109 | 87109 | City Large | 10790 | 0.88434
35001 | 87116 | 35 | ALBUQUERQUE | BERNALILLO | NM | NM_87116 | 87116 | City Large | 1083 | 0.89289
35001 | 87110 | 35 | ALBUQUERQUE | BERNALILLO | NM | NM_87110 | 87110 | City Large | 14776 | 0.85314
35031 | 87302 | 35 | GALLUP | MCKINLEY | NM | NM_87302 | 87302 | Rural Fringe | 118 | 0.82843
35001 | 87112 | 35 | ALBUQUERQUE | BERNALILLO | NM | NM_87112 | 87112 | City Large | 14791 | 0.86816
35001 | 87113 | 35 | ALBUQUERQUE | BERNALILLO | NM | NM_87113 | 87113 | City Large | 3340 | 0.76663
35001 | 87120 | 35 | ALBUQUERQUE | BERNALILLO | NM | NM_87120 | 87120 | City Large | 14384 | 0.78524
35031 | 87317 | 35 | GAMERCO | MCKINLEY | NM | NM_87317 | 87317 | Rural Fringe | 0 | 0.85899
35001 | 87122 | 35 | ALBUQUERQUE | BERNALILLO | NM | NM_87122 | 87122 | City Large | 6679 | 0.75412
35031 | 87375 | 35 | YATAHEY | MCKINLEY | NM | NM_87375 | 87375 | Rural Fringe | 0 | 0.85055
35001 | 87123 | 35 | ALBUQUERQUE | BERNALILLO | NM | NM_87123 | 87123 | City Large | 9186 | 0.78996
35001 | 87125 | 35 | ALBUQUERQUE | BERNALILLO | NM | NM_87125 | 87125 | City Large | 0 | 0.81094
35047 | 87569 | 35 | SERAFINA | SAN MIGUEL | NM | NM_87569 | 87569 | Town Fringe | 0 | 0.79
35031 | 87301 | 35 | GALLUP | MCKINLEY | NM | NM_87301 | 87301 | Rural Fringe | 6352 | 0.85009
35031 | 87310 | 35 | BRIMHALL | MCKINLEY | NM | NM_87310 | 87310 | Rural Fringe | 156 | 0.86441
35031 | 87311 | 35 | CHURCH ROCK | MCKINLEY | NM | NM_87311 | 87311 | Rural Fringe | 255 | 0.84787
35031 | 87312 | 35 | CONTINENTAL DIVIDE | MCKINLEY | NM | NM_87312 | 87312 | Rural Fringe | 224 | 0.81925
35031 | 87313 | 35 | CROWNPOINT | MCKINLEY | NM | NM_87313 | 87313 | Rural Fringe | 1405 | 0.86198
35031 | 87316 | 35 | FORT WINGATE | MCKINLEY | NM | NM_87316 | 87316 | Rural Fringe | 0 | 0.81536
35006 | 87321 | 35 | RAMAH | CIBOLA | NM | NM_87321 | 87321 | Town Fringe | 180 | 0.80983
35031 | 87323 | 35 | THOREAU | MCKINLEY | NM | NM_87323 | 87323 | Rural Fringe | 283 | 0.84553
35031 | 87325 | 35 | TOHATCHI | MCKINLEY | NM | NM_87325 | 87325 | Rural Fringe | 823 | 0.85076
35031 | 87326 | 35 | VANDERWAGEN | MCKINLEY | NM | NM_87326 | 87326 | Rural Fringe | 292 | 0.82606
35031 | 87327 | 35 | ZUNI | MCKINLEY | NM | NM_87327 | 87327 | Town Fringe | 1091 | 0.82214
35031 | 87347 | 35 | JAMESTOWN | MCKINLEY | NM | NM_87347 | 87347 | Rural Fringe | 0 | 0.83407
35049 | 87501 | 35 | SANTA FE | SANTA FE | NM | NM_87501 | 87501 | City Small | 5920 | 0.83487
35049 | 87505 | 35 | SANTA FE | SANTA FE | NM | NM_87505 | 87505 | City Small | 11038 | 0.84923
35049 | 87507 | 35 | SANTA FE | SANTA FE | NM | NM_87507 | 87507 | City Small | 10728 | 0.89348
35049 | 87508 | 35 | SANTA FE | SANTA FE | NM | NM_87508 | 87508 | City Small | 4055 | 0.90218
35049 | 87535 | 35 | GLORIETA | SANTA FE | NM | NM_87535 | 87535 | City Small | 380 | 0.84035
35047 | 87538 | 35 | ILFELD | SAN MIGUEL | NM | NM_87538 | 87538 | Town Fringe | 76 | 0.79604
35049 | 87540 | 35 | LAMY | SANTA FE | NM | NM_87540 | 87540 | City Small | 1549 | 0.89401
35047 | 87552 | 35 | PECOS | SAN MIGUEL | NM | NM_87552 | 87552 | Rural Fringe | 116 | 0.80231
35047 | 87560 | 35 | RIBERA | SAN MIGUEL | NM | NM_87560 | 87560 | Town Fringe | 0 | 0.80222
35047 | 87565 | 35 | SAN JOSE | SAN MIGUEL | NM | NM_87565 | 87565 | Town Fringe | 0 | 0.79009
35047 | 87562 | 35 | ROWE | SAN MIGUEL | NM | NM_87562 | 87562 | Town Fringe | 0 | 0.80432
35047 | 87573 | 35 | TERERRO | SAN MIGUEL | NM | NM_87573 | 87573 | Rural Fringe | 133 | 0.80324
35047 | 87583 | 35 | VILLANUEVA | SAN MIGUEL | NM | NM_87583 | 87583 | Town Fringe | 175 | 0.82813
35019 | 87711 | 35 | ANTON CHICO | GUADALUPE | NM | NM_87711 | 87711 | Town Fringe | 0 | 0.84051
35047 | 87731 | 35 | MONTEZUMA | SAN MIGUEL | NM | NM_87731 | 87731 | Town Fringe | 0 | 0.77562
35033 | 87715 | 35 | CLEVELAND | MORA | NM | NM_87715 | 87715 | Rural Fringe | 0 | 0.80314
35019 | 87724 | 35 | LA LOMA | GUADALUPE | NM | NM_87724 | 87724 | Town Fringe | 0 | 0.84347
35033 | 87732 | 35 | MORA | MORA | NM | NM_87732 | 87732 | Rural Fringe | 0 | 0.80691
35033 | 87736 | 35 | RAINSVILLE | MORA | NM | NM_87736 | 87736 | Rural Fringe | 0 | 0.83803
35021 | 87746 | 35 | SOLANO | HARDING | NM | NM_87746 | 87746 | Rural Fringe | 0 | 0.85947
35003 | 87824 | 35 | LUNA | CATRON | NM | NM_87824 | 87824 | Rural Fringe | 0 | 0.82067
35053 | 87801 | 35 | SOCORRO | SOCORRO | NM | NM_87801 | 87801 | Town Fringe | 1877 | 0.84335
35003 | 87820 | 35 | ARAGON | CATRON | NM | NM_87820 | 87820 | Rural Fringe | 0 | 0.82186
35051 | 87931 | 35 | CABALLO | SIERRA | NM | NM_87931 | 87931 | Town Fringe | 0 | 0.85973
35053 | 87823 | 35 | LEMITAR | SOCORRO | NM | NM_87823 | 87823 | Town Fringe | 0 | 0.85003
35003 | 87827 | 35 | PIE TOWN | CATRON | NM | NM_87827 | 87827 | Rural Fringe | 65 | 0.85873
35053 | 87828 | 35 | POLVADERA | SOCORRO | NM | NM_87828 | 87828 | Town Fringe | 0 | 0.84756
35051 | 87939 | 35 | MONTICELLO | SIERRA | NM | NM_87939 | 87939 | Town Fringe | 0 | 0.86001
35003 | 87829 | 35 | QUEMADO | CATRON | NM | NM_87829 | 87829 | Rural Fringe | 79 | 0.86553
35017 | 88022 | 35 | ARENAS VALLEY | GRANT | NM | NM_88022 | 88022 | Rural Fringe | 441 | 0.87099
35053 | 87831 | 35 | SAN ACACIA | SOCORRO | NM | NM_87831 | 87831 | Town Fringe | 0 | 0.85142
35051 | 87933 | 35 | DERRY | SIERRA | NM | NM_87933 | 87933 | Town Fringe | 0 | 0.86232
35017 | 88023 | 35 | BAYARD | GRANT | NM | NM_88023 | 88023 | Rural Fringe | 0 | 0.84303
35013 | 87937 | 35 | HATCH | DONA ANA | NM | NM_87937 | 87937 | Rural Fringe | 0 | 0.89162
35017 | 88026 | 35 | SANTA CLARA | GRANT | NM | NM_88026 | 88026 | Rural Fringe | 0 | 0.8445
35017 | 88034 | 35 | FAYWOOD | GRANT | NM | NM_88034 | 88034 | Rural Fringe | 0 | 0.89215
35013 | 88001 | 35 | LAS CRUCES | DONA ANA | NM | NM_88001 | 88001 | City Small | 9489 | 0.91015
35017 | 88036 | 35 | FORT BAYARD | GRANT | NM | NM_88036 | 88036 | Rural Fringe | 0 | 0.83823
35017 | 88038 | 35 | GILA | GRANT | NM | NM_88038 | 88038 | Town Fringe | 0 | 0.8214
35013 | 88005 | 35 | LAS CRUCES | DONA ANA | NM | NM_88005 | 88005 | City Small | 5743 | 0.92173
35017 | 88025 | 35 | BUCKHORN | GRANT | NM | NM_88025 | 88025 | Town Fringe | 0 | 0.84989
35003 | 88039 | 35 | GLENWOOD | CATRON | NM | NM_88039 | 88039 | Rural Fringe | 184 | 0.83087
35017 | 88053 | 35 | PINOS ALTOS | GRANT | NM | NM_88053 | 88053 | Town Fringe | -999 | 0.80243
35017 | 88055 | 35 | REDROCK | GRANT | NM | NM_88055 | 88055 | Town Fringe | 0 | 0.8651
35041 | 88126 | 35 | PEP | ROOSEVELT | NM | NM_88126 | 88126 | Rural Fringe | 0 | 0.87992
35017 | 88049 | 35 | MIMBRES | GRANT | NM | NM_88049 | 88049 | Rural Fringe | 0 | 0.82203
35017 | 88051 | 35 | MULE CREEK | GRANT | NM | NM_88051 | 88051 | Town Fringe | 0 | 0.83248
35017 | 88062 | 35 | SILVER CITY | GRANT | NM | NM_88062 | 88062 | Town Fringe | 0 | 0.81949
35047 | 88421 | 35 | GARITA | SAN MIGUEL | NM | NM_88421 | 88421 | Town Fringe | 0 | 0.84371
35013 | 88072 | 35 | VADO | DONA ANA | NM | NM_88072 | 88072 | Rural Fringe | 39 | 0.8939
35009 | 88112 | 35 | BROADVIEW | CURRY | NM | NM_88112 | 88112 | Rural Fringe | 100 | 0.8661
35041 | 88113 | 35 | CAUSEY | ROOSEVELT | NM | NM_88113 | 88113 | Rural Fringe | 0 | 0.87424
35015 | 88221 | 35 | CARLSBAD | EDDY | NM | NM_88221 | 88221 | Town Fringe | 0 | 0.86887
35025 | 88114 | 35 | CROSSROADS | LEA | NM | NM_88114 | 88114 | Rural Fringe | 0 | 0.88278
35041 | 88118 | 35 | FLOYD | ROOSEVELT | NM | NM_88118 | 88118 | Rural Fringe | 12 | 0.87736
35037 | 88120 | 35 | GRADY | QUAY | NM | NM_88120 | 88120 | Rural Fringe | 10 | 0.86886
35037 | 88121 | 35 | HOUSE | QUAY | NM | NM_88121 | 88121 | Rural Fringe | 0 | 0.86885
35041 | 88123 | 35 | LINGO | ROOSEVELT | NM | NM_88123 | 88123 | Rural Fringe | 0 | 0.87413
35009 | 88124 | 35 | MELROSE | CURRY | NM | NM_88124 | 88124 | Rural Fringe | 182 | 0.87183
35041 | 88125 | 35 | MILNESAND | ROOSEVELT | NM | NM_88125 | 88125 | Rural Fringe | 0 | 0.88306
35041 | 88132 | 35 | ROGERS | ROOSEVELT | NM | NM_88132 | 88132 | Rural Fringe | 0 | 0.87479
35009 | 88133 | 35 | SAINT VRAIN | CURRY | NM | NM_88133 | 88133 | Rural Fringe | 0 | 0.86704
35037 | 88430 | 35 | NARA VISA | QUAY | NM | NM_88430 | 88430 | Rural Fringe | 0 | 0.86686
35011 | 88134 | 35 | TAIBAN | DE BACA | NM | NM_88134 | 88134 | Rural Fringe | 0 | 0.88061
35009 | 88135 | 35 | TEXICO | CURRY | NM | NM_88135 | 88135 | Rural Fringe | 0 | 0.86414
35011 | 88136 | 35 | YESO | DE BACA | NM | NM_88136 | 88136 | Rural Fringe | 0 | 0.88022
35005 | 88202 | 35 | ROSWELL | CHAVES | NM | NM_88202 | 88202 | Rural Fringe | 0 | 0.88905
35005 | 88203 | 35 | ROSWELL | CHAVES | NM | NM_88203 | 88203 | Town Fringe | 7784 | 0.85238
35025 | 88213 | 35 | CAPROCK | LEA | NM | NM_88213 | 88213 | Rural Fringe | 0 | 0.88623
35005 | 88230 | 35 | DEXTER | CHAVES | NM | NM_88230 | 88230 | Rural Fringe | 809 | 0.88627
35025 | 88242 | 35 | HOBBS | LEA | NM | NM_88242 | 88242 | Town Fringe | 1741 | 0.8558
35025 | 88264 | 35 | MALJAMAR | LEA | NM | NM_88264 | 88264 | Town Fringe | 0 | 0.86014
35005 | 88250 | 35 | HOPE | CHAVES | NM | NM_88250 | 88250 | Town Fringe | 0 | 0.86284
35025 | 88252 | 35 | JAL | LEA | NM | NM_88252 | 88252 | Rural Fringe | 672 | 0.89699
35005 | 88253 | 35 | LAKE ARTHUR | CHAVES | NM | NM_88253 | 88253 | Rural Fringe | 0 | 0.88759
35015 | 88255 | 35 | LOCO HILLS | EDDY | NM | NM_88255 | 88255 | Town Fringe | 0 | 0.86276
35025 | 88262 | 35 | MCDONALD | LEA | NM | NM_88262 | 88262 | Rural Fringe | -999 | 0.88996
35015 | 88263 | 35 | MALAGA | EDDY | NM | NM_88263 | 88263 | Town Fringe | -999 | 0.84268
35025 | 88267 | 35 | TATUM | LEA | NM | NM_88267 | 88267 | Rural Fringe | 0 | 0.88544
35035 | 88310 | 35 | ALAMOGORDO | OTERO | NM | NM_88310 | 88310 | Town Fringe | 11911 | 0.8646
35027 | 88312 | 35 | ALTO | LINCOLN | NM | NM_88312 | 88312 | Rural Fringe | 346 | 0.8315
35027 | 88316 | 35 | CAPITAN | LINCOLN | NM | NM_88316 | 88316 | Rural Fringe | 0 | 0.85077
35035 | 88317 | 35 | CLOUDCROFT | OTERO | NM | NM_88317 | 88317 | Rural Fringe | 1576 | 0.83077
35057 | 88321 | 35 | ENCINO | TORRANCE | NM | NM_88321 | 88321 | Rural Fringe | 0 | 0.8741
35027 | 88324 | 35 | GLENCOE | LINCOLN | NM | NM_88324 | 88324 | Town Fringe | 0 | 0.82702
35035 | 88325 | 35 | HIGH ROLLS MOUNTAIN PARK | OTERO | NM | NM_88325 | 88325 | Town Fringe | 0 | 0.79685
35035 | 88330 | 35 | HOLLOMAN AIR FORCE BASE | OTERO | NM | NM_88330 | 88330 | Town Fringe | 0 | 0.86413
35035 | 88340 | 35 | MESCALERO | OTERO | NM | NM_88340 | 88340 | Town Fringe | 127 | 0.80634
35035 | 88337 | 35 | LA LUZ | OTERO | NM | NM_88337 | 88337 | Town Fringe | 382 | 0.82104
35035 | 88347 | 35 | SACRAMENTO | OTERO | NM | NM_88347 | 88347 | Rural Fringe | 0 | 0.8289
35027 | 88338 | 35 | LINCOLN | LINCOLN | NM | NM_88338 | 88338 | Rural Fringe | 222 | 0.86768
35005 | 88339 | 35 | MAYHILL | CHAVES | NM | NM_88339 | 88339 | Town Fringe | 966 | 0.84973
35027 | 88341 | 35 | NOGAL | LINCOLN | NM | NM_88341 | 88341 | Rural Fringe | 0 | 0.84248
35035 | 88342 | 35 | OROGRANDE | OTERO | NM | NM_88342 | 88342 | Town Fringe | 0 | 0.86606
35027 | 88343 | 35 | PICACHO | LINCOLN | NM | NM_88343 | 88343 | Rural Fringe | 298 | 0.88949
35027 | 88345 | 35 | RUIDOSO | LINCOLN | NM | NM_88345 | 88345 | Town Fringe | 4782 | 0.77552
35027 | 88346 | 35 | RUIDOSO DOWNS | LINCOLN | NM | NM_88346 | 88346 | Town Fringe | 0 | 0.79794
35027 | 88348 | 35 | SAN PATRICIO | LINCOLN | NM | NM_88348 | 88348 | Rural Fringe | 0 | 0.87604
35027 | 88351 | 35 | TINNIE | LINCOLN | NM | NM_88351 | 88351 | Rural Fringe | 1837 | 0.88372
35035 | 88352 | 35 | TULAROSA | OTERO | NM | NM_88352 | 88352 | Town Fringe | 1088 | 0.85815
35019 | 88353 | 35 | VAUGHN | GUADALUPE | NM | NM_88353 | 88353 | Rural Fringe | 0 | 0.87628
35037 | 88401 | 35 | TUCUMCARI | QUAY | NM | NM_88401 | 88401 | Town Fringe | 2471 | 0.84212
35037 | 88411 | 35 | BARD | QUAY | NM | NM_88411 | 88411 | Rural Fringe | 0 | 0.86889
35019 | 88417 | 35 | CUERVO | GUADALUPE | NM | NM_88417 | 88417 | Town Fringe | 30 | 0.84541
35037 | 88426 | 35 | LOGAN | QUAY | NM | NM_88426 | 88426 | Rural Fringe | 0 | 0.86569
35037 | 88427 | 35 | MCALISTER | QUAY | NM | NM_88427 | 88427 | Rural Fringe | 0 | 0.8665
35037 | 88434 | 35 | SAN JON | QUAY | NM | NM_88434 | 88434 | Rural Fringe | 0 | 0.86934
4001 | 86514 | 4 | TEEC NOS POS | APACHE | AZ | AZ_86514 | 86514 | Rural Fringe | 1736 | 0.85002
35043 | 87018 | 35 | COUNSELOR | SANDOVAL | NM | NM_87018 | 87018 | Rural Fringe | 204 | 0.85598
35039 | 87029 | 35 | LINDRITH | RIO ARRIBA | NM | NM_87029 | 87029 | Rural Fringe | 489 | 0.84102
35045 | 87037 | 35 | NAGEEZI | SAN JUAN | NM | NM_87037 | 87037 | Town Fringe | 370 | 0.83477
35045 | 87419 | 35 | NAVAJO DAM | SAN JUAN | NM | NM_87419 | 87419 | Suburb Small | 0 | 0.76927
35039 | 87510 | 35 | ABIQUIU | RIO ARRIBA | NM | NM_87510 | 87510 | Town Fringe | 0 | 0.81295
35055 | 87514 | 35 | ARROYO SECO | TAOS | NM | NM_87514 | 87514 | Town Fringe | 7 | 0.8056
35055 | 87521 | 35 | CHAMISAL | TAOS | NM | NM_87521 | 87521 | Rural Fringe | 0 | 0.80044
35039 | 87528 | 35 | DULCE | RIO ARRIBA | NM | NM_87528 | 87528 | Rural Fringe | 130 | 0.82059
35039 | 87539 | 35 | LA MADERA | RIO ARRIBA | NM | NM_87539 | 87539 | Rural Fringe | 0 | 0.83487
35039 | 87548 | 35 | MEDANALES | RIO ARRIBA | NM | NM_87548 | 87548 | Town Fringe | 0 | 0.83503
35055 | 87549 | 35 | OJO CALIENTE | TAOS | NM | NM_87549 | 87549 | Rural Fringe | 0 | 0.84612
35055 | 87558 | 35 | RED RIVER | TAOS | NM | NM_87558 | 87558 | Rural Fringe | 631 | 0.79854
35055 | 87571 | 35 | TAOS | TAOS | NM | NM_87571 | 87571 | Town Fringe | 2269 | 0.76743
35039 | 87575 | 35 | TIERRA AMARILLA | RIO ARRIBA | NM | NM_87575 | 87575 | Rural Fringe | 47 | 0.81874
35055 | 87577 | 35 | TRES PIEDRAS | TAOS | NM | NM_87577 | 87577 | Rural Fringe | 170 | 0.84534
35055 | 87580 | 35 | VALDEZ | TAOS | NM | NM_87580 | 87580 | Town Fringe | 0 | 0.76542
35039 | 87581 | 35 | VALLECITOS | RIO ARRIBA | NM | NM_87581 | 87581 | Rural Fringe | 149 | 0.82124
35039 | 87582 | 35 | VELARDE | RIO ARRIBA | NM | NM_87582 | 87582 | Town Fringe | 178 | 0.82785
35007 | 87718 | 35 | EAGLE NEST | COLFAX | NM | NM_87718 | 87718 | Rural Fringe | 432 | 0.80512
35021 | 87730 | 35 | MILLS | HARDING | NM | NM_87730 | 87730 | Rural Fringe | 0 | 0.86062
35021 | 87743 | 35 | ROY | HARDING | NM | NM_87743 | 87743 | Rural Fringe | 0 | 0.85833
35059 | 88415 | 35 | CLAYTON | UNION | NM | NM_88415 | 88415 | Rural Fringe | 239 | 0.8586
35059 | 88418 | 35 | DES MOINES | UNION | NM | NM_88418 | 88418 | Rural Fringe | 216 | 0.84749
40025 | 73933 | 40 | BOISE CITY | CIMARRON | OK | OK_73933 | 73933 | Rural Fringe | 623 | 0.88611
40025 | 73937 | 40 | FELT | CIMARRON | OK | OK_73937 | 73937 | Rural Fringe | 0 | 0.8871
40139 | 73944 | 40 | HARDESTY | TEXAS | OK | OK_73944 | 73944 | Rural Fringe | 32 | 0.88422
40025 | 73946 | 40 | KENTON | CIMARRON | OK | OK_73946 | 73946 | Rural Fringe | 0 | 0.88797
40025 | 73947 | 40 | KEYES | CIMARRON | OK | OK_73947 | 73947 | Rural Fringe | 37 | 0.88219
40139 | 73949 | 40 | TEXHOMA | TEXAS | OK | OK_73949 | 73949 | Rural Fringe | 0 | 0.88439
40139 | 73951 | 40 | TYRONE | TEXAS | OK | OK_73951 | 73951 | Rural Fringe | 0 | 0.86971
48357 | 79093 | 48 | WAKA | OCHILTREE | TX | TX_79093 | 79093 | Town Fringe | 0 | 0.89027
48195 | 79040 | 48 | GRUVER | HANSFORD | TX | TX_79040 | 79040 | Rural Fringe | 636 | 0.88635
4001 | 86503 | 4 | CHINLE | APACHE | AZ | AZ_86503 | 86503 | Rural Fringe | 2489 | 0.85259
4001 | 86504 | 4 | FORT DEFIANCE | APACHE | AZ | AZ_86504 | 86504 | Rural Fringe | 1432 | 0.8046
4001 | 86538 | 4 | MANY FARMS | APACHE | AZ | AZ_86538 | 86538 | Rural Fringe | 2131 | 0.85215
4001 | 86556 | 4 | TSAILE | APACHE | AZ | AZ_86556 | 86556 | Rural Fringe | 1833 | 0.82195
35039 | 87012 | 35 | COYOTE | RIO ARRIBA | NM | NM_87012 | 87012 | Rural Fringe | 0 | 0.81022
35043 | 87013 | 35 | CUBA | SANDOVAL | NM | NM_87013 | 87013 | Rural Fringe | 265 | 0.85255
35039 | 87017 | 35 | GALLINA | RIO ARRIBA | NM | NM_87017 | 87017 | Rural Fringe | 89 | 0.80263
35043 | 87027 | 35 | LA JARA | SANDOVAL | NM | NM_87027 | 87027 | Rural Fringe | 0 | 0.81364
35039 | 87531 | 35 | EMBUDO | RIO ARRIBA | NM | NM_87531 | 87531 | Town Fringe | 74 | 0.82805
35039 | 87046 | 35 | REGINA | RIO ARRIBA | NM | NM_87046 | 87046 | Rural Fringe | 0 | 0.83556
35055 | 87517 | 35 | CARSON | TAOS | NM | NM_87517 | 87517 | Rural Fringe | 0 | 0.85569
35039 | 87064 | 35 | YOUNGSVILLE | RIO ARRIBA | NM | NM_87064 | 87064 | Rural Fringe | 0 | 0.83215
35039 | 87537 | 35 | HERNANDEZ | RIO ARRIBA | NM | NM_87537 | 87537 | Town Fringe | 21 | 0.82436
35039 | 87566 | 35 | OHKAY OWINGEH | RIO ARRIBA | NM | NM_87566 | 87566 | Town Fringe | 711 | 0.8271
35045 | 87415 | 35 | FLORA VISTA | SAN JUAN | NM | NM_87415 | 87415 | City Small | 260 | 0.88879
35039 | 87511 | 35 | ALCALDE | RIO ARRIBA | NM | NM_87511 | 87511 | Town Fringe | 0 | 0.82732
35031 | 87328 | 35 | NAVAJO | MCKINLEY | NM | NM_87328 | 87328 | Rural Fringe | 491 | 0.82024
35045 | 87364 | 35 | SHEEP SPRINGS | SAN JUAN | NM | NM_87364 | 87364 | Rural Fringe | 1378 | 0.85323
35045 | 87401 | 35 | FARMINGTON | SAN JUAN | NM | NM_87401 | 87401 | City Small | 9944 | 0.89132
35045 | 87402 | 35 | FARMINGTON | SAN JUAN | NM | NM_87402 | 87402 | City Small | 3546 | 0.88742
35045 | 87410 | 35 | AZTEC | SAN JUAN | NM | NM_87410 | 87410 | Suburb Small | 3089 | 0.78513
35045 | 87412 | 35 | BLANCO | SAN JUAN | NM | NM_87412 | 87412 | Town Fringe | 26 | 0.82555
35039 | 87515 | 35 | CANJILON | RIO ARRIBA | NM | NM_87515 | 87515 | Rural Fringe | 4 | 0.81172
35045 | 87413 | 35 | BLOOMFIELD | SAN JUAN | NM | NM_87413 | 87413 | Town Fringe | 2181 | 0.8297
35039 | 87516 | 35 | CANONES | RIO ARRIBA | NM | NM_87516 | 87516 | Rural Fringe | 0 | 0.82219
35045 | 87416 | 35 | FRUITLAND | SAN JUAN | NM | NM_87416 | 87416 | Rural Fringe | 184 | 0.85444
35045 | 87417 | 35 | KIRTLAND | SAN JUAN | NM | NM_87417 | 87417 | Rural Fringe | 1376 | 0.84983
35045 | 87418 | 35 | LA PLATA | SAN JUAN | NM | NM_87418 | 87418 | City Small | 36 | 0.88757
35045 | 87420 | 35 | SHIPROCK | SAN JUAN | NM | NM_87420 | 87420 | Rural Fringe | 2612 | 0.85533
35045 | 87421 | 35 | WATERFLOW | SAN JUAN | NM | NM_87421 | 87421 | Rural Fringe | 894 | 0.85607
35045 | 87455 | 35 | NEWCOMB | SAN JUAN | NM | NM_87455 | 87455 | Rural Fringe | 1442 | 0.84137
35045 | 87499 | 35 | FARMINGTON | SAN JUAN | NM | NM_87499 | 87499 | Town Fringe | 0 | 0.83206
35055 | 87512 | 35 | AMALIA | TAOS | NM | NM_87512 | 87512 | Rural Fringe | 949 | 0.80169
35055 | 87513 | 35 | ARROYO HONDO | TAOS | NM | NM_87513 | 87513 | Town Fringe | 0 | 0.80459
35039 | 87518 | 35 | CEBOLLA | RIO ARRIBA | NM | NM_87518 | 87518 | Rural Fringe | 0 | 0.83002
35055 | 87519 | 35 | CERRO | TAOS | NM | NM_87519 | 87519 | Rural Fringe | 267 | 0.84025
35039 | 87520 | 35 | CHAMA | RIO ARRIBA | NM | NM_87520 | 87520 | Rural Fringe | 258 | 0.82136
35039 | 87522 | 35 | CHIMAYO | RIO ARRIBA | NM | NM_87522 | 87522 | Town Fringe | 23 | 0.82114
35039 | 87523 | 35 | CORDOVA | RIO ARRIBA | NM | NM_87523 | 87523 | Town Fringe | 0 | 0.79589
35055 | 87524 | 35 | COSTILLA | TAOS | NM | NM_87524 | 87524 | Rural Fringe | 102 | 0.84473
35039 | 87527 | 35 | DIXON | RIO ARRIBA | NM | NM_87527 | 87527 | Town Fringe | 92 | 0.79952
35055 | 87525 | 35 | TAOS SKI VALLEY | TAOS | NM | NM_87525 | 87525 | Rural Fringe | 341 | 0.80115
35055 | 87529 | 35 | EL PRADO | TAOS | NM | NM_87529 | 87529 | Town Fringe | 1310 | 0.81478
35039 | 87530 | 35 | EL RITO | RIO ARRIBA | NM | NM_87530 | 87530 | Rural Fringe | 0 | 0.81341
35039 | 87532 | 35 | ESPANOLA | RIO ARRIBA | NM | NM_87532 | 87532 | Town Fringe | 2867 | 0.80181
35039 | 87533 | 35 | ESPANOLA | RIO ARRIBA | NM | NM_87533 | 87533 | Rural Fringe | 0 | 0.82976
35039 | 87551 | 35 | LOS OJOS | RIO ARRIBA | NM | NM_87551 | 87551 | Rural Fringe | 0 | 0.83398
35055 | 87543 | 35 | LLANO | TAOS | NM | NM_87543 | 87543 | Rural Fringe | 467 | 0.84943
35055 | 87553 | 35 | PENASCO | TAOS | NM | NM_87553 | 87553 | Town Fringe | 584 | 0.79537
35039 | 87554 | 35 | PETACA | RIO ARRIBA | NM | NM_87554 | 87554 | Rural Fringe | 0 | 0.7979
35055 | 87556 | 35 | QUESTA | TAOS | NM | NM_87556 | 87556 | Rural Fringe | 85 | 0.80727
35055 | 87557 | 35 | RANCHOS DE TAOS | TAOS | NM | NM_87557 | 87557 | Town Fringe | 2620 | 0.78068
35055 | 87564 | 35 | SAN CRISTOBAL | TAOS | NM | NM_87564 | 87564 | Rural Fringe | 0 | 0.82929
35049 | 87567 | 35 | SANTA CRUZ | SANTA FE | NM | NM_87567 | 87567 | Town Fringe | 232 | 0.81034
35055 | 87576 | 35 | TRAMPAS | TAOS | NM | NM_87576 | 87576 | Rural Fringe | 0 | 0.79952
35039 | 87578 | 35 | TRUCHAS | RIO ARRIBA | NM | NM_87578 | 87578 | Rural Fringe | 605 | 0.79961
35055 | 87579 | 35 | VADITO | TAOS | NM | NM_87579 | 87579 | Rural Fringe | 647 | 0.7959
35007 | 87710 | 35 | ANGEL FIRE | COLFAX | NM | NM_87710 | 87710 | Rural Fringe | 0 | 0.80586
35033 | 87713 | 35 | CHACON | MORA | NM | NM_87713 | 87713 | Rural Fringe | 0 | 0.80853
35007 | 87714 | 35 | CIMARRON | COLFAX | NM | NM_87714 | 87714 | Rural Fringe | 1372 | 0.82286
35033 | 87735 | 35 | OJO FELIZ | MORA | NM | NM_87735 | 87735 | Rural Fringe | 0 | 0.84927
35047 | 87742 | 35 | ROCIADA | SAN MIGUEL | NM | NM_87742 | 87742 | Town Fringe | 0 | 0.7763
35033 | 87722 | 35 | GUADALUPITA | MORA | NM | NM_87722 | 87722 | Rural Fringe | 8 | 0.80404
35007 | 87749 | 35 | UTE PARK | COLFAX | NM | NM_87749 | 87749 | Rural Fringe | 0 | 0.79791
35033 | 87752 | 35 | WAGON MOUND | MORA | NM | NM_87752 | 87752 | Rural Fringe | 884 | 0.85431
35033 | 87723 | 35 | HOLMAN | MORA | NM | NM_87723 | 87723 | Rural Fringe | 0 | 0.79973
35059 | 88414 | 35 | CAPULIN | UNION | NM | NM_88414 | 88414 | Rural Fringe | 0 | 0.82807
35007 | 87728 | 35 | MAXWELL | COLFAX | NM | NM_87728 | 87728 | Rural Fringe | 258 | 0.85553
35007 | 87729 | 35 | MIAMI | COLFAX | NM | NM_87729 | 87729 | Rural Fringe | 0 | 0.85343
35007 | 87740 | 35 | RATON | COLFAX | NM | NM_87740 | 87740 | Town Fringe | 2352 | 0.80716
35047 | 87745 | 35 | SAPELLO | SAN MIGUEL | NM | NM_87745 | 87745 | Town Fringe | 0 | 0.78233
35007 | 87747 | 35 | SPRINGER | COLFAX | NM | NM_87747 | 87747 | Rural Fringe | 643 | 0.85933
35059 | 88410 | 35 | AMISTAD | UNION | NM | NM_88410 | 88410 | Rural Fringe | 0 | 0.86467
35059 | 88419 | 35 | FOLSOM | UNION | NM | NM_88419 | 88419 | Rural Fringe | 0 | 0.82389
35059 | 88422 | 35 | GLADSTONE | UNION | NM | NM_88422 | 88422 | Rural Fringe | 0 | 0.86061
35059 | 88424 | 35 | GRENVILLE | UNION | NM | NM_88424 | 88424 | Rural Fringe | 233 | 0.85846
35059 | 88436 | 35 | SEDAN | UNION | NM | NM_88436 | 88436 | Rural Fringe | 0 | 0.8591
4013 | 85066 | 4 | PHOENIX | MARICOPA | AZ | AZ_85066 | 85066 | City Midsize | 686 | 0.74203
4013 | 85087 | 4 | NEW RIVER | MARICOPA | AZ | AZ_85087 | 85087 | City Large | 2561 | 0.81238
4021 | 85120 | 4 | APACHE JUNCTION | PINAL | AZ | AZ_85120 | 85120 | Rural Fringe | 6754 | 0.85211
4021 | 85121 | 4 | BAPCHULE | PINAL | AZ | AZ_85121 | 85121 | Suburb Large | 0 | 0.78453
4021 | 85123 | 4 | ARIZONA CITY | PINAL | AZ | AZ_85123 | 85123 | Rural Fringe | 151 | 0.82386
4021 | 85131 | 4 | ELOY | PINAL | AZ | AZ_85131 | 85131 | Rural Fringe | 3781 | 0.88352
4007 | 85135 | 4 | HAYDEN | GILA | AZ | AZ_85135 | 85135 | Rural Fringe | -999 | 0.89121
4021 | 85139 | 4 | MARICOPA | PINAL | AZ | AZ_85139 | 85139 | Rural Fringe | 5668 | 0.88305
4021 | 85142 | 4 | QUEEN CREEK | PINAL | AZ | AZ_85142 | 85142 | Town Fringe | 19907 | 0.83219
4021 | 85147 | 4 | SACATON | PINAL | AZ | AZ_85147 | 85147 | Town Fringe | 0 | 0.84652
4021 | 85192 | 4 | WINKELMAN | PINAL | AZ | AZ_85192 | 85192 | Rural Fringe | 1114 | 0.8882
4013 | 85215 | 4 | MESA | MARICOPA | AZ | AZ_85215 | 85215 | Rural Fringe | 6915 | 0.87826
4013 | 85236 | 4 | HIGLEY | MARICOPA | AZ | AZ_85236 | 85236 | Rural Fringe | 0 | 0.81689
4013 | 85287 | 4 | TEMPE | MARICOPA | AZ | AZ_85287 | 85287 | Rural Fringe | -999 | 0.88523
4025 | 85324 | 4 | BLACK CANYON CITY | YAVAPAI | AZ | AZ_85324 | 85324 | Rural Fringe | 431 | 0.87616
4013 | 85339 | 4 | LAVEEN | MARICOPA | AZ | AZ_85339 | 85339 | Suburb Large | 11101 | 0.78115
4013 | 85354 | 4 | TONOPAH | MARICOPA | AZ | AZ_85354 | 85354 | Rural Fringe | 2154 | 0.88474
4013 | 85377 | 4 | CAREFREE | MARICOPA | AZ | AZ_85377 | 85377 | Rural Fringe | 126 | 0.87094
4025 | 85390 | 4 | WICKENBURG | YAVAPAI | AZ | AZ_85390 | 85390 | Rural Fringe | 4528 | 0.87998
4007 | 85502 | 4 | GLOBE | GILA | AZ | AZ_85502 | 85502 | Rural Fringe | 0 | 0.85261
4009 | 85530 | 4 | BYLAS | GRAHAM | AZ | AZ_85530 | 85530 | Rural Fringe | 373 | 0.87507
4009 | 85535 | 4 | EDEN | GRAHAM | AZ | AZ_85535 | 85535 | Rural Fringe | 0 | 0.88904
4007 | 85541 | 4 | PAYSON | GILA | AZ | AZ_85541 | 85541 | Town Fringe | 11660 | 0.81391
4007 | 85542 | 4 | PERIDOT | GILA | AZ | AZ_85542 | 85542 | Rural Fringe | 0 | 0.88189
4009 | 85543 | 4 | PIMA | GRAHAM | AZ | AZ_85543 | 85543 | Rural Fringe | 1315 | 0.8712
4009 | 85546 | 4 | SAFFORD | GRAHAM | AZ | AZ_85546 | 85546 | Rural Fringe | 4633 | 0.88863
4017 | 85912 | 4 | WHITE MOUNTAIN LAKE | NAVAJO | AZ | AZ_85912 | 85912 | Rural Fringe | -999 | 0.80373
4011 | 85922 | 4 | BLUE | GREENLEE | AZ | AZ_85922 | 85922 | Rural Fringe | 44 | 0.81628
4017 | 85926 | 4 | FORT APACHE | NAVAJO | AZ | AZ_85926 | 85926 | Town Fringe | 299 | 0.83176
4001 | 85927 | 4 | GREER | APACHE | AZ | AZ_85927 | 85927 | Rural Fringe | 298 | 0.81724
4017 | 85937 | 4 | SNOWFLAKE | NAVAJO | AZ | AZ_85937 | 85937 | Town Fringe | 1916 | 0.84927
4017 | 85942 | 4 | WOODRUFF | NAVAJO | AZ | AZ_85942 | 85942 | Town Fringe | 0 | 0.84716
4005 | 86024 | 4 | HAPPY JACK | COCONINO | AZ | AZ_86024 | 86024 | City Small | 2878 | 0.8712
4025 | 86301 | 4 | PRESCOTT | YAVAPAI | AZ | AZ_86301 | 86301 | City Small | 7904 | 0.89155
4025 | 86312 | 4 | PRESCOTT VALLEY | YAVAPAI | AZ | AZ_86312 | 86312 | Rural Fringe | -999 | 0.71659
4025 | 86325 | 4 | CORNVILLE | YAVAPAI | AZ | AZ_86325 | 86325 | Rural Fringe | 3189 | 0.8646
4025 | 86338 | 4 | SKULL VALLEY | YAVAPAI | AZ | AZ_86338 | 86338 | Rural Fringe | 0 | 0.86662
4013 | 85054 | 4 | PHOENIX | MARICOPA | AZ | AZ_85054 | 85054 | City Large | 294 | 0.7973
4021 | 85141 | 4 | PICACHO | PINAL | AZ | AZ_85141 | 85141 | Suburb Large | 0 | 0.79329
4021 | 85145 | 4 | RED ROCK | PINAL | AZ | AZ_85145 | 85145 | Suburb Large | 0 | 0.7921
4021 | 85173 | 4 | SUPERIOR | PINAL | AZ | AZ_85173 | 85173 | Town Fringe | 1158 | 0.85921
4013 | 85263 | 4 | RIO VERDE | MARICOPA | AZ | AZ_85263 | 85263 | Town Fringe | 1013 | 0.85383
4013 | 85264 | 4 | FORT MCDOWELL | MARICOPA | AZ | AZ_85264 | 85264 | Town Fringe | 202 | 0.85414
4013 | 85268 | 4 | FOUNTAIN HILLS | MARICOPA | AZ | AZ_85268 | 85268 | Town Fringe | 8189 | 0.84228
4013 | 85329 | 4 | CASHION | MARICOPA | AZ | AZ_85329 | 85329 | Suburb Large | 182 | 0.77804
4013 | 85358 | 4 | WICKENBURG | MARICOPA | AZ | AZ_85358 | 85358 | Rural Fringe | 0 | 0.87843
4013 | 85363 | 4 | YOUNGTOWN | MARICOPA | AZ | AZ_85363 | 85363 | Suburb Large | 1733 | 0.78689
4013 | 85375 | 4 | SUN CITY WEST | MARICOPA | AZ | AZ_85375 | 85375 | Suburb Large | 12875 | 0.74833
4007 | 85550 | 4 | SAN CARLOS | GILA | AZ | AZ_85550 | 85550 | Rural Fringe | 436 | 0.84973
4009 | 85551 | 4 | SOLOMON | GRAHAM | AZ | AZ_85551 | 85551 | Rural Fringe | -999 | 0.87409
4009 | 85552 | 4 | THATCHER | GRAHAM | AZ | AZ_85552 | 85552 | Town Fringe | 1059 | 0.85253
4007 | 85553 | 4 | TONTO BASIN | GILA | AZ | AZ_85553 | 85553 | Rural Fringe | 0 | 0.87721
4007 | 85554 | 4 | YOUNG | GILA | AZ | AZ_85554 | 85554 | Rural Fringe | 0 | 0.83184
4017 | 85933 | 4 | OVERGAARD | NAVAJO | AZ | AZ_85933 | 85933 | Rural Fringe | 515 | 0.81066
4017 | 85941 | 4 | WHITERIVER | NAVAJO | AZ | AZ_85941 | 85941 | Town Fringe | 672 | 0.79777
4005 | 86011 | 4 | FLAGSTAFF | COCONINO | AZ | AZ_86011 | 86011 | City Small | 254 | 0.87145
4005 | 86017 | 4 | MUNDS PARK | COCONINO | AZ | AZ_86017 | 86017 | City Small | 0 | 0.83789
4025 | 86324 | 4 | CLARKDALE | YAVAPAI | AZ | AZ_86324 | 86324 | Suburb Small | 339 | 0.80688
4001 | 86502 | 4 | CHAMBERS | APACHE | AZ | AZ_86502 | 86502 | Rural Fringe | 231 | 0.87193
4013 | 85003 | 4 | PHOENIX | MARICOPA | AZ | AZ_85003 | 85003 | City Large | 1396 | 0.81847
4013 | 85004 | 4 | PHOENIX | MARICOPA | AZ | AZ_85004 | 85004 | City Large | 1429 | 0.81587
4013 | 85006 | 4 | PHOENIX | MARICOPA | AZ | AZ_85006 | 85006 | City Large | 5965 | 0.81822
4013 | 85007 | 4 | PHOENIX | MARICOPA | AZ | AZ_85007 | 85007 | City Large | 3321 | 0.8065
4013 | 85008 | 4 | PHOENIX | MARICOPA | AZ | AZ_85008 | 85008 | City Midsize | 7865 | 0.75717
4013 | 85009 | 4 | PHOENIX | MARICOPA | AZ | AZ_85009 | 85009 | City Large | 9890 | 0.81021
4013 | 85012 | 4 | PHOENIX | MARICOPA | AZ | AZ_85012 | 85012 | City Large | 2170 | 0.8059
4013 | 85013 | 4 | PHOENIX | MARICOPA | AZ | AZ_85013 | 85013 | City Large | 4424 | 0.8121
4013 | 85014 | 4 | PHOENIX | MARICOPA | AZ | AZ_85014 | 85014 | City Large | 5628 | 0.81489
4013 | 85015 | 4 | PHOENIX | MARICOPA | AZ | AZ_85015 | 85015 | City Large | 7451 | 0.81621
4013 | 85016 | 4 | PHOENIX | MARICOPA | AZ | AZ_85016 | 85016 | City Large | 8336 | 0.81603
4013 | 85017 | 4 | PHOENIX | MARICOPA | AZ | AZ_85017 | 85017 | Suburb Large | 7281 | 0.7827
4013 | 85018 | 4 | PHOENIX | MARICOPA | AZ | AZ_85018 | 85018 | City Midsize | 9300 | 0.75823
4013 | 85019 | 4 | PHOENIX | MARICOPA | AZ | AZ_85019 | 85019 | Suburb Large | 5377 | 0.78623
4013 | 85020 | 4 | PHOENIX | MARICOPA | AZ | AZ_85020 | 85020 | City Large | 7860 | 0.81953
4013 | 85021 | 4 | PHOENIX | MARICOPA | AZ | AZ_85021 | 85021 | City Large | 7074 | 0.81291
4013 | 85022 | 4 | PHOENIX | MARICOPA | AZ | AZ_85022 | 85022 | City Large | 11325 | 0.80699
4013 | 85023 | 4 | PHOENIX | MARICOPA | AZ | AZ_85023 | 85023 | City Large | 8245 | 0.80171
4013 | 85024 | 4 | PHOENIX | MARICOPA | AZ | AZ_85024 | 85024 | City Large | 6306 | 0.81431
4013 | 85027 | 4 | PHOENIX | MARICOPA | AZ | AZ_85027 | 85027 | City Large | 9216 | 0.81074
4013 | 85028 | 4 | PHOENIX | MARICOPA | AZ | AZ_85028 | 85028 | City Large | 6962 | 0.81491
4013 | 85029 | 4 | PHOENIX | MARICOPA | AZ | AZ_85029 | 85029 | City Large | 10513 | 0.819
4013 | 85031 | 4 | PHOENIX | MARICOPA | AZ | AZ_85031 | 85031 | Suburb Large | 6371 | 0.77965
4013 | 85032 | 4 | PHOENIX | MARICOPA | AZ | AZ_85032 | 85032 | City Large | 15794 | 0.79923
4013 | 85033 | 4 | PHOENIX | MARICOPA | AZ | AZ_85033 | 85033 | Suburb Large | 11209 | 0.77822
4013 | 85034 | 4 | PHOENIX | MARICOPA | AZ | AZ_85034 | 85034 | City Midsize | 1268 | 0.76358
4013 | 85035 | 4 | PHOENIX | MARICOPA | AZ | AZ_85035 | 85035 | Suburb Large | 8407 | 0.77963
4013 | 85037 | 4 | PHOENIX | MARICOPA | AZ | AZ_85037 | 85037 | Suburb Large | 12274 | 0.7842
4013 | 85040 | 4 | PHOENIX | MARICOPA | AZ | AZ_85040 | 85040 | City Midsize | 6151 | 0.73995
4013 | 85041 | 4 | PHOENIX | MARICOPA | AZ | AZ_85041 | 85041 | City Midsize | 11607 | 0.74785
4013 | 85042 | 4 | PHOENIX | MARICOPA | AZ | AZ_85042 | 85042 | Suburb Large | 8956 | 0.76589
4013 | 85043 | 4 | PHOENIX | MARICOPA | AZ | AZ_85043 | 85043 | Suburb Large | 6984 | 0.78047
4013 | 85044 | 4 | PHOENIX | MARICOPA | AZ | AZ_85044 | 85044 | Suburb Large | 10826 | 0.77661
4013 | 85045 | 4 | PHOENIX | MARICOPA | AZ | AZ_85045 | 85045 | Suburb Large | 2177 | 0.79093
4013 | 85048 | 4 | PHOENIX | MARICOPA | AZ | AZ_85048 | 85048 | Suburb Large | 9810 | 0.77296
4013 | 85050 | 4 | PHOENIX | MARICOPA | AZ | AZ_85050 | 85050 | City Large | 7547 | 0.80362
4013 | 85051 | 4 | PHOENIX | MARICOPA | AZ | AZ_85051 | 85051 | Suburb Large | 10213 | 0.7855
4013 | 85053 | 4 | PHOENIX | MARICOPA | AZ | AZ_85053 | 85053 | City Large | 8560 | 0.81174
4013 | 85083 | 4 | PHOENIX | MARICOPA | AZ | AZ_85083 | 85083 | City Large | 4053 | 0.80227
4013 | 85085 | 4 | PHOENIX | MARICOPA | AZ | AZ_85085 | 85085 | City Large | 4195 | 0.80155
4013 | 85086 | 4 | PHOENIX | MARICOPA | AZ | AZ_85086 | 85086 | City Large | 12198 | 0.76623
4021 | 85118 | 4 | GOLD CANYON | PINAL | AZ | AZ_85118 | 85118 | Rural Fringe | 5238 | 0.88212
4013 | 85119 | 4 | APACHE JUNCTION | MARICOPA | AZ | AZ_85119 | 85119 | Rural Fringe | 6510 | 0.8754
4021 | 85122 | 4 | CASA GRANDE | PINAL | AZ | AZ_85122 | 85122 | Town Fringe | 11625 | 0.8448
4021 | 85128 | 4 | COOLIDGE | PINAL | AZ | AZ_85128 | 85128 | Town Fringe | 4987 | 0.85581
4021 | 85132 | 4 | FLORENCE | PINAL | AZ | AZ_85132 | 85132 | Rural Fringe | 8528 | 0.88717
4021 | 85137 | 4 | KEARNY | PINAL | AZ | AZ_85137 | 85137 | Rural Fringe | 440 | 0.8869
4021 | 85138 | 4 | MARICOPA | PINAL | AZ | AZ_85138 | 85138 | Rural Fringe | 12717 | 0.87308
4021 | 85140 | 4 | SAN TAN VALLEY | PINAL | AZ | AZ_85140 | 85140 | Rural Fringe | 8691 | 0.86642
4021 | 85143 | 4 | SAN TAN VALLEY | PINAL | AZ | AZ_85143 | 85143 | Rural Fringe | 9901 | 0.87235
4021 | 85172 | 4 | STANFIELD | PINAL | AZ | AZ_85172 | 85172 | Rural Fringe | 0 | 0.88197
4021 | 85193 | 4 | CASA GRANDE | PINAL | AZ | AZ_85193 | 85193 | Rural Fringe | 5549 | 0.88087
4021 | 85194 | 4 | CASA GRANDE | PINAL | AZ | AZ_85194 | 85194 | Town Fringe | 2309 | 0.84852
4013 | 85201 | 4 | MESA | MARICOPA | AZ | AZ_85201 | 85201 | City Large | 7117 | 0.80697
4013 | 85202 | 4 | MESA | MARICOPA | AZ | AZ_85202 | 85202 | City Large | 7320 | 0.80489
4013 | 85203 | 4 | MESA | MARICOPA | AZ | AZ_85203 | 85203 | City Large | 7774 | 0.80521
4013 | 85204 | 4 | MESA | MARICOPA | AZ | AZ_85204 | 85204 | City Large | 12412 | 0.79071
4013 | 85205 | 4 | MESA | MARICOPA | AZ | AZ_85205 | 85205 | City Large | 11220 | 0.79244
4013 | 85206 | 4 | MESA | MARICOPA | AZ | AZ_85206 | 85206 | City Large | 9075 | 0.77367
4013 | 85207 | 4 | MESA | MARICOPA | AZ | AZ_85207 | 85207 | City Large | 12349 | 0.79127
4013 | 85208 | 4 | MESA | MARICOPA | AZ | AZ_85208 | 85208 | City Large | 7290 | 0.79858
4013 | 85209 | 4 | MESA | MARICOPA | AZ | AZ_85209 | 85209 | Suburb Large | 10693 | 0.76066
4013 | 85210 | 4 | MESA | MARICOPA | AZ | AZ_85210 | 85210 | City Large | 7283 | 0.80616
4013 | 85212 | 4 | MESA | MARICOPA | AZ | AZ_85212 | 85212 | Rural Fringe | 8494 | 0.86392
4013 | 85213 | 4 | MESA | MARICOPA | AZ | AZ_85213 | 85213 | City Large | 7585 | 0.8042
4013 | 85224 | 4 | CHANDLER | MARICOPA | AZ | AZ_85224 | 85224 | Suburb Large | 11134 | 0.75202
4013 | 85225 | 4 | CHANDLER | MARICOPA | AZ | AZ_85225 | 85225 | Suburb Large | 15125 | 0.74621
4013 | 85226 | 4 | CHANDLER | MARICOPA | AZ | AZ_85226 | 85226 | Suburb Large | 9326 | 0.77344
4013 | 85233 | 4 | GILBERT | MARICOPA | AZ | AZ_85233 | 85233 | Suburb Large | 9674 | 0.72166
4013 | 85234 | 4 | GILBERT | MARICOPA | AZ | AZ_85234 | 85234 | Suburb Large | 11793 | 0.72971
4021 | 85248 | 4 | CHANDLER | PINAL | AZ | AZ_85248 | 85248 | Suburb Large | 12514 | 0.77454
4013 | 85249 | 4 | CHANDLER | MARICOPA | AZ | AZ_85249 | 85249 | Suburb Large | 12339 | 0.74066
4013 | 85250 | 4 | SCOTTSDALE | MARICOPA | AZ | AZ_85250 | 85250 | City Midsize | 4051 | 0.72301
4013 | 85251 | 4 | SCOTTSDALE | MARICOPA | AZ | AZ_85251 | 85251 | City Midsize | 6697 | 0.74974
4013 | 85253 | 4 | PARADISE VALLEY | MARICOPA | AZ | AZ_85253 | 85253 | City Midsize | 6401 | 0.73341
4013 | 85254 | 4 | SCOTTSDALE | MARICOPA | AZ | AZ_85254 | 85254 | City Large | 14017 | 0.80143
4013 | 85255 | 4 | SCOTTSDALE | MARICOPA | AZ | AZ_85255 | 85255 | City Midsize | 8887 | 0.74567
4013 | 85256 | 4 | SCOTTSDALE | MARICOPA | AZ | AZ_85256 | 85256 | City Large | 584 | 0.81511
4013 | 85257 | 4 | SCOTTSDALE | MARICOPA | AZ | AZ_85257 | 85257 | City Midsize | 7065 | 0.75825
4013 | 85258 | 4 | SCOTTSDALE | MARICOPA | AZ | AZ_85258 | 85258 | City Midsize | 6228 | 0.72289
4013 | 85259 | 4 | SCOTTSDALE | MARICOPA | AZ | AZ_85259 | 85259 | City Midsize | 7340 | 0.75971
4013 | 85260 | 4 | SCOTTSDALE | MARICOPA | AZ | AZ_85260 | 85260 | City Midsize | 12075 | 0.74668
4013 | 85262 | 4 | SCOTTSDALE | MARICOPA | AZ | AZ_85262 | 85262 | City Midsize | 4503 | 0.76369
4013 | 85266 | 4 | SCOTTSDALE | MARICOPA | AZ | AZ_85266 | 85266 | City Midsize | 4706 | 0.73091
4013 | 85281 | 4 | TEMPE | MARICOPA | AZ | AZ_85281 | 85281 | City Midsize | 6776 | 0.74861
4013 | 85282 | 4 | TEMPE | MARICOPA | AZ | AZ_85282 | 85282 | City Large | 10432 | 0.81285
4013 | 85283 | 4 | TEMPE | MARICOPA | AZ | AZ_85283 | 85283 | City Large | 9676 | 0.79977
4013 | 85284 | 4 | TEMPE | MARICOPA | AZ | AZ_85284 | 85284 | Suburb Large | 5272 | 0.71384
4013 | 85286 | 4 | CHANDLER | MARICOPA | AZ | AZ_85286 | 85286 | Suburb Large | 9371 | 0.77278
4013 | 85295 | 4 | GILBERT | MARICOPA | AZ | AZ_85295 | 85295 | Suburb Large | 7882 | 0.73891
4013 | 85296 | 4 | GILBERT | MARICOPA | AZ | AZ_85296 | 85296 | Suburb Large | 11085 | 0.72546
4013 | 85297 | 4 | GILBERT | MARICOPA | AZ | AZ_85297 | 85297 | Rural Fringe | 10005 | 0.83666
4013 | 85298 | 4 | GILBERT | MARICOPA | AZ | AZ_85298 | 85298 | Suburb Large | 3516 | 0.72478
4013 | 85301 | 4 | GLENDALE | MARICOPA | AZ | AZ_85301 | 85301 | Suburb Large | 9029 | 0.78229
4013 | 85302 | 4 | GLENDALE | MARICOPA | AZ | AZ_85302 | 85302 | Suburb Large | 8852 | 0.77802
4013 | 85303 | 4 | GLENDALE | MARICOPA | AZ | AZ_85303 | 85303 | Suburb Large | 7385 | 0.77593
4013 | 85304 | 4 | GLENDALE | MARICOPA | AZ | AZ_85304 | 85304 | Suburb Large | 7680 | 0.77389
4013 | 85305 | 4 | GLENDALE | MARICOPA | AZ | AZ_85305 | 85305 | Suburb Large | 2647 | 0.77954
4013 | 85306 | 4 | GLENDALE | MARICOPA | AZ | AZ_85306 | 85306 | Suburb Large | 6778 | 0.76047
4013 | 85307 | 4 | GLENDALE | MARICOPA | AZ | AZ_85307 | 85307 | Suburb Large | 2498 | 0.78189
4013 | 85308 | 4 | GLENDALE | MARICOPA | AZ | AZ_85308 | 85308 | City Large | 20736 | 0.80702
4013 | 85309 | 4 | GLENDALE LUKE AFB | MARICOPA | AZ | AZ_85309 | 85309 | Suburb Large | 163 | 0.74278
4013 | 85310 | 4 | GLENDALE | MARICOPA | AZ | AZ_85310 | 85310 | City Large | 6543 | 0.80844
4013 | 85320 | 4 | AGUILA | MARICOPA | AZ | AZ_85320 | 85320 | Rural Fringe | 0 | 0.86352
4013 | 85322 | 4 | ARLINGTON | MARICOPA | AZ | AZ_85322 | 85322 | Rural Fringe | 105 | 0.88596
4013 | 85323 | 4 | AVONDALE | MARICOPA | AZ | AZ_85323 | 85323 | Suburb Large | 7923 | 0.77652
4013 | 85326 | 4 | BUCKEYE | MARICOPA | AZ | AZ_85326 | 85326 | Rural Fringe | 15002 | 0.88372
4013 | 85331 | 4 | CAVE CREEK | MARICOPA | AZ | AZ_85331 | 85331 | City Midsize | 11397 | 0.75518
4025 | 85332 | 4 | CONGRESS | YAVAPAI | AZ | AZ_85332 | 85332 | Rural Fringe | 0 | 0.88163
4013 | 85335 | 4 | EL MIRAGE | MARICOPA | AZ | AZ_85335 | 85335 | Suburb Large | 8023 | 0.76537
4013 | 85337 | 4 | GILA BEND | MARICOPA | AZ | AZ_85337 | 85337 | Rural Fringe | 106 | 0.89175
4013 | 85338 | 4 | GOODYEAR | MARICOPA | AZ | AZ_85338 | 85338 | Rural Fringe | 13341 | 0.87801
4013 | 85340 | 4 | LITCHFIELD PARK | MARICOPA | AZ | AZ_85340 | 85340 | Rural Fringe | 10632 | 0.86255
4013 | 85342 | 4 | MORRISTOWN | MARICOPA | AZ | AZ_85342 | 85342 | Rural Fringe | 879 | 0.87963
4013 | 85345 | 4 | PEORIA | MARICOPA | AZ | AZ_85345 | 85345 | Suburb Large | 12533 | 0.78556
4013 | 85351 | 4 | SUN CITY | MARICOPA | AZ | AZ_85351 | 85351 | Suburb Large | 12954 | 0.76987
4013 | 85353 | 4 | TOLLESON | MARICOPA | AZ | AZ_85353 | 85353 | Suburb Large | 8573 | 0.7794
4013 | 85355 | 4 | WADDELL | MARICOPA | AZ | AZ_85355 | 85355 | Suburb Large | 2246 | 0.78654
4013 | 85361 | 4 | WITTMANN | MARICOPA | AZ | AZ_85361 | 85361 | Rural Fringe | 3017 | 0.87751
4025 | 85362 | 4 | YARNELL | YAVAPAI | AZ | AZ_85362 | 85362 | Rural Fringe | 0 | 0.87217
4013 | 85373 | 4 | SUN CITY | MARICOPA | AZ | AZ_85373 | 85373 | Suburb Large | 5746 | 0.77334
4013 | 85374 | 4 | SURPRISE | MARICOPA | AZ | AZ_85374 | 85374 | Suburb Large | 15158 | 0.75554
4013 | 85378 | 4 | SURPRISE | MARICOPA | AZ | AZ_85378 | 85378 | Suburb Large | 3304 | 0.77965
4013 | 85379 | 4 | SURPRISE | MARICOPA | AZ | AZ_85379 | 85379 | Suburb Large | 11270 | 0.76151
4013 | 85381 | 4 | PEORIA | MARICOPA | AZ | AZ_85381 | 85381 | Suburb Large | 6338 | 0.75794
4013 | 85382 | 4 | PEORIA | MARICOPA | AZ | AZ_85382 | 85382 | Suburb Large | 9910 | 0.76392
4013 | 85383 | 4 | PEORIA | MARICOPA | AZ | AZ_85383 | 85383 | City Large | 12530 | 0.80744
4013 | 85387 | 4 | SURPRISE | MARICOPA | AZ | AZ_85387 | 85387 | Suburb Large | 5631 | 0.78228
4013 | 85388 | 4 | SURPRISE | MARICOPA | AZ | AZ_85388 | 85388 | Suburb Large | 6247 | 0.77968
4013 | 85392 | 4 | AVONDALE | MARICOPA | AZ | AZ_85392 | 85392 | Suburb Large | 6183 | 0.78362
4013 | 85395 | 4 | GOODYEAR | MARICOPA | AZ | AZ_85395 | 85395 | Suburb Large | 8850 | 0.75849
4013 | 85396 | 4 | BUCKEYE | MARICOPA | AZ | AZ_85396 | 85396 | Rural Fringe | 2639 | 0.87919
4007 | 85501 | 4 | GLOBE | GILA | AZ | AZ_85501 | 85501 | Rural Fringe | 4133 | 0.86881
4011 | 85533 | 4 | CLIFTON | GREENLEE | AZ | AZ_85533 | 85533 | Town Fringe | 767 | 0.84258
4011 | 85534 | 4 | DUNCAN | GREENLEE | AZ | AZ_85534 | 85534 | Rural Fringe | 346 | 0.89243
4009 | 85536 | 4 | FORT THOMAS | GRAHAM | AZ | AZ_85536 | 85536 | Rural Fringe | 0 | 0.88664
4007 | 85539 | 4 | MIAMI | GILA | AZ | AZ_85539 | 85539 | Town Fringe | 1499 | 0.84874
4011 | 85540 | 4 | MORENCI | GREENLEE | AZ | AZ_85540 | 85540 | Town Fringe | 451 | 0.82646
4007 | 85545 | 4 | ROOSEVELT | GILA | AZ | AZ_85545 | 85545 | Town Fringe | 191 | 0.85166
4021 | 85618 | 4 | MAMMOTH | PINAL | AZ | AZ_85618 | 85618 | Rural Fringe | 0 | 0.88811
4021 | 85623 | 4 | ORACLE | PINAL | AZ | AZ_85623 | 85623 | Rural Fringe | 1824 | 0.88529
4021 | 85631 | 4 | SAN MANUEL | PINAL | AZ | AZ_85631 | 85631 | Rural Fringe | 1088 | 0.89165
4021 | 85658 | 4 | MARANA | PINAL | AZ | AZ_85658 | 85658 | Suburb Large | 1743 | 0.79533
4021 | 85739 | 4 | TUCSON | PINAL | AZ | AZ_85739 | 85739 | Rural Fringe | 6166 | 0.88319
4019 | 85755 | 4 | TUCSON | PIMA | AZ | AZ_85755 | 85755 | Suburb Large | 5818 | 0.78334
4017 | 85901 | 4 | SHOW LOW | NAVAJO | AZ | AZ_85901 | 85901 | Rural Fringe | 6722 | 0.83069
4001 | 85920 | 4 | ALPINE | APACHE | AZ | AZ_85920 | 85920 | Rural Fringe | 0 | 0.81292
4001 | 85924 | 4 | CONCHO | APACHE | AZ | AZ_85924 | 85924 | Rural Fringe | 81 | 0.87502
4001 | 85925 | 4 | EAGAR | APACHE | AZ | AZ_85925 | 85925 | Rural Fringe | 1068 | 0.83295
4017 | 85928 | 4 | HEBER | NAVAJO | AZ | AZ_85928 | 85928 | Rural Fringe | 3685 | 0.84334
4017 | 85929 | 4 | LAKESIDE | NAVAJO | AZ | AZ_85929 | 85929 | Town Fringe | 3102 | 0.78284
4001 | 85930 | 4 | MCNARY | APACHE | AZ | AZ_85930 | 85930 | Rural Fringe | 414 | 0.81135
4005 | 85931 | 4 | FOREST LAKES | COCONINO | AZ | AZ_85931 | 85931 | Rural Fringe | 41 | 0.80214
4001 | 85932 | 4 | NUTRIOSO | APACHE | AZ | AZ_85932 | 85932 | Rural Fringe | 11 | 0.81635
4017 | 85935 | 4 | PINETOP | NAVAJO | AZ | AZ_85935 | 85935 | Town Fringe | 3508 | 0.76586
4001 | 85936 | 4 | SAINT JOHNS | APACHE | AZ | AZ_85936 | 85936 | Town Fringe | 415 | 0.84951
4001 | 85938 | 4 | SPRINGERVILLE | APACHE | AZ | AZ_85938 | 85938 | Rural Fringe | 1246 | 0.86439
4001 | 85940 | 4 | VERNON | APACHE | AZ | AZ_85940 | 85940 | Rural Fringe | 6 | 0.82837
4017 | 86025 | 4 | HOLBROOK | NAVAJO | AZ | AZ_86025 | 86025 | Town Fringe | 2131 | 0.84637
4001 | 86028 | 4 | PETRIFIED FOREST NATL PK | APACHE | AZ | AZ_86028 | 86028 | Rural Fringe | 264 | 0.87252
4005 | 86038 | 4 | MORMON LAKE | COCONINO | AZ | AZ_86038 | 86038 | City Small | 433 | 0.85334
4025 | 86305 | 4 | PRESCOTT | YAVAPAI | AZ | AZ_86305 | 86305 | Rural Fringe | 7617 | 0.847
4025 | 86314 | 4 | PRESCOTT VALLEY | YAVAPAI | AZ | AZ_86314 | 86314 | Suburb Small | 7760 | 0.79453
4025 | 86320 | 4 | ASH FORK | YAVAPAI | AZ | AZ_86320 | 86320 | Rural Fringe | 0 | 0.85948
4025 | 86321 | 4 | BAGDAD | YAVAPAI | AZ | AZ_86321 | 86321 | Rural Fringe | 429 | 0.87429
4025 | 86323 | 4 | CHINO VALLEY | YAVAPAI | AZ | AZ_86323 | 86323 | Town Fringe | 3816 | 0.83648
4025 | 86326 | 4 | COTTONWOOD | YAVAPAI | AZ | AZ_86326 | 86326 | Suburb Small | 6040 | 0.80487
4025 | 86332 | 4 | KIRKLAND | YAVAPAI | AZ | AZ_86332 | 86332 | Rural Fringe | 1003 | 0.87312
4025 | 86335 | 4 | RIMROCK | YAVAPAI | AZ | AZ_86335 | 86335 | Rural Fringe | 769 | 0.83958
4025 | 86336 | 4 | SEDONA | YAVAPAI | AZ | AZ_86336 | 86336 | City Small | 6092 | 0.87372
4025 | 86337 | 4 | SELIGMAN | YAVAPAI | AZ | AZ_86337 | 86337 | Rural Fringe | 0 | 0.86125
4001 | 86506 | 4 | HOUCK | APACHE | AZ | AZ_86506 | 86506 | Rural Fringe | 555 | 0.84945
4001 | 86508 | 4 | LUPTON | APACHE | AZ | AZ_86508 | 86508 | Rural Fringe | 27 | 0.83059
4001 | 86511 | 4 | SAINT MICHAELS | APACHE | AZ | AZ_86511 | 86511 | Town Fringe | 700 | 0.78434
4001 | 86512 | 4 | SANDERS | APACHE | AZ | AZ_86512 | 86512 | Rural Fringe | 405 | 0.85835
4001 | 86515 | 4 | WINDOW ROCK | APACHE | AZ | AZ_86515 | 86515 | Town Fringe | 271 | 0.8092
4019 | 85321 | 4 | AJO | PIMA | AZ | AZ_85321 | 85321 | Rural Fringe | 179 | 0.8972
4019 | 85619 | 4 | MOUNT LEMMON | PIMA | AZ | AZ_85619 | 85619 | Suburb Large | 159 | 0.74102
4003 | 85644 | 4 | WILLCOX | COCHISE | AZ | AZ_85644 | 85644 | Rural Fringe | 0 | 0.89475
4019 | 85653 | 4 | MARANA | PIMA | AZ | AZ_85653 | 85653 | Rural Fringe | 5333 | 0.89445
4019 | 85709 | 4 | TUCSON | PIMA | AZ | AZ_85709 | 85709 | City Large | 1 | 1
4019 | 85721 | 4 | TUCSON | PIMA | AZ | AZ_85721 | 85721 | City Large | 2 | 1
4003 | 85609 | 4 | DRAGOON | COCHISE | AZ | AZ_85609 | 85609 | Rural Fringe | 0 | 0.89642
4019 | 85701 | 4 | TUCSON | PIMA | AZ | AZ_85701 | 85701 | City Large | 1675 | 0.80299
4019 | 85708 | 4 | TUCSON | PIMA | AZ | AZ_85708 | 85708 | City Large | 884 | 0.83824
4019 | 85757 | 4 | TUCSON | PIMA | AZ | AZ_85757 | 85757 | City Large | 1914 | 0.7965
4019 | 85341 | 4 | LUKEVILLE | PIMA | AZ | AZ_85341 | 85341 | Rural Fringe | 0 | 0.90017
4019 | 85601 | 4 | ARIVACA | PIMA | AZ | AZ_85601 | 85601 | Rural Fringe | 0 | 0.90212
4003 | 85602 | 4 | BENSON | COCHISE | AZ | AZ_85602 | 85602 | Rural Fringe | 2764 | 0.89274
4003 | 85606 | 4 | COCHISE | COCHISE | AZ | AZ_85606 | 85606 | Rural Fringe | 293 | 0.8882
4003 | 85610 | 4 | ELFRIDA | COCHISE | AZ | AZ_85610 | 85610 | Rural Fringe | 0 | 0.89713
4019 | 85614 | 4 | GREEN VALLEY | PIMA | AZ | AZ_85614 | 85614 | Rural Fringe | 9941 | 0.88876
4023 | 85621 | 4 | NOGALES | SANTA CRUZ | AZ | AZ_85621 | 85621 | Rural Fringe | 6048 | 0.89363
4019 | 85622 | 4 | GREEN VALLEY | PIMA | AZ | AZ_85622 | 85622 | Rural Fringe | 999 | 0.89639
4023 | 85624 | 4 | PATAGONIA | SANTA CRUZ | AZ | AZ_85624 | 85624 | Rural Fringe | 1140 | 0.88833
4003 | 85625 | 4 | PEARCE | COCHISE | AZ | AZ_85625 | 85625 | Rural Fringe | 440 | 0.88027
4003 | 85627 | 4 | POMERENE | COCHISE | AZ | AZ_85627 | 85627 | Rural Fringe | -999 | 0.82377
4019 | 85629 | 4 | SAHUARITA | PIMA | AZ | AZ_85629 | 85629 | Rural Fringe | 10080 | 0.89316
4019 | 85633 | 4 | SASABE | PIMA | AZ | AZ_85633 | 85633 | Rural Fringe | 0 | 0.90262
4019 | 85634 | 4 | SELLS | PIMA | AZ | AZ_85634 | 85634 | Rural Fringe | 409 | 0.90048
4003 | 85635 | 4 | SIERRA VISTA | COCHISE | AZ | AZ_85635 | 85635 | Town Fringe | 10541 | 0.86726
4023 | 85637 | 4 | SONOITA | SANTA CRUZ | AZ | AZ_85637 | 85637 | Rural Fringe | 808 | 0.88879
4003 | 85638 | 4 | TOMBSTONE | COCHISE | AZ | AZ_85638 | 85638 | Rural Fringe | 411 | 0.89917
4023 | 85640 | 4 | TUMACACORI | SANTA CRUZ | AZ | AZ_85640 | 85640 | Town Fringe | 383 | 0.86869
4019 | 85641 | 4 | VAIL | PIMA | AZ | AZ_85641 | 85641 | Rural Fringe | 4180 | 0.89089
4019 | 85645 | 4 | AMADO | PIMA | AZ | AZ_85645 | 85645 | Rural Fringe | 413 | 0.89552
4023 | 85646 | 4 | TUBAC | SANTA CRUZ | AZ | AZ_85646 | 85646 | Town Fringe | 0 | 0.86429
4023 | 85648 | 4 | RIO RICO | SANTA CRUZ | AZ | AZ_85648 | 85648 | Town Fringe | 3662 | 0.86551
4019 | 85704 | 4 | TUCSON | PIMA | AZ | AZ_85704 | 85704 | Suburb Large | 7310 | 0.78835
4019 | 85705 | 4 | TUCSON | PIMA | AZ | AZ_85705 | 85705 | Suburb Large | 8249 | 0.78352
4019 | 85706 | 4 | TUCSON | PIMA | AZ | AZ_85706 | 85706 | City Large | 15275 | 0.76236
4019 | 85707 | 4 | TUCSON | PIMA | AZ | AZ_85707 | 85707 | City Large | 58 | 0.98276
4019 | 85710 | 4 | TUCSON | PIMA | AZ | AZ_85710 | 85710 | City Large | 16086 | 0.92876
4019 | 85711 | 4 | TUCSON | PIMA | AZ | AZ_85711 | 85711 | City Large | 13701 | 0.89942
4019 | 85712 | 4 | TUCSON | PIMA | AZ | AZ_85712 | 85712 | City Large | 10000 | 0.8594
4019 | 85713 | 4 | TUCSON | PIMA | AZ | AZ_85713 | 85713 | City Large | 9785 | 0.81817
4019 | 85714 | 4 | TUCSON | PIMA | AZ | AZ_85714 | 85714 | City Large | 3608 | 0.86613
4019 | 85715 | 4 | TUCSON | PIMA | AZ | AZ_85715 | 85715 | City Large | 5790 | 0.91934
4019 | 85716 | 4 | TUCSON | PIMA | AZ | AZ_85716 | 85716 | City Large | 10958 | 0.82707
4019 | 85718 | 4 | TUCSON | PIMA | AZ | AZ_85718 | 85718 | Suburb Large | 8868 | 0.78246
4019 | 85719 | 4 | TUCSON | PIMA | AZ | AZ_85719 | 85719 | City Large | 8502 | 0.82301
4019 | 85724 | 4 | TUCSON | PIMA | AZ | AZ_85724 | 85724 | City Large | -999 | -999
4019 | 85726 | 4 | TUCSON | PIMA | AZ | AZ_85726 | 85726 | City Large | 0 | 0.80239
4019 | 85730 | 4 | TUCSON | PIMA | AZ | AZ_85730 | 85730 | Suburb Large | 10392 | 0.77348
4019 | 85735 | 4 | TUCSON | PIMA | AZ | AZ_85735 | 85735 | Rural Fringe | 4254 | 0.89471
4019 | 85736 | 4 | TUCSON | PIMA | AZ | AZ_85736 | 85736 | Rural Fringe | 1205 | 0.89645
4019 | 85737 | 4 | TUCSON | PIMA | AZ | AZ_85737 | 85737 | Suburb Large | 5347 | 0.77999
4019 | 85741 | 4 | TUCSON | PIMA | AZ | AZ_85741 | 85741 | Suburb Large | 8208 | 0.77411
4019 | 85742 | 4 | TUCSON | PIMA | AZ | AZ_85742 | 85742 | Suburb Large | 8649 | 0.76032
4019 | 85743 | 4 | TUCSON | PIMA | AZ | AZ_85743 | 85743 | Suburb Large | 7646 | 0.7817
4019 | 85745 | 4 | TUCSON | PIMA | AZ | AZ_85745 | 85745 | City Large | 10050 | 0.82502
4019 | 85746 | 4 | TUCSON | PIMA | AZ | AZ_85746 | 85746 | Rural Fringe | 10971 | 0.88427
4019 | 85747 | 4 | TUCSON | PIMA | AZ | AZ_85747 | 85747 | Rural Fringe | 8185 | 0.8876
4019 | 85748 | 4 | TUCSON | PIMA | AZ | AZ_85748 | 85748 | Suburb Large | 5640 | 0.78349
4019 | 85749 | 4 | TUCSON | PIMA | AZ | AZ_85749 | 85749 | Suburb Large | 5579 | 0.78442
4019 | 85750 | 4 | TUCSON | PIMA | AZ | AZ_85750 | 85750 | City Large | 8040 | 0.81534
4019 | 85756 | 4 | TUCSON | PIMA | AZ | AZ_85756 | 85756 | City Large | 2796 | 0.82052
4012 | 85325 | 4 | BOUSE | LA PAZ | AZ | AZ_85325 | 85325 | Town Fringe | 0 | 0.85556
4027 | 85336 | 4 | GADSDEN | YUMA | AZ | AZ_85336 | 85336 | Rural Fringe | 0 | 0.83567
4012 | 85344 | 4 | PARKER | LA PAZ | AZ | AZ_85344 | 85344 | Town Fringe | 5344 | 0.85305
4027 | 85349 | 4 | SAN LUIS | YUMA | AZ | AZ_85349 | 85349 | Rural Fringe | 0 | 0.89548
4027 | 85350 | 4 | SOMERTON | YUMA | AZ | AZ_85350 | 85350 | Rural Fringe | 7739 | 0.88034
4027 | 85352 | 4 | TACNA | YUMA | AZ | AZ_85352 | 85352 | Rural Fringe | -999 | 0.78675
4012 | 85357 | 4 | WENDEN | LA PAZ | AZ | AZ_85357 | 85357 | Town Fringe | 122 | 0.85381
4012 | 85359 | 4 | QUARTZSITE | LA PAZ | AZ | AZ_85359 | 85359 | Town Fringe | 11 | 0.86128
4015 | 85360 | 4 | WIKIEUP | MOHAVE | AZ | AZ_85360 | 85360 | Rural Fringe | 75 | 0.87559
4027 | 85364 | 4 | YUMA | YUMA | AZ | AZ_85364 | 85364 | Rural Fringe | 20381 | 0.86574
4027 | 85365 | 4 | YUMA | YUMA | AZ | AZ_85365 | 85365 | Rural Fringe | 12519 | 0.88703
4015 | 86404 | 4 | LAKE HAVASU CITY | MOHAVE | AZ | AZ_86404 | 86404 | Town Fringe | 8383 | 0.85049
4015 | 86405 | 4 | LAKE HAVASU CITY | MOHAVE | AZ | AZ_86405 | 86405 | Town Fringe | 0 | 0.84413
4015 | 86406 | 4 | LAKE HAVASU CITY | MOHAVE | AZ | AZ_86406 | 86406 | Town Fringe | 10230 | 0.8483
4015 | 86436 | 4 | TOPOCK | MOHAVE | AZ | AZ_86436 | 86436 | Town Fringe | 858 | 0.8459
32003 | 89004 | 32 | BLUE DIAMOND | CLARK | NV | NV_89004 | 89004 | Suburb Large | -999 | 0.76931
32003 | 89044 | 32 | HENDERSON | CLARK | NV | NV_89044 | 89044 | Suburb Large | 4786 | 0.76972
32003 | 89054 | 32 | SLOAN | CLARK | NV | NV_89054 | 89054 | Suburb Large | 181 | 0.77179
6065 | 92225 | 6 | BLYTHE | RIVERSIDE | CA | CA_92225 | 92225 | Town Fringe | 5197 | 0.92334
6025 | 92283 | 6 | WINTERHAVEN | IMPERIAL | CA | CA_92283 | 92283 | Rural Fringe | 540 | 0.88386
4012 | 85328 | 4 | CIBOLA | LA PAZ | AZ | AZ_85328 | 85328 | Rural Fringe | 0 | 0.88748
4027 | 85333 | 4 | DATELAND | YUMA | AZ | AZ_85333 | 85333 | Rural Fringe | 0 | 0.89065
4012 | 85334 | 4 | EHRENBERG | LA PAZ | AZ | AZ_85334 | 85334 | Town Fringe | 0 | 0.85748
4012 | 85346 | 4 | QUARTZSITE | LA PAZ | AZ | AZ_85346 | 85346 | Town Fringe | 26 | 0.85681
4027 | 85347 | 4 | ROLL | YUMA | AZ | AZ_85347 | 85347 | Rural Fringe | 187 | 0.89073
4012 | 85348 | 4 | SALOME | LA PAZ | AZ | AZ_85348 | 85348 | Rural Fringe | 660 | 0.88377
4027 | 85356 | 4 | WELLTON | YUMA | AZ | AZ_85356 | 85356 | Rural Fringe | 811 | 0.89483
4027 | 85367 | 4 | YUMA | YUMA | AZ | AZ_85367 | 85367 | Rural Fringe | 5871 | 0.89378
4015 | 86403 | 4 | LAKE HAVASU CITY | MOHAVE | AZ | AZ_86403 | 86403 | Town Fringe | 7417 | 0.80889
4015 | 86409 | 4 | KINGMAN | MOHAVE | AZ | AZ_86409 | 86409 | Suburb Large | 3962 | 0.76384
4015 | 86413 | 4 | GOLDEN VALLEY | MOHAVE | AZ | AZ_86413 | 86413 | Suburb Large | 1459 | 0.7701
4015 | 86431 | 4 | CHLORIDE | MOHAVE | AZ | AZ_86431 | 86431 | Suburb Large | 0 | 0.7413
4015 | 86438 | 4 | YUCCA | MOHAVE | AZ | AZ_86438 | 86438 | Town Fringe | 0 | 0.83513
4015 | 86442 | 4 | BULLHEAD CITY | MOHAVE | AZ | AZ_86442 | 86442 | Suburb Large | 8225 | 0.77668
4015 | 86443 | 4 | TEMPLE BAR MARINA | MOHAVE | AZ | AZ_86443 | 86443 | Suburb Large | -999 | 0.78146
32003 | 89141 | 32 | LAS VEGAS | CLARK | NV | NV_89141 | 89141 | Suburb Large | 7309 | 0.74762
32003 | 89002 | 32 | HENDERSON | CLARK | NV | NV_89002 | 89002 | Suburb Large | 8636 | 0.77048
32003 | 89026 | 32 | JEAN | CLARK | NV | NV_89026 | 89026 | Suburb Large | 2937 | 0.77044
32003 | 89183 | 32 | LAS VEGAS | CLARK | NV | NV_89183 | 89183 | Suburb Large | 8849 | 0.73854
6025 | 92266 | 6 | PALO VERDE | IMPERIAL | CA | CA_92266 | 92266 | Rural Fringe | 0 | 0.88105
6071 | 92267 | 6 | PARKER DAM | SAN BERNARDINO | CA | CA_92267 | 92267 | Rural Fringe | 0 | 0.86432
6071 | 92280 | 6 | VIDAL | SAN BERNARDINO | CA | CA_92280 | 92280 | Rural Fringe | 0 | 0.8735
56041 | 82931 | 56 | EVANSTON | UINTA | WY | WY_82931 | 82931 | Rural Fringe | 557 | 0.77826
56041 | 82937 | 56 | LYMAN | UINTA | WY | WY_82937 | 82937 | Rural Fringe | 674 | 0.81172
56023 | 83119 | 56 | FAIRVIEW | LINCOLN | WY | WY_83119 | 83119 | Rural Fringe | 7 | 0.78653
56023 | 83121 | 56 | FRONTIER | LINCOLN | WY | WY_83121 | 83121 | Town Fringe | 0 | 0.77223
16007 | 83238 | 16 | GENEVA | BEAR LAKE | ID | ID_83238 | 83238 | Rural Fringe | 369 | 0.78947
49013 | 84002 | 49 | ALTONAH | DUCHESNE | UT | UT_84002 | 84002 | Rural Fringe | 796 | 0.78154
49049 | 84004 | 49 | ALPINE | UTAH | UT | UT_84004 | 84004 | Suburb Large | 1739 | 0.67592
49049 | 84005 | 49 | EAGLE MOUNTAIN | UTAH | UT | UT_84005 | 84005 | Suburb Large | 3967 | 0.7221
49013 | 84007 | 49 | BLUEBELL | DUCHESNE | UT | UT_84007 | 84007 | Rural Fringe | 438 | 0.80573
49011 | 84010 | 49 | BOUNTIFUL | DAVIS | UT | UT_84010 | 84010 | Suburb Large | 9499 | 0.66911
49049 | 84013 | 49 | CEDAR VALLEY | UTAH | UT | UT_84013 | 84013 | Suburb Large | 388 | 0.7176
49043 | 84017 | 49 | COALVILLE | SUMMIT | UT | UT_84017 | 84017 | Rural Fringe | 2079 | 0.77727
49043 | 84024 | 49 | ECHO | SUMMIT | UT | UT_84024 | 84024 | Rural Fringe | -999 | 0.81753
49013 | 84031 | 49 | HANNA | DUCHESNE | UT | UT_84031 | 84031 | Rural Fringe | 252 | 0.77097
49043 | 84033 | 49 | HENEFER | SUMMIT | UT | UT_84033 | 84033 | Rural Fringe | 234 | 0.79992
49043 | 84036 | 49 | KAMAS | SUMMIT | UT | UT_84036 | 84036 | Rural Fringe | 2688 | 0.76242
49033 | 84038 | 49 | LAKETOWN | RICH | UT | UT_84038 | 84038 | Rural Fringe | 384 | 0.78619
49049 | 84043 | 49 | LEHI | UTAH | UT | UT_84043 | 84043 | Suburb Large | 9351 | 0.69945
49049 | 84045 | 49 | SARATOGA SPRINGS | UTAH | UT | UT_84045 | 84045 | Suburb Large | 2214 | 0.6942
49051 | 84049 | 49 | MIDWAY | WASATCH | UT | UT_84049 | 84049 | Town Fringe | 1533 | 0.73054
49029 | 84050 | 49 | MORGAN | MORGAN | UT | UT_84050 | 84050 | Rural Fringe | 1161 | 0.76804
49013 | 84051 | 49 | MOUNTAIN HOME | DUCHESNE | UT | UT_84051 | 84051 | Rural Fringe | 514 | 0.80768
49043 | 84061 | 49 | PEOA | SUMMIT | UT | UT_84061 | 84061 | Rural Fringe | 668 | 0.78359
49033 | 84064 | 49 | RANDOLPH | RICH | UT | UT_84064 | 84064 | Rural Fringe | 1089 | 0.80859
49045 | 84069 | 49 | RUSH VALLEY | TOOELE | UT | UT_84069 | 84069 | Town Fringe | 652 | 0.77942
49013 | 84072 | 49 | TABIONA | DUCHESNE | UT | UT_84072 | 84072 | Rural Fringe | 137 | 0.77196
49045 | 84083 | 49 | WENDOVER | TOOELE | UT | UT_84083 | 84083 | Town Fringe | 42 | 0.79228
49033 | 84086 | 49 | WOODRUFF | RICH | UT | UT_84086 | 84086 | Rural Fringe | 399 | 0.78968
49035 | 84092 | 49 | SANDY | SALT LAKE | UT | UT_84092 | 84092 | Suburb Large | 7106 | 0.67794
49035 | 84096 | 49 | HERRIMAN | SALT LAKE | UT | UT_84096 | 84096 | Suburb Large | 5687 | 0.70802
49043 | 84098 | 49 | PARK CITY | SUMMIT | UT | UT_84098 | 84098 | Town Fringe | 4982 | 0.74442
49035 | 84108 | 49 | SALT LAKE CITY | SALT LAKE | UT | UT_84108 | 84108 | Suburb Large | 4587 | 0.67133
49035 | 84116 | 49 | SALT LAKE CITY | SALT LAKE | UT | UT_84116 | 84116 | Suburb Large | 6489 | 0.69664
49035 | 84150 | 49 | SALT LAKE CITY | SALT LAKE | UT | UT_84150 | 84150 | Suburb Large | 2 | 0.5
49057 | 84310 | 49 | EDEN | WEBER | UT | UT_84310 | 84310 | Suburb Large | 733 | 0.67776
49003 | 84316 | 49 | HOWELL | BOX ELDER | UT | UT_84316 | 84316 | Town Fringe | 115 | 0.77941
49057 | 84317 | 49 | HUNTSVILLE | WEBER | UT | UT_84317 | 84317 | Suburb Large | 1814 | 0.66905
49005 | 84321 | 49 | LOGAN | CACHE | UT | UT_84321 | 84321 | Suburb Small | 7867 | 0.7107
49005 | 84322 | 49 | LOGAN | CACHE | UT | UT_84322 | 84322 | Suburb Small | 475 | 0.72258
49003 | 84324 | 49 | MANTUA | BOX ELDER | UT | UT_84324 | 84324 | Town Fringe | 683 | 0.74193
49005 | 84328 | 49 | PARADISE | CACHE | UT | UT_84328 | 84328 | Suburb Small | 408 | 0.70971
49003 | 84334 | 49 | RIVERSIDE | BOX ELDER | UT | UT_84334 | 84334 | Town Fringe | -999 | 0.59609
49005 | 84335 | 49 | SMITHFIELD | CACHE | UT | UT_84335 | 84335 | Suburb Small | 3364 | 0.71191
49005 | 84339 | 49 | WELLSVILLE | CACHE | UT | UT_84339 | 84339 | Suburb Small | 1829 | 0.72726
49007 | 84501 | 49 | PRICE | CARBON | UT | UT_84501 | 84501 | Town Fringe | 3814 | 0.77239
49015 | 84518 | 49 | CLEVELAND | EMERY | UT | UT_84518 | 84518 | Rural Fringe | -999 | 0.81958
49015 | 84521 | 49 | ELMO | EMERY | UT | UT_84521 | 84521 | Rural Fringe | 568 | 0.81273
49015 | 84525 | 49 | GREEN RIVER | EMERY | UT | UT_84525 | 84525 | Rural Fringe | 305 | 0.83215
49007 | 84526 | 49 | HELPER | CARBON | UT | UT_84526 | 84526 | Town Fringe | 1512 | 0.75544
49007 | 84539 | 49 | SUNNYSIDE | CARBON | UT | UT_84539 | 84539 | Town Fringe | 170 | 0.76651
49049 | 84604 | 49 | PROVO | UTAH | UT | UT_84604 | 84604 | Suburb Large | 5744 | 0.6682
49027 | 84624 | 49 | DELTA | MILLARD | UT | UT_84624 | 84624 | Rural Fringe | 1795 | 0.82546
49049 | 84626 | 49 | ELBERTA | UTAH | UT | UT_84626 | 84626 | Town Fringe | 404 | 0.777
49023 | 84628 | 49 | EUREKA | JUAB | UT | UT_84628 | 84628 | Rural Fringe | 751 | 0.82289
49027 | 84631 | 49 | FILLMORE | MILLARD | UT | UT_84631 | 84631 | Rural Fringe | 1130 | 0.82215
49049 | 84633 | 49 | GOSHEN | UTAH | UT | UT_84633 | 84633 | Town Fringe | 306 | 0.78943
49023 | 84639 | 49 | LEVAN | JUAB | UT | UT_84639 | 84639 | Rural Fringe | 0 | 0.77895
49039 | 84642 | 49 | MANTI | SANPETE | UT | UT_84642 | 84642 | Town Fringe | 1638 | 0.76471
49039 | 84647 | 49 | MOUNT PLEASANT | SANPETE | UT | UT_84647 | 84647 | Rural Fringe | 2204 | 0.78876
49023 | 84648 | 49 | NEPHI | JUAB | UT | UT_84648 | 84648 | Rural Fringe | 1962 | 0.81023
49049 | 84651 | 49 | PAYSON | UTAH | UT | UT_84651 | 84651 | Town Fringe | 5292 | 0.75184
49041 | 84654 | 49 | SALINA | SEVIER | UT | UT_84654 | 84654 | Town Fringe | 1594 | 0.76993
49049 | 84655 | 49 | SANTAQUIN | UTAH | UT | UT_84655 | 84655 | Town Fringe | 1954 | 0.78112
49049 | 84660 | 49 | SPANISH FORK | UTAH | UT | UT_84660 | 84660 | Town Fringe | 8544 | 0.75098
49039 | 84662 | 49 | SPRING CITY | SANPETE | UT | UT_84662 | 84662 | Rural Fringe | 305 | 0.80259
49049 | 84663 | 49 | SPRINGVILLE | UTAH | UT | UT_84663 | 84663 | Town Fringe | 5696 | 0.73976
49039 | 84665 | 49 | STERLING | SANPETE | UT | UT_84665 | 84665 | Town Fringe | -999 | 0.77079
49041 | 84701 | 49 | RICHFIELD | SEVIER | UT | UT_84701 | 84701 | Town Fringe | 2446 | 0.76763
49041 | 84711 | 49 | ANNABELLA | SEVIER | UT | UT_84711 | 84711 | Town Fringe | 407 | 0.80404
49001 | 84713 | 49 | BEAVER | BEAVER | UT | UT_84713 | 84713 | Rural Fringe | 825 | 0.81846
49027 | 84728 | 49 | GARRISON | MILLARD | UT | UT_84728 | 84728 | Rural Fringe | 427 | 0.83265
49001 | 84731 | 49 | GREENVILLE | BEAVER | UT | UT_84731 | 84731 | Rural Fringe | 1109 | 0.79602
49055 | 84734 | 49 | HANKSVILLE | WAYNE | UT | UT_84734 | 84734 | Rural Fringe | 576 | 0.84145
49055 | 84749 | 49 | LYMAN | WAYNE | UT | UT_84749 | 84749 | Rural Fringe | 0 | 0.83135
49031 | 84750 | 49 | MARYSVALE | PIUTE | UT | UT_84750 | 84750 | Rural Fringe | 64 | 0.7945
56041 | 82939 | 56 | MOUNTAIN VIEW | UINTA | WY | WY_82939 | 82939 | Rural Fringe | 791 | 0.77123
56023 | 83101 | 56 | KEMMERER | LINCOLN | WY | WY_83101 | 83101 | Town Fringe | 2079 | 0.77157
56023 | 83111 | 56 | AUBURN | LINCOLN | WY | WY_83111 | 83111 | Rural Fringe | 411 | 0.77762
56023 | 83116 | 56 | DIAMONDVILLE | LINCOLN | WY | WY_83116 | 83116 | Town Fringe | -999 | 0.78437
16005 | 83234 | 16 | DOWNEY | BANNOCK | ID | ID_83234 | 83234 | Rural Fringe | 687 | 0.78618
16005 | 83281 | 16 | SWANLAKE | BANNOCK | ID | ID_83281 | 83281 | Rural Fringe | 0 | 0.79725
16031 | 83312 | 16 | ALMO | CASSIA | ID | ID_83312 | 83312 | Town Fringe | 0 | 0.7687
56041 | 82930 | 56 | EVANSTON | UINTA | WY | WY_82930 | 82930 | Town Fringe | 4353 | 0.76441
56041 | 82933 | 56 | FORT BRIDGER | UINTA | WY | WY_82933 | 82933 | Rural Fringe | 700 | 0.80857
56041 | 82936 | 56 | LONETREE | UINTA | WY | WY_82936 | 82936 | Rural Fringe | 178 | 0.80192
56041 | 82944 | 56 | ROBERTSON | UINTA | WY | WY_82944 | 82944 | Rural Fringe | 51 | 0.76418
56023 | 83114 | 56 | COKEVILLE | LINCOLN | WY | WY_83114 | 83114 | Rural Fringe | 290 | 0.79749
56023 | 83124 | 56 | OPAL | LINCOLN | WY | WY_83124 | 83124 | Town Fringe | 67 | 0.78441
56023 | 83126 | 56 | SMOOT | LINCOLN | WY | WY_83126 | 83126 | Rural Fringe | 519 | 0.76478
16005 | 83201 | 16 | POCATELLO | BANNOCK | ID | ID_83201 | 83201 | City Small | 8899 | 0.82097
16005 | 83214 | 16 | ARIMO | BANNOCK | ID | ID_83214 | 83214 | Rural Fringe | 242 | 0.78972
16007 | 83261 | 16 | PARIS | BEAR LAKE | ID | ID_83261 | 83261 | Rural Fringe | 703 | 0.77109
16007 | 83272 | 16 | SAINT CHARLES | BEAR LAKE | ID | ID_83272 | 83272 | Rural Fringe | 229 | 0.76971
16041 | 83283 | 16 | THATCHER | FRANKLIN | ID | ID_83283 | 83283 | Rural Fringe | 147 | 0.77211
16041 | 83286 | 16 | WESTON | FRANKLIN | ID | ID_83286 | 83286 | Rural Fringe | 473 | 0.79456
16031 | 83342 | 16 | MALTA | CASSIA | ID | ID_83342 | 83342 | Town Fringe | 547 | 0.7715
49013 | 84001 | 49 | ALTAMONT | DUCHESNE | UT | UT_84001 | 84001 | Rural Fringe | 455 | 0.80934
49035 | 84113 | 49 | SALT LAKE CITY | SALT LAKE | UT | UT_84113 | 84113 | Suburb Large | 44 | 0.79545
49035 | 84138 | 49 | SALT LAKE CITY | SALT LAKE | UT | UT_84138 | 84138 | Suburb Large | 0 | 0.67486
49035 | 84143 | 49 | SALT LAKE CITY | SALT LAKE | UT | UT_84143 | 84143 | Suburb Large | 888 | 0.72566
49035 | 84148 | 49 | SALT LAKE CITY | SALT LAKE | UT | UT_84148 | 84148 | Suburb Large | 269 | 0.59056
49005 | 84304 | 49 | CACHE JUNCTION | CACHE | UT | UT_84304 | 84304 | Suburb Small | 668 | 0.74086
49049 | 84003 | 49 | AMERICAN FORK | UTAH | UT | UT_84003 | 84003 | Suburb Large | 8544 | 0.67849
49035 | 84006 | 49 | BINGHAM CANYON | SALT LAKE | UT | UT_84006 | 84006 | Suburb Large | 1238 | 0.71514
49011 | 84014 | 49 | CENTERVILLE | DAVIS | UT | UT_84014 | 84014 | Suburb Large | 2229 | 0.67832
49011 | 84015 | 49 | CLEARFIELD | DAVIS | UT | UT_84015 | 84015 | Suburb Large | 10976 | 0.7018
49029 | 84018 | 49 | CROYDON | MORGAN | UT | UT_84018 | 84018 | Rural Fringe | 1316 | 0.77347
49035 | 84020 | 49 | DRAPER | SALT LAKE | UT | UT_84020 | 84020 | Suburb Large | 8440 | 0.68608
49013 | 84021 | 49 | DUCHESNE | DUCHESNE | UT | UT_84021 | 84021 | Rural Fringe | 916 | 0.79471
49045 | 84022 | 49 | DUGWAY | TOOELE | UT | UT_84022 | 84022 | Town Fringe | 14 | 0.79663
49011 | 84025 | 49 | FARMINGTON | DAVIS | UT | UT_84025 | 84025 | Suburb Large | 4087 | 0.66774
49013 | 84027 | 49 | FRUITLAND | DUCHESNE | UT | UT_84027 | 84027 | Rural Fringe | 139 | 0.78724
49033 | 84028 | 49 | GARDEN CITY | RICH | UT | UT_84028 | 84028 | Rural Fringe | 115 | 0.75487
49045 | 84029 | 49 | GRANTSVILLE | TOOELE | UT | UT_84029 | 84029 | Town Fringe | 2113 | 0.785
49051 | 84032 | 49 | HEBER CITY | WASATCH | UT | UT_84032 | 84032 | Town Fringe | 3725 | 0.74634
49011 | 84037 | 49 | KAYSVILLE | DAVIS | UT | UT_84037 | 84037 | Suburb Large | 7356 | 0.68578
49011 | 84040 | 49 | LAYTON | DAVIS | UT | UT_84040 | 84040 | Suburb Large | 5352 | 0.67021
49011 | 84041 | 49 | LAYTON | DAVIS | UT | UT_84041 | 84041 | Suburb Large | 8968 | 0.69532
49049 | 84042 | 49 | LINDON | UTAH | UT | UT_84042 | 84042 | Suburb Large | 2073 | 0.68589
49035 | 84044 | 49 | MAGNA | SALT LAKE | UT | UT_84044 | 84044 | Suburb Large | 5600 | 0.70102
49005 | 84305 | 49 | CLARKSTON | CACHE | UT | UT_84305 | 84305 | Suburb Small | 430 | 0.71995
49035 | 84047 | 49 | MIDVALE | SALT LAKE | UT | UT_84047 | 84047 | Suburb Large | 7834 | 0.71407
49013 | 84053 | 49 | NEOLA | DUCHESNE | UT | UT_84053 | 84053 | Rural Fringe | 587 | 0.77755
49011 | 84054 | 49 | NORTH SALT LAKE | DAVIS | UT | UT_84054 | 84054 | Suburb Large | 2826 | 0.69184
49043 | 84055 | 49 | OAKLEY | SUMMIT | UT | UT_84055 | 84055 | Rural Fringe | 279 | 0.77798
49011 | 84056 | 49 | HILL AFB | DAVIS | UT | UT_84056 | 84056 | Suburb Large | 717 | 0.67502
49005 | 84308 | 49 | CORNISH | CACHE | UT | UT_84308 | 84308 | Suburb Small | 526 | 0.74174
49049 | 84057 | 49 | OREM | UTAH | UT | UT_84057 | 84057 | Suburb Large | 5629 | 0.71212
49049 | 84058 | 49 | OREM | UTAH | UT | UT_84058 | 84058 | Suburb Large | 4494 | 0.69021
49043 | 84060 | 49 | PARK CITY | SUMMIT | UT | UT_84060 | 84060 | Town Fringe | 3027 | 0.72761
49049 | 84062 | 49 | PLEASANT GROVE | UTAH | UT | UT_84062 | 84062 | Suburb Large | 6451 | 0.68268
49035 | 84065 | 49 | RIVERTON | SALT LAKE | UT | UT_84065 | 84065 | Suburb Large | 8492 | 0.70483
49057 | 84067 | 49 | ROY | WEBER | UT | UT_84067 | 84067 | Suburb Large | 8368 | 0.69369
49005 | 84318 | 49 | HYDE PARK | CACHE | UT | UT_84318 | 84318 | Suburb Small | 1368 | 0.72555
49035 | 84070 | 49 | SANDY | SALT LAKE | UT | UT_84070 | 84070 | Suburb Large | 5460 | 0.70146
49013 | 84073 | 49 | TALMAGE | DUCHESNE | UT | UT_84073 | 84073 | Rural Fringe | 243 | 0.7883
49045 | 84074 | 49 | TOOELE | TOOELE | UT | UT_84074 | 84074 | Town Fringe | 11007 | 0.77278
49011 | 84075 | 49 | SYRACUSE | DAVIS | UT | UT_84075 | 84075 | Suburb Large | 5221 | 0.667
49035 | 84081 | 49 | WEST JORDAN | SALT LAKE | UT | UT_84081 | 84081 | Suburb Large | 7615 | 0.70723
49051 | 84082 | 49 | WALLSBURG | WASATCH | UT | UT_84082 | 84082 | Town Fringe | 1178 | 0.7457
49035 | 84084 | 49 | WEST JORDAN | SALT LAKE | UT | UT_84084 | 84084 | Suburb Large | 8206 | 0.77431
49011 | 84087 | 49 | WOODS CROSS | DAVIS | UT | UT_84087 | 84087 | Suburb Large | 3277 | 0.68867
49035 | 84088 | 49 | WEST JORDAN | SALT LAKE | UT | UT_84088 | 84088 | Suburb Large | 7326 | 0.68803
49035 | 84093 | 49 | SANDY | SALT LAKE | UT | UT_84093 | 84093 | Suburb Large | 6107 | 0.69942
49035 | 84094 | 49 | SANDY | SALT LAKE | UT | UT_84094 | 84094 | Suburb Large | 6354 | 0.70517
49005 | 84319 | 49 | HYRUM | CACHE | UT | UT_84319 | 84319 | Suburb Small | 1956 | 0.73107
49035 | 84095 | 49 | SOUTH JORDAN | SALT LAKE | UT | UT_84095 | 84095 | Suburb Large | 10359 | 0.69565
49003 | 84329 | 49 | PARK VALLEY | BOX ELDER | UT | UT_84329 | 84329 | Town Fringe | 46 | 0.7848
49049 | 84097 | 49 | OREM | UTAH | UT | UT_84097 | 84097 | Suburb Large | 4707 | 0.69514
49005 | 84333 | 49 | RICHMOND | CACHE | UT | UT_84333 | 84333 | Suburb Small | 673 | 0.72572
49035 | 84101 | 49 | SALT LAKE CITY | SALT LAKE | UT | UT_84101 | 84101 | Suburb Large | 636 | 0.69654
49035 | 84102 | 49 | SALT LAKE CITY | SALT LAKE | UT | UT_84102 | 84102 | Suburb Large | 3552 | 0.59403
49035 | 84103 | 49 | SALT LAKE CITY | SALT LAKE | UT | UT_84103 | 84103 | Suburb Large | 6034 | 0.6891
49035 | 84104 | 49 | SALT LAKE CITY | SALT LAKE | UT | UT_84104 | 84104 | Suburb Large | 4733 | 0.70615
49035 | 84105 | 49 | SALT LAKE CITY | SALT LAKE | UT | UT_84105 | 84105 | Suburb Large | 8574 | 0.59995
49035 | 84106 | 49 | SALT LAKE CITY | SALT LAKE | UT | UT_84106 | 84106 | Suburb Large | 11683 | 0.59171
49015 | 84537 | 49 | ORANGEVILLE | EMERY | UT | UT_84537 | 84537 | Rural Fringe | 442 | 0.79225
49035 | 84107 | 49 | SALT LAKE CITY | SALT LAKE | UT | UT_84107 | 84107 | Suburb Large | 8646 | 0.7356
49039 | 84634 | 49 | GUNNISON | SANPETE | UT | UT_84634 | 84634 | Town Fringe | 239 | 0.74843
49035 | 84109 | 49 | SALT LAKE CITY | SALT LAKE | UT | UT_84109 | 84109 | Suburb Large | 6305 | 0.66507
49027 | 84640 | 49 | LYNNDYL | MILLARD | UT | UT_84640 | 84640 | Rural Fringe | 0 | 0.81815
49035 | 84111 | 49 | SALT LAKE CITY | SALT LAKE | UT | UT_84111 | 84111 | Suburb Large | 1833 | 0.56901
49039 | 84643 | 49 | MAYFIELD | SANPETE | UT | UT_84643 | 84643 | Town Fringe | 109 | 0.79879
49035 | 84112 | 49 | SALT LAKE CITY | SALT LAKE | UT | UT_84112 | 84112 | Suburb Large | 636 | 0.66615
49035 | 84115 | 49 | SALT LAKE CITY | SALT LAKE | UT | UT_84115 | 84115 | City Midsize | 7318 | 0.58623
49035 | 84117 | 49 | SALT LAKE CITY | SALT LAKE | UT | UT_84117 | 84117 | Suburb Large | 6945 | 0.74586
49035 | 84118 | 49 | SALT LAKE CITY | SALT LAKE | UT | UT_84118 | 84118 | Suburb Large | 10059 | 0.70492
49041 | 84652 | 49 | REDMOND | SEVIER | UT | UT_84652 | 84652 | Town Fringe | 352 | 0.79153
49035 | 84119 | 49 | SALT LAKE CITY | SALT LAKE | UT | UT_84119 | 84119 | Suburb Large | 11937 | 0.74516
49035 | 84120 | 49 | SALT LAKE CITY | SALT LAKE | UT | UT_84120 | 84120 | Suburb Large | 13603 | 0.73734
49035 | 84121 | 49 | SALT LAKE CITY | SALT LAKE | UT | UT_84121 | 84121 | Suburb Large | 8710 | 0.66593
49035 | 84123 | 49 | SALT LAKE CITY | SALT LAKE | UT | UT_84123 | 84123 | Suburb Large | 9742 | 0.80764
49041 | 84657 | 49 | SIGURD | SEVIER | UT | UT_84657 | 84657 | Town Fringe | 80 | 0.79693
49035 | 84124 | 49 | SALT LAKE CITY | SALT LAKE | UT | UT_84124 | 84124 | Suburb Large | 4083 | 0.68176
49055 | 84715 | 49 | BICKNELL | WAYNE | UT | UT_84715 | 84715 | Rural Fringe | 0 | 0.79905
49035 | 84128 | 49 | SALT LAKE CITY | SALT LAKE | UT | UT_84128 | 84128 | Suburb Large | 4588 | 0.69222
49035 | 84129 | 49 | SALT LAKE CITY | SALT LAKE | UT | UT_84129 | 84129 | Suburb Large | 11241 | 0.73686
49035 | 84152 | 49 | SALT LAKE CITY | SALT LAKE | UT | UT_84152 | 84152 | Suburb Large | 45 | 0.65343
49003 | 84302 | 49 | BRIGHAM CITY | BOX ELDER | UT | UT_84302 | 84302 | Town Fringe | 6157 | 0.76098
49041 | 84724 | 49 | ELSINORE | SEVIER | UT | UT_84724 | 84724 | Town Fringe | 37 | 0.7814
49003 | 84306 | 49 | COLLINSTON | BOX ELDER | UT | UT_84306 | 84306 | Town Fringe | 833 | 0.77174
49003 | 84307 | 49 | CORINNE | BOX ELDER | UT | UT_84307 | 84307 | Town Fringe | 963 | 0.76173
49003 | 84309 | 49 | DEWEYVILLE | BOX ELDER | UT | UT_84309 | 84309 | Town Fringe | 458 | 0.75794
49041 | 84730 | 49 | GLENWOOD | SEVIER | UT | UT_84730 | 84730 | Town Fringe | -999 | 0.78609
49003 | 84311 | 49 | FIELDING | BOX ELDER | UT | UT_84311 | 84311 | Town Fringe | 470 | 0.7687
49003 | 84312 | 49 | GARLAND | BOX ELDER | UT | UT_84312 | 84312 | Town Fringe | 575 | 0.77026
49003 | 84313 | 49 | GROUSE CREEK | BOX ELDER | UT | UT_84313 | 84313 | Town Fringe | 244 | 0.78329
49003 | 84314 | 49 | HONEYVILLE | BOX ELDER | UT | UT_84314 | 84314 | Town Fringe | 392 | 0.74859
49057 | 84315 | 49 | HOOPER | WEBER | UT | UT_84315 | 84315 | Suburb Large | 3243 | 0.69028
49005 | 84320 | 49 | LEWISTON | CACHE | UT | UT_84320 | 84320 | Suburb Small | 911 | 0.72419
49005 | 84325 | 49 | MENDON | CACHE | UT | UT_84325 | 84325 | Suburb Small | 1005 | 0.73411
49005 | 84326 | 49 | MILLVILLE | CACHE | UT | UT_84326 | 84326 | Suburb Small | 201 | 0.71181
49005 | 84327 | 49 | NEWTON | CACHE | UT | UT_84327 | 84327 | Suburb Small | 243 | 0.64578
49003 | 84331 | 49 | PORTAGE | BOX ELDER | UT | UT_84331 | 84331 | Town Fringe | 245 | 0.7732
49005 | 84332 | 49 | PROVIDENCE | CACHE | UT | UT_84332 | 84332 | Suburb Small | 1210 | 0.69762
49003 | 84336 | 49 | SNOWVILLE | BOX ELDER | UT | UT_84336 | 84336 | Town Fringe | 257 | 0.77677
49003 | 84337 | 49 | TREMONTON | BOX ELDER | UT | UT_84337 | 84337 | Town Fringe | 2308 | 0.77438
49005 | 84338 | 49 | TRENTON | CACHE | UT | UT_84338 | 84338 | Suburb Small | 964 | 0.73786
49003 | 84340 | 49 | WILLARD | BOX ELDER | UT | UT_84340 | 84340 | Town Fringe | 685 | 0.74223
49005 | 84341 | 49 | LOGAN | CACHE | UT | UT_84341 | 84341 | Suburb Small | 2742 | 0.70914
49057 | 84401 | 49 | OGDEN | WEBER | UT | UT_84401 | 84401 | Suburb Large | 7390 | 0.67682
49057 | 84403 | 49 | OGDEN | WEBER | UT | UT_84403 | 84403 | Suburb Large | 7495 | 0.67826
49057 | 84404 | 49 | OGDEN | WEBER | UT | UT_84404 | 84404 | Suburb Large | 12017 | 0.68764
49057 | 84405 | 49 | OGDEN | WEBER | UT | UT_84405 | 84405 | Suburb Large | 6596 | 0.68546
49057 | 84414 | 49 | OGDEN | WEBER | UT | UT_84414 | 84414 | Suburb Large | 5858 | 0.68185
49015 | 84513 | 49 | CASTLE DALE | EMERY | UT | UT_84513 | 84513 | Rural Fringe | 332 | 0.83365
49015 | 84516 | 49 | CLAWSON | EMERY | UT | UT_84516 | 84516 | Rural Fringe | 121 | 0.82932
49007 | 84520 | 49 | EAST CARBON | CARBON | UT | UT_84520 | 84520 | Town Fringe | 126 | 0.75718
49015 | 84522 | 49 | EMERY | EMERY | UT | UT_84522 | 84522 | Rural Fringe | 160 | 0.83725
49015 | 84523 | 49 | FERRON | EMERY | UT | UT_84523 | 84523 | Rural Fringe | 102 | 0.82395
49015 | 84528 | 49 | HUNTINGTON | EMERY | UT | UT_84528 | 84528 | Rural Fringe | 523 | 0.82298
49007 | 84542 | 49 | WELLINGTON | CARBON | UT | UT_84542 | 84542 | Town Fringe | 379 | 0.79946
49049 | 84601 | 49 | PROVO | UTAH | UT | UT_84601 | 84601 | City Midsize | 4139 | 0.65936
49049 | 84606 | 49 | PROVO | UTAH | UT | UT_84606 | 84606 | City Midsize | 2631 | 0.67311
49041 | 84620 | 49 | AURORA | SEVIER | UT | UT_84620 | 84620 | Town Fringe | 467 | 0.79091
49039 | 84621 | 49 | AXTELL | SANPETE | UT | UT_84621 | 84621 | Town Fringe | 441 | 0.79289
49039 | 84622 | 49 | CENTERFIELD | SANPETE | UT | UT_84622 | 84622 | Town Fringe | 437 | 0.79938
49039 | 84623 | 49 | CHESTER | SANPETE | UT | UT_84623 | 84623 | Rural Fringe | 449 | 0.818
49039 | 84627 | 49 | EPHRAIM | SANPETE | UT | UT_84627 | 84627 | Town Fringe | 2152 | 0.77557
49039 | 84629 | 49 | FAIRVIEW | SANPETE | UT | UT_84629 | 84629 | Rural Fringe | 1341 | 0.77957
49039 | 84630 | 49 | FAYETTE | SANPETE | UT | UT_84630 | 84630 | Town Fringe | 433 | 0.77647
49039 | 84632 | 49 | FOUNTAIN GREEN | SANPETE | UT | UT_84632 | 84632 | Rural Fringe | 570 | 0.78487
49027 | 84635 | 49 | HINCKLEY | MILLARD | UT | UT_84635 | 84635 | Rural Fringe | 129 | 0.82934
49023 | 84645 | 49 | MONA | JUAB | UT | UT_84645 | 84645 | Rural Fringe | 197 | 0.82532
49039 | 84646 | 49 | MORONI | SANPETE | UT | UT_84646 | 84646 | Rural Fringe | 523 | 0.79867
49027 | 84649 | 49 | OAK CITY | MILLARD | UT | UT_84649 | 84649 | Rural Fringe | 80 | 0.81015
49049 | 84653 | 49 | SALEM | UTAH | UT | UT_84653 | 84653 | Town Fringe | 1650 | 0.74979
49027 | 84656 | 49 | SCIPIO | MILLARD | UT | UT_84656 | 84656 | Rural Fringe | 93 | 0.79292
49049 | 84664 | 49 | MAPLETON | UTAH | UT | UT_84664 | 84664 | Town Fringe | 1496 | 0.74413
49039 | 84667 | 49 | WALES | SANPETE | UT | UT_84667 | 84667 | Rural Fringe | 0 | 0.78502
49031 | 84723 | 49 | CIRCLEVILLE | PIUTE | UT | UT_84723 | 84723 | Rural Fringe | 94 | 0.80063
49031 | 84732 | 49 | GREENWICH | PIUTE | UT | UT_84732 | 84732 | Rural Fringe | 98 | 0.80866
49041 | 84739 | 49 | JOSEPH | SEVIER | UT | UT_84739 | 84739 | Town Fringe | 140 | 0.78111
49031 | 84740 | 49 | JUNCTION | PIUTE | UT | UT_84740 | 84740 | Rural Fringe | 0 | 0.80595
49031 | 84743 | 49 | KINGSTON | PIUTE | UT | UT_84743 | 84743 | Rural Fringe | 39 | 0.81239
49041 | 84744 | 49 | KOOSHAREM | SEVIER | UT | UT_84744 | 84744 | Town Fringe | 149 | 0.79217
49055 | 84747 | 49 | LOA | WAYNE | UT | UT_84747 | 84747 | Rural Fringe | 77 | 0.83202
49001 | 84751 | 49 | MILFORD | BEAVER | UT | UT_84751 | 84751 | Rural Fringe | 43 | 0.84231
49001 | 84752 | 49 | MINERSVILLE | BEAVER | UT | UT_84752 | 84752 | Rural Fringe | 0 | 0.8222
49055 | 84773 | 49 | TEASDALE | WAYNE | UT | UT_84773 | 84773 | Rural Fringe | 0 | 0.78218
49041 | 84754 | 49 | MONROE | SEVIER | UT | UT_84754 | 84754 | Town Fringe | 946 | 0.77094
49041 | 84766 | 49 | SEVIER | SEVIER | UT | UT_84766 | 84766 | Town Fringe | 570 | 0.76201
49055 | 84775 | 49 | TORREY | WAYNE | UT | UT_84775 | 84775 | Rural Fringe | 142 | 0.82563
8027 | 81253 | 8 | WETMORE | CUSTER | CO | CO_81253 | 81253 | Town Fringe | 341 | 0.77179
8043 | 81244 | 8 | ROCKVALE | FREMONT | CO | CO_81244 | 81244 | Town Fringe | 0 | 0.78406
8043 | 81226 | 8 | FLORENCE | FREMONT | CO | CO_81226 | 81226 | Town Fringe | 1412 | 0.79919
8043 | 81240 | 8 | PENROSE | FREMONT | CO | CO_81240 | 81240 | Town Fringe | 2250 | 0.7744
8119 | 80813 | 8 | CRIPPLE CREEK | TELLER | CO | CO_80813 | 80813 | Rural Fringe | 808 | 0.79489
8119 | 80866 | 8 | WOODLAND PARK | TELLER | CO | CO_80866 | 80866 | Town Fringe | 0 | 0.79398
8119 | 80863 | 8 | WOODLAND PARK | TELLER | CO | CO_80863 | 80863 | Town Fringe | 4238 | 0.74974
8059 | 80127 | 8 | LITTLETON | JEFFERSON | CO | CO_80127 | 80127 | Suburb Large | 10505 | 0.69484
8059 | 80228 | 8 | DENVER | JEFFERSON | CO | CO_80228 | 80228 | Suburb Large | 8653 | 0.83844
8059 | 80002 | 8 | ARVADA | JEFFERSON | CO | CO_80002 | 80002 | Suburb Large | 5758 | 0.63772
8059 | 80004 | 8 | ARVADA | JEFFERSON | CO | CO_80004 | 80004 | Suburb Large | 11568 | 0.68275
8059 | 80005 | 8 | ARVADA | JEFFERSON | CO | CO_80005 | 80005 | Suburb Large | 9492 | 0.7992
8059 | 80007 | 8 | ARVADA | JEFFERSON | CO | CO_80007 | 80007 | Suburb Large | 3071 | 0.91762
8059 | 80021 | 8 | BROOMFIELD | JEFFERSON | CO | CO_80021 | 80021 | Suburb Large | 8686 | 0.7702
8013 | 80309 | 8 | BOULDER | BOULDER | CO | CO_80309 | 80309 | Suburb Small | -999 | 0.77195
8013 | 80027 | 8 | LOUISVILLE | BOULDER | CO | CO_80027 | 80027 | Suburb Small | 9763 | 0.76872
8013 | 80310 | 8 | BOULDER | BOULDER | CO | CO_80310 | 80310 | Suburb Small | 1 | -999
8013 | 80303 | 8 | BOULDER | BOULDER | CO | CO_80303 | 80303 | Suburb Small | 5031 | 0.7462
8123 | 80516 | 8 | ERIE | WELD | CO | CO_80516 | 80516 | Suburb Small | 4313 | 0.75251
8013 | 80026 | 8 | LAFAYETTE | BOULDER | CO | CO_80026 | 80026 | Suburb Small | 7826 | 0.75233
8013 | 80544 | 8 | NIWOT | BOULDER | CO | CO_80544 | 80544 | Suburb Small | 301 | 0.71049
8069 | 80513 | 8 | BERTHOUD | LARIMER | CO | CO_80513 | 80513 | City Small | 4121 | 0.85021
8069 | 80547 | 8 | TIMNATH | LARIMER | CO | CO_80547 | 80547 | City Midsize | 340 | 0.70182
8069 | 80528 | 8 | FORT COLLINS | LARIMER | CO | CO_80528 | 80528 | City Midsize | 3648 | 0.6823
8069 | 80526 | 8 | FORT COLLINS | LARIMER | CO | CO_80526 | 80526 | City Midsize | 9206 | 0.6817
8069 | 80521 | 8 | FORT COLLINS | LARIMER | CO | CO_80521 | 80521 | City Midsize | 5693 | 0.67884
8069 | 80535 | 8 | LAPORTE | LARIMER | CO | CO_80535 | 80535 | City Midsize | 320 | 0.6937
8035 | 80135 | 8 | SEDALIA | DOUGLAS | CO | CO_80135 | 80135 | Suburb Large | 3522 | 0.69478
8059 | 80403 | 8 | GOLDEN | JEFFERSON | CO | CO_80403 | 80403 | Suburb Large | 6552 | 0.69206
8037 | 80426 | 8 | BURNS | EAGLE | CO | CO_80426 | 80426 | Rural Fringe | 0 | 0.79579
8047 | 80427 | 8 | CENTRAL CITY | GILPIN | CO | CO_80427 | 80427 | Rural Fringe | 0 | 0.7763
8107 | 80428 | 8 | CLARK | ROUTT | CO | CO_80428 | 80428 | Town Fringe | 165 | 0.73682
8057 | 80430 | 8 | COALMONT | JACKSON | CO | CO_80430 | 80430 | Rural Fringe | 123 | 0.78398
8117 | 80435 | 8 | DILLON | SUMMIT | CO | CO_80435 | 80435 | Town Fringe | 1831 | 0.75786
8093 | 80449 | 8 | HARTSEL | PARK | CO | CO_80449 | 80449 | Rural Fringe | 1190 | 0.81942
8019 | 80452 | 8 | IDAHO SPRINGS | CLEAR CREEK | CO | CO_80452 | 80452 | Rural Fringe | 2285 | 0.78273
8059 | 80454 | 8 | INDIAN HILLS | JEFFERSON | CO | CO_80454 | 80454 | Suburb Large | 205 | 0.68685
8093 | 80456 | 8 | JEFFERSON | PARK | CO | CO_80456 | 80456 | Rural Fringe | 2520 | 0.80049
8049 | 80459 | 8 | KREMMLING | GRAND | CO | CO_80459 | 80459 | Rural Fringe | 743 | 0.78797
8065 | 80461 | 8 | LEADVILLE | LAKE | CO | CO_80461 | 80461 | Town Fringe | 2512 | 0.77203
8013 | 80466 | 8 | NEDERLAND | BOULDER | CO | CO_80466 | 80466 | Suburb Small | 1876 | 0.72058
8049 | 80468 | 8 | PARSHALL | GRAND | CO | CO_80468 | 80468 | Rural Fringe | 1141 | 0.78915
8057 | 80473 | 8 | RAND | JACKSON | CO | CO_80473 | 80473 | Rural Fringe | 257 | 0.80437
8093 | 80475 | 8 | SHAWNEE | PARK | CO | CO_80475 | 80475 | Rural Fringe | 153 | 0.77339
8057 | 80480 | 8 | WALDEN | JACKSON | CO | CO_80480 | 80480 | Rural Fringe | 584 | 0.79179
8107 | 80483 | 8 | YAMPA | ROUTT | CO | CO_80483 | 80483 | Rural Fringe | 232 | 0.80431
8107 | 80487 | 8 | STEAMBOAT SPRINGS | ROUTT | CO | CO_80487 | 80487 | Town Fringe | 4736 | 0.74877
8117 | 80497 | 8 | SILVERTHORNE | SUMMIT | CO | CO_80497 | 80497 | Town Fringe | -999 | 0.78485
8117 | 80498 | 8 | SILVERTHORNE | SUMMIT | CO | CO_80498 | 80498 | Town Fringe | 2392 | 0.76173
8069 | 80512 | 8 | BELLVUE | LARIMER | CO | CO_80512 | 80512 | City Midsize | 1297 | 0.65316
8069 | 80532 | 8 | GLEN HAVEN | LARIMER | CO | CO_80532 | 80532 | Rural Fringe | -999 | 0.75118
8069 | 80536 | 8 | LIVERMORE | LARIMER | CO | CO_80536 | 80536 | City Midsize | 1308 | 0.6803
8069 | 80537 | 8 | LOVELAND | LARIMER | CO | CO_80537 | 80537 | City Small | 12349 | 0.82177
8069 | 80538 | 8 | LOVELAND | LARIMER | CO | CO_80538 | 80538 | City Small | 13726 | 0.83212
8055 | 81040 | 8 | GARDNER | HUERFANO | CO | CO_81040 | 81040 | Town Fringe | 616 | 0.78557
8003 | 81101 | 8 | ALAMOSA | ALAMOSA | CO | CO_81101 | 81101 | Town Fringe | 4173 | 0.81981
8021 | 81120 | 8 | ANTONITO | CONEJOS | CO | CO_81120 | 81120 | Rural Fringe | 1320 | 0.82369
8007 | 81121 | 8 | ARBOLES | ARCHULETA | CO | CO_81121 | 81121 | Rural Fringe | 12 | 0.82104
8023 | 81123 | 8 | BLANCA | COSTILLA | CO | CO_81123 | 81123 | Rural Fringe | 281 | 0.84284
8079 | 81130 | 8 | CREEDE | MINERAL | CO | CO_81130 | 81130 | Rural Fringe | 826 | 0.79989
8109 | 81132 | 8 | DEL NORTE | SAGUACHE | CO | CO_81132 | 81132 | Rural Fringe | 2036 | 0.81388
8023 | 81133 | 8 | FORT GARLAND | COSTILLA | CO | CO_81133 | 81133 | Rural Fringe | 455 | 0.80737
8023 | 81138 | 8 | JAROSO | COSTILLA | CO | CO_81138 | 81138 | Rural Fringe | 0 | 0.85264
8021 | 81140 | 8 | LA JARA | CONEJOS | CO | CO_81140 | 81140 | Rural Fringe | 1039 | 0.8293
8021 | 81141 | 8 | MANASSA | CONEJOS | CO | CO_81141 | 81141 | Rural Fringe | 108 | 0.77968
8109 | 81143 | 8 | MOFFAT | SAGUACHE | CO | CO_81143 | 81143 | Rural Fringe | 218 | 0.83446
8105 | 81144 | 8 | MONTE VISTA | RIO GRANDE | CO | CO_81144 | 81144 | Town Fringe | 2919 | 0.80958
8109 | 81155 | 8 | VILLA GROVE | SAGUACHE | CO | CO_81155 | 81155 | Rural Fringe | 53 | 0.80936
8015 | 81201 | 8 | SALIDA | CHAFFEE | CO | CO_81201 | 81201 | Town Fringe | 3281 | 0.76994
8051 | 81210 | 8 | ALMONT | GUNNISON | CO | CO_81210 | 81210 | Town Fringe | 1084 | 0.76566
8015 | 81211 | 8 | BUENA VISTA | CHAFFEE | CO | CO_81211 | 81211 | Town Fringe | 1787 | 0.77474
8043 | 81212 | 8 | CANON CITY | FREMONT | CO | CO_81212 | 81212 | Town Fringe | 7374 | 0.77623
8043 | 81222 | 8 | COALDALE | FREMONT | CO | CO_81222 | 81222 | Rural Fringe | 0 | 0.78192
8051 | 81230 | 8 | GUNNISON | GUNNISON | CO | CO_81230 | 81230 | Town Fringe | 2956 | 0.77406
8051 | 81231 | 8 | GUNNISON | GUNNISON | CO | CO_81231 | 81231 | Town Fringe | 726 | 0.7777
8053 | 81235 | 8 | LAKE CITY | HINSDALE | CO | CO_81235 | 81235 | Rural Fringe | 893 | 0.80396
8015 | 81236 | 8 | NATHROP | CHAFFEE | CO | CO_81236 | 81236 | Town Fringe | 692 | 0.78709
8027 | 81252 | 8 | WESTCLIFFE | CUSTER | CO | CO_81252 | 81252 | Rural Fringe | 2580 | 0.8171
8083 | 81323 | 8 | DOLORES | MONTEZUMA | CO | CO_81323 | 81323 | Rural Fringe | 1238 | 0.78596
8033 | 81325 | 8 | EGNAR | DOLORES | CO | CO_81325 | 81325 | Rural Fringe | 370 | 0.8023
8067 | 81326 | 8 | HESPERUS | LA PLATA | CO | CO_81326 | 81326 | Town Fringe | 1260 | 0.79753
8083 | 81328 | 8 | MANCOS | MONTEZUMA | CO | CO_81328 | 81328 | Town Fringe | 1806 | 0.7996
8033 | 81332 | 8 | RICO | DOLORES | CO | CO_81332 | 81332 | Rural Fringe | 43 | 0.78745
8083 | 81334 | 8 | TOWAOC | MONTEZUMA | CO | CO_81334 | 81334 | Town Fringe | 0 | 0.80752
8085 | 81403 | 8 | MONTROSE | MONTROSE | CO | CO_81403 | 81403 | Town Fringe | 3132 | 0.76602
8029 | 81410 | 8 | AUSTIN | DELTA | CO | CO_81410 | 81410 | Rural Fringe | 316 | 0.82937
8029 | 81413 | 8 | CEDAREDGE | DELTA | CO | CO_81413 | 81413 | Rural Fringe | 2174 | 0.7811
8029 | 81414 | 8 | CORY | DELTA | CO | CO_81414 | 81414 | Rural Fringe | -999 | 0.83906
8085 | 81422 | 8 | NATURITA | MONTROSE | CO | CO_81422 | 81422 | Rural Fringe | 0 | 0.81071
8085 | 81429 | 8 | PARADOX | MONTROSE | CO | CO_81429 | 81429 | Rural Fringe | 0 | 0.80194
8091 | 81432 | 8 | RIDGWAY | OURAY | CO | CO_81432 | 81432 | Rural Fringe | 1391 | 0.79187
8111 | 81433 | 8 | SILVERTON | SAN JUAN | CO | CO_81433 | 81433 | Rural Fringe | 0 | 0.82306
8051 | 81434 | 8 | SOMERSET | GUNNISON | CO | CO_81434 | 81434 | Rural Fringe | 535 | 0.77577
8113 | 81435 | 8 | TELLURIDE | SAN MIGUEL | CO | CO_81435 | 81435 | Rural Fringe | 1934 | 0.79495
8097 | 81611 | 8 | ASPEN | PITKIN | CO | CO_81611 | 81611 | Town Fringe | 2383 | 0.76718
8097 | 81612 | 8 | ASPEN | PITKIN | CO | CO_81612 | 81612 | Town Fringe | 0 | 0.73786
8097 | 81623 | 8 | CARBONDALE | PITKIN | CO | CO_81623 | 81623 | Town Fringe | 4157 | 0.75919
8077 | 81624 | 8 | COLLBRAN | MESA | CO | CO_81624 | 81624 | Rural Fringe | 664 | 0.77804
8081 | 81625 | 8 | CRAIG | MOFFAT | CO | CO_81625 | 81625 | Town Fringe | 3576 | 0.78548
8107 | 81639 | 8 | HAYDEN | ROUTT | CO | CO_81639 | 81639 | Rural Fringe | 823 | 0.78799
8103 | 81641 | 8 | MEEKER | RIO BLANCO | CO | CO_81641 | 81641 | Rural Fringe | 1642 | 0.78254
8097 | 81642 | 8 | MEREDITH | PITKIN | CO | CO_81642 | 81642 | Town Fringe | 143 | 0.7586
8103 | 81648 | 8 | RANGELY | RIO BLANCO | CO | CO_81648 | 81648 | Rural Fringe | 739 | 0.7937
8037 | 81649 | 8 | RED CLIFF | EAGLE | CO | CO_81649 | 81649 | Rural Fringe | 0 | 0.77292
8037 | 81655 | 8 | WOLCOTT | EAGLE | CO | CO_81655 | 81655 | Rural Fringe | 0 | 0.76571
8097 | 81656 | 8 | WOODY CREEK | PITKIN | CO | CO_81656 | 81656 | Town Fringe | 0 | 0.7479
8037 | 81657 | 8 | VAIL | EAGLE | CO | CO_81657 | 81657 | Rural Fringe | 1571 | 0.77609
8037 | 81658 | 8 | VAIL | EAGLE | CO | CO_81658 | 81658 | Rural Fringe | 49 | 0.77924
8069 | 82063 | 8 | JELM | LARIMER | CO | CO_82063 | 82063 | City Midsize | 528 | 0.66732
49047 | 84039 | 49 | LAPOINT | UINTAH | UT | UT_84039 | 84039 | Town Fringe | 0 | 0.75225
49009 | 84046 | 49 | MANILA | DAGGETT | UT | UT_84046 | 84046 | Rural Fringe | 209 | 0.77331
49047 | 84052 | 49 | MYTON | UINTAH | UT | UT_84052 | 84052 | Town Fringe | 664 | 0.79389
49047 | 84063 | 49 | RANDLETT | UINTAH | UT | UT_84063 | 84063 | Town Fringe | 126 | 0.798
49037 | 84511 | 49 | BLANDING | SAN JUAN | UT | UT_84511 | 84511 | Town Fringe | 759 | 0.79218
49019 | 84515 | 49 | CISCO | GRAND | UT | UT_84515 | 84515 | Town Fringe | 216 | 0.80106
49037 | 84530 | 49 | LA SAL | SAN JUAN | UT | UT_84530 | 84530 | Town Fringe | 380 | 0.79412
49019 | 84532 | 49 | MOAB | GRAND | UT | UT_84532 | 84532 | Town Fringe | 1541 | 0.79705
49019 | 84540 | 49 | THOMPSON | GRAND | UT | UT_84540 | 84540 | Town Fringe | 680 | 0.77911
8019 | 80436 | 8 | DUMONT | CLEAR CREEK | CO | CO_80436 | 80436 | Rural Fringe | 0 | 0.7736
8019 | 80438 | 8 | EMPIRE | CLEAR CREEK | CO | CO_80438 | 80438 | Rural Fringe | 0 | 0.77529
8049 | 80442 | 8 | FRASER | GRAND | CO | CO_80442 | 80442 | Rural Fringe | 182 | 0.77142
8049 | 80451 | 8 | HOT SULPHUR SPRINGS | GRAND | CO | CO_80451 | 80451 | Rural Fringe | 0 | 0.80822
8013 | 80455 | 8 | JAMESTOWN | BOULDER | CO | CO_80455 | 80455 | Suburb Small | 11 | 0.7125
8059 | 80457 | 8 | KITTREDGE | JEFFERSON | CO | CO_80457 | 80457 | Suburb Large | 0 | 0.67204
8013 | 80471 | 8 | PINECLIFFE | BOULDER | CO | CO_80471 | 80471 | Suburb Small | -999 | 0.67733
8107 | 80477 | 8 | STEAMBOAT SPRINGS | ROUTT | CO | CO_80477 | 80477 | Rural Fringe | 99 | 0.78372
8049 | 80478 | 8 | TABERNASH | GRAND | CO | CO_80478 | 80478 | Rural Fringe | 44 | 0.78269
8013 | 80301 | 8 | BOULDER | BOULDER | CO | CO_80301 | 80301 | Suburb Small | 7346 | 0.68854
8013 | 80302 | 8 | BOULDER | BOULDER | CO | CO_80302 | 80302 | Suburb Small | 4707 | 0.71075
8013 | 80304 | 8 | BOULDER | BOULDER | CO | CO_80304 | 80304 | Suburb Small | 5388 | 0.72455
8013 | 80305 | 8 | BOULDER | BOULDER | CO | CO_80305 | 80305 | Suburb Small | 4039 | 0.74677
8059 | 80401 | 8 | GOLDEN | JEFFERSON | CO | CO_80401 | 80401 | Suburb Large | 7089 | 0.69509
8093 | 80420 | 8 | ALMA | PARK | CO | CO_80420 | 80420 | Rural Fringe | 392 | 0.8147
8093 | 80421 | 8 | BAILEY | PARK | CO | CO_80421 | 80421 | Rural Fringe | 2175 | 0.77208
8047 | 80422 | 8 | BLACK HAWK | GILPIN | CO | CO_80422 | 80422 | Rural Fringe | 1945 | 0.76953
8037 | 80423 | 8 | BOND | EAGLE | CO | CO_80423 | 80423 | Rural Fringe | 159 | 0.78862
8117 | 80424 | 8 | BRECKENRIDGE | SUMMIT | CO | CO_80424 | 80424 | Town Fringe | 4259 | 0.75759
8059 | 80425 | 8 | BUFFALO CREEK | JEFFERSON | CO | CO_80425 | 80425 | Suburb Large | 0 | 0.66464
8093 | 80432 | 8 | COMO | PARK | CO | CO_80432 | 80432 | Rural Fringe | 0 | 0.79771
8059 | 80433 | 8 | CONIFER | JEFFERSON | CO | CO_80433 | 80433 | Suburb Large | 2196 | 0.6745
8057 | 80434 | 8 | COWDREY | JACKSON | CO | CO_80434 | 80434 | Rural Fringe | 88 | 0.78992
8019 | 80439 | 8 | EVERGREEN | CLEAR CREEK | CO | CO_80439 | 80439 | Rural Fringe | 8275 | 0.76599
8093 | 80440 | 8 | FAIRPLAY | PARK | CO | CO_80440 | 80440 | Rural Fringe | 1927 | 0.81054
8117 | 80443 | 8 | FRISCO | SUMMIT | CO | CO_80443 | 80443 | Town Fringe | 165 | 0.76982
8019 | 80444 | 8 | GEORGETOWN | CLEAR CREEK | CO | CO_80444 | 80444 | Rural Fringe | 0 | 0.76799
8049 | 80446 | 8 | GRANBY | GRAND | CO | CO_80446 | 80446 | Rural Fringe | 3406 | 0.77469
8049 | 80447 | 8 | GRAND LAKE | GRAND | CO | CO_80447 | 80447 | Rural Fringe | 1356 | 0.77035
8107 | 80463 | 8 | MC COY | ROUTT | CO | CO_80463 | 80463 | Rural Fringe | 165 | 0.79006
8059 | 80465 | 8 | MORRISON | JEFFERSON | CO | CO_80465 | 80465 | Suburb Large | 6300 | 0.69393
8107 | 80467 | 8 | OAK CREEK | ROUTT | CO | CO_80467 | 80467 | Rural Fringe | 510 | 0.76829
8107 | 80469 | 8 | PHIPPSBURG | ROUTT | CO | CO_80469 | 80469 | Rural Fringe | 272 | 0.80749
8059 | 80470 | 8 | PINE | JEFFERSON | CO | CO_80470 | 80470 | Suburb Large | 1315 | 0.68077
8047 | 80474 | 8 | ROLLINSVILLE | GILPIN | CO | CO_80474 | 80474 | Suburb Small | 161 | 0.7014
8019 | 80476 | 8 | SILVER PLUME | CLEAR CREEK | CO | CO_80476 | 80476 | Rural Fringe | 313 | 0.80065
8107 | 80479 | 8 | TOPONAS | ROUTT | CO | CO_80479 | 80479 | Rural Fringe | 153 | 0.79371
8013 | 80481 | 8 | WARD | BOULDER | CO | CO_80481 | 80481 | Suburb Small | 679 | 0.71597
8049 | 80482 | 8 | WINTER PARK | GRAND | CO | CO_80482 | 80482 | Rural Fringe | 874 | 0.77138
8107 | 80488 | 8 | STEAMBOAT SPRINGS | ROUTT | CO | CO_80488 | 80488 | Town Fringe | 105 | 0.74036
8013 | 80503 | 8 | LONGMONT | BOULDER | CO | CO_80503 | 80503 | Suburb Small | 9524 | 0.74977
8013 | 80510 | 8 | ALLENSPARK | BOULDER | CO | CO_80510 | 80510 | Rural Fringe | 202 | 0.77245
8023 | 81126 | 8 | CHAMA | COSTILLA | CO | CO_81126 | 81126 | Rural Fringe | 0 | 0.80896
8007 | 81147 | 8 | PAGOSA SPRINGS | ARCHULETA | CO | CO_81147 | 81147 | Town Fringe | 5368 | 0.7786
8021 | 81148 | 8 | ROMEO | CONEJOS | CO | CO_81148 | 81148 | Rural Fringe | 899 | 0.83152
8109 | 81149 | 8 | SAGUACHE | SAGUACHE | CO | CO_81149 | 81149 | Town Fringe | 765 | 0.78183
8023 | 81151 | 8 | SANFORD | COSTILLA | CO | CO_81151 | 81151 | Rural Fringe | 522 | 0.84989
8069 | 80515 | 8 | DRAKE | LARIMER | CO | CO_80515 | 80515 | Rural Fringe | 475 | 0.7666
8069 | 80517 | 8 | ESTES PARK | LARIMER | CO | CO_80517 | 80517 | Rural Fringe | 4570 | 0.7707
8013 | 80540 | 8 | LYONS | BOULDER | CO | CO_80540 | 80540 | Suburb Small | 1355 | 0.71922
8069 | 80545 | 8 | RED FEATHER LAKES | LARIMER | CO | CO_80545 | 80545 | City Midsize | 503 | 0.64544
8051 | 81237 | 8 | OHIO CITY | GUNNISON | CO | CO_81237 | 81237 | Town Fringe | 0 | 0.75987
8051 | 81239 | 8 | PARLIN | GUNNISON | CO | CO_81239 | 81239 | Town Fringe | 86 | 0.8073
8077 | 81503 | 8 | GRAND JUNCTION | MESA | CO | CO_81503 | 81503 | City Small | 4558 | 0.86254
8077 | 81506 | 8 | GRAND JUNCTION | MESA | CO | CO_81506 | 81506 | City Small | 2796 | 0.83902
8077 | 81507 | 8 | GRAND JUNCTION | MESA | CO | CO_81507 | 81507 | City Small | 5030 | 0.84283
8097 | 81615 | 8 | SNOWMASS VILLAGE | PITKIN | CO | CO_81615 | 81615 | Town Fringe | 72 | 0.76859
8037 | 81620 | 8 | AVON | EAGLE | CO | CO_81620 | 81620 | Rural Fringe | 103 | 0.77844
8081 | 81653 | 8 | SLATER | MOFFAT | CO | CO_81653 | 81653 | Town Fringe | 21 | 0.7681
8119 | 80814 | 8 | DIVIDE | TELLER | CO | CO_80814 | 80814 | Town Fringe | 2193 | 0.76494
8119 | 80816 | 8 | FLORISSANT | TELLER | CO | CO_80816 | 80816 | Rural Fringe | 1713 | 0.79562
8093 | 80820 | 8 | GUFFEY | PARK | CO | CO_80820 | 80820 | Rural Fringe | 735 | 0.8146
8093 | 80827 | 8 | LAKE GEORGE | PARK | CO | CO_80827 | 80827 | Rural Fringe | 1024 | 0.79159
8055 | 81055 | 8 | LA VETA | HUERFANO | CO | CO_81055 | 81055 | Rural Fringe | 256 | 0.8102
8067 | 81122 | 8 | BAYFIELD | LA PLATA | CO | CO_81122 | 81122 | Rural Fringe | 3212 | 0.80192
8109 | 81125 | 8 | CENTER | SAGUACHE | CO | CO_81125 | 81125 | Rural Fringe | 1174 | 0.84428
8007 | 81128 | 8 | CHROMO | ARCHULETA | CO | CO_81128 | 81128 | Town Fringe | 0 | 0.79524
8109 | 81131 | 8 | CRESTONE | SAGUACHE | CO | CO_81131 | 81131 | Rural Fringe | 0 | 0.80236
8109 | 81136 | 8 | HOOPER | SAGUACHE | CO | CO_81136 | 81136 | Rural Fringe | 333 | 0.84195
8067 | 81137 | 8 | IGNACIO | LA PLATA | CO | CO_81137 | 81137 | Rural Fringe | 1609 | 0.82747
8003 | 81146 | 8 | MOSCA | ALAMOSA | CO | CO_81146 | 81146 | Rural Fringe | 364 | 0.83771
8023 | 81152 | 8 | SAN LUIS | COSTILLA | CO | CO_81152 | 81152 | Rural Fringe | 427 | 0.82501
8105 | 81154 | 8 | SOUTH FORK | RIO GRANDE | CO | CO_81154 | 81154 | Rural Fringe | 418 | 0.79726
8051 | 81220 | 8 | CIMARRON | GUNNISON | CO | CO_81220 | 81220 | Town Fringe | 78 | 0.76541
8043 | 81223 | 8 | COTOPAXI | FREMONT | CO | CO_81223 | 81223 | Rural Fringe | 573 | 0.7941
8051 | 81224 | 8 | CRESTED BUTTE | GUNNISON | CO | CO_81224 | 81224 | Town Fringe | 875 | 0.77047
8051 | 81225 | 8 | CRESTED BUTTE | GUNNISON | CO | CO_81225 | 81225 | Town Fringe | 0 | 0.77318
8015 | 81228 | 8 | GRANITE | CHAFFEE | CO | CO_81228 | 81228 | Town Fringe | 788 | 0.78764
8043 | 81232 | 8 | HILLSIDE | FREMONT | CO | CO_81232 | 81232 | Rural Fringe | -999 | 0.80009
8043 | 81233 | 8 | HOWARD | FREMONT | CO | CO_81233 | 81233 | Rural Fringe | 90 | 0.78769
8051 | 81241 | 8 | PITKIN | GUNNISON | CO | CO_81241 | 81241 | Town Fringe | 0 | 0.74655
8015 | 81242 | 8 | PONCHA SPRINGS | CHAFFEE | CO | CO_81242 | 81242 | Town Fringe | 0 | 0.75983
8051 | 81243 | 8 | POWDERHORN | GUNNISON | CO | CO_81243 | 81243 | Town Fringe | 41 | 0.77106
8109 | 81248 | 8 | SARGENTS | SAGUACHE | CO | CO_81248 | 81248 | Town Fringe | 0 | 0.76551
8065 | 81251 | 8 | TWIN LAKES | LAKE | CO | CO_81251 | 81251 | Town Fringe | 19 | 0.77129
8067 | 81301 | 8 | DURANGO | LA PLATA | CO | CO_81301 | 81301 | Town Fringe | 7632 | 0.7687
8067 | 81303 | 8 | DURANGO | LA PLATA | CO | CO_81303 | 81303 | Town Fringe | 1330 | 0.79093
8033 | 81320 | 8 | CAHONE | DOLORES | CO | CO_81320 | 81320 | Rural Fringe | 72 | 0.7983
8083 | 81321 | 8 | CORTEZ | MONTEZUMA | CO | CO_81321 | 81321 | Town Fringe | 4125 | 0.80306
8033 | 81324 | 8 | DOVE CREEK | DOLORES | CO | CO_81324 | 81324 | Rural Fringe | 260 | 0.8141
8083 | 81327 | 8 | LEWIS | MONTEZUMA | CO | CO_81327 | 81327 | Town Fringe | 249 | 0.79737
8083 | 81331 | 8 | PLEASANT VIEW | MONTEZUMA | CO | CO_81331 | 81331 | Town Fringe | 292 | 0.78545
8083 | 81335 | 8 | YELLOW JACKET | MONTEZUMA | CO | CO_81335 | 81335 | Town Fringe | 0 | 0.78781
8085 | 81401 | 8 | MONTROSE | MONTROSE | CO | CO_81401 | 81401 | Town Fringe | 6764 | 0.78185
8085 | 81411 | 8 | BEDROCK | MONTROSE | CO | CO_81411 | 81411 | Rural Fringe | 213 | 0.80446
8085 | 81415 | 8 | CRAWFORD | MONTROSE | CO | CO_81415 | 81415 | Rural Fringe | 1455 | 0.79869
8029 | 81416 | 8 | DELTA | DELTA | CO | CO_81416 | 81416 | Rural Fringe | 4020 | 0.81988
8029 | 81418 | 8 | ECKERT | DELTA | CO | CO_81418 | 81418 | Rural Fringe | 808 | 0.80991
8029 | 81419 | 8 | HOTCHKISS | DELTA | CO | CO_81419 | 81419 | Rural Fringe | 1414 | 0.80112
8113 | 81423 | 8 | NORWOOD | SAN MIGUEL | CO | CO_81423 | 81423 | Rural Fringe | 253 | 0.79671
8085 | 81424 | 8 | NUCLA | MONTROSE | CO | CO_81424 | 81424 | Rural Fringe | 288 | 0.78236
8085 | 81425 | 8 | OLATHE | MONTROSE | CO | CO_81425 | 81425 | Town Fringe | 883 | 0.7707
8113 | 81426 | 8 | OPHIR | SAN MIGUEL | CO | CO_81426 | 81426 | Rural Fringe | 60 | 0.8016
8091 | 81427 | 8 | OURAY | OURAY | CO | CO_81427 | 81427 | Rural Fringe | 0 | 0.8127
8029 | 81428 | 8 | PAONIA | DELTA | CO | CO_81428 | 81428 | Rural Fringe | 813 | 0.7872
8113 | 81430 | 8 | PLACERVILLE | SAN MIGUEL | CO | CO_81430 | 81430 | Rural Fringe | 189 | 0.78895
8085 | 81431 | 8 | REDVALE | MONTROSE | CO | CO_81431 | 81431 | Rural Fringe | 482 | 0.80562
8077 | 81501 | 8 | GRAND JUNCTION | MESA | CO | CO_81501 | 81501 | City Small | 6771 | 0.85051
8077 | 81504 | 8 | GRAND JUNCTION | MESA | CO | CO_81504 | 81504 | City Small | 9155 | 0.85446
8077 | 81505 | 8 | GRAND JUNCTION | MESA | CO | CO_81505 | 81505 | City Small | 2685 | 0.85544
8077 | 81520 | 8 | CLIFTON | MESA | CO | CO_81520 | 81520 | City Small | 3505 | 0.85323
8077 | 81521 | 8 | FRUITA | MESA | CO | CO_81521 | 81521 | City Small | 4294 | 0.86272
8077 | 81522 | 8 | GATEWAY | MESA | CO | CO_81522 | 81522 | City Small | 347 | 0.82521
8077 | 81523 | 8 | GLADE PARK | MESA | CO | CO_81523 | 81523 | City Small | 401 | 0.83321
8077 | 81524 | 8 | LOMA | MESA | CO | CO_81524 | 81524 | City Small | 671 | 0.85389
8077 | 81525 | 8 | MACK | MESA | CO | CO_81525 | 81525 | City Small | 811 | 0.86822
8077 | 81526 | 8 | PALISADE | MESA | CO | CO_81526 | 81526 | City Small | 1250 | 0.83982
8077 | 81527 | 8 | WHITEWATER | MESA | CO | CO_81527 | 81527 | City Small | 667 | 0.83321
8045 | 81601 | 8 | GLENWOOD SPRINGS | GARFIELD | CO | CO_81601 | 81601 | Town Fringe | 3530 | 0.75868
8081 | 81610 | 8 | DINOSAUR | MOFFAT | CO | CO_81610 | 81610 | Town Fringe | 0 | 0.77632
8037 | 81621 | 8 | BASALT | EAGLE | CO | CO_81621 | 81621 | Town Fringe | 1638 | 0.75536
8081 | 81626 | 8 | CRAIG | MOFFAT | CO | CO_81626 | 81626 | Town Fringe | 0 | 0.77331
8045 | 81630 | 8 | DE BEQUE | GARFIELD | CO | CO_81630 | 81630 | Rural Fringe | 1195 | 0.7912
8037 | 81631 | 8 | EAGLE | EAGLE | CO | CO_81631 | 81631 | Rural Fringe | 192 | 0.79877
8037 | 81632 | 8 | EDWARDS | EAGLE | CO | CO_81632 | 81632 | Rural Fringe | 2862 | 0.78818
8081 | 81633 | 8 | DINOSAUR | MOFFAT | CO | CO_81633 | 81633 | Town Fringe | 0 | 0.77915
8045 | 81635 | 8 | PARACHUTE | GARFIELD | CO | CO_81635 | 81635 | Rural Fringe | 301 | 0.79562
8037 | 81637 | 8 | GYPSUM | EAGLE | CO | CO_81637 | 81637 | Rural Fringe | 2018 | 0.79131
8107 | 81638 | 8 | HAMILTON | ROUTT | CO | CO_81638 | 81638 | Rural Fringe | 251 | 0.79074
8081 | 81640 | 8 | MAYBELL | MOFFAT | CO | CO_81640 | 81640 | Town Fringe | 34 | 0.77758
8077 | 81643 | 8 | MESA | MESA | CO | CO_81643 | 81643 | Rural Fringe | 0 | 0.77935
8037 | 81645 | 8 | MINTURN | EAGLE | CO | CO_81645 | 81645 | Rural Fringe | 0 | 0.7712
8077 | 81646 | 8 | MOLINA | MESA | CO | CO_81646 | 81646 | Rural Fringe | -999 | 0.71227
8045 | 81647 | 8 | NEW CASTLE | GARFIELD | CO | CO_81647 | 81647 | Town Fringe | 1098 | 0.75069
8045 | 81650 | 8 | RIFLE | GARFIELD | CO | CO_81650 | 81650 | Town Fringe | 3043 | 0.75753
8045 | 81652 | 8 | SILT | GARFIELD | CO | CO_81652 | 81652 | Town Fringe | 1598 | 0.76292
8097 | 81654 | 8 | SNOWMASS | PITKIN | CO | CO_81654 | 81654 | Town Fringe | 609 | 0.76475
49009 | 84023 | 49 | DUTCH JOHN | DAGGETT | UT | UT_84023 | 84023 | Rural Fringe | 277 | 0.78106
49047 | 84026 | 49 | FORT DUCHESNE | UINTAH | UT | UT_84026 | 84026 | Town Fringe | 439 | 0.79347
49047 | 84035 | 49 | JENSEN | UINTAH | UT | UT_84035 | 84035 | Town Fringe | 627 | 0.78283
49013 | 84066 | 49 | ROOSEVELT | DUCHESNE | UT | UT_84066 | 84066 | Rural Fringe | 2732 | 0.8152
49047 | 84076 | 49 | TRIDELL | UINTAH | UT | UT_84076 | 84076 | Town Fringe | 554 | 0.78279
49047 | 84078 | 49 | VERNAL | UINTAH | UT | UT_84078 | 84078 | Town Fringe | 6262 | 0.77484
49047 | 84085 | 49 | WHITEROCKS | UINTAH | UT | UT_84085 | 84085 | Town Fringe | 117 | 0.77119
49037 | 84512 | 49 | BLUFF | SAN JUAN | UT | UT_84512 | 84512 | Town Fringe | 623 | 0.82424
49037 | 84534 | 49 | MONTEZUMA CREEK | SAN JUAN | UT | UT_84534 | 84534 | Town Fringe | 375 | 0.82361
49037 | 84535 | 49 | MONTICELLO | SAN JUAN | UT | UT_84535 | 84535 | Town Fringe | 253 | 0.79431
31013 | 69301 | 31 | ALLIANCE | BOX BUTTE | NE | NE_69301 | 69301 | Town Fringe | 4160 | 0.96805
31165 | 69346 | 31 | HARRISON | SIOUX | NE | NE_69346 | 69346 | Rural Fringe | 481 | 0.79208
31157 | 69355 | 31 | MELBETA | SCOTTS BLUFF | NE | NE_69355 | 69355 | Town Fringe | -999 | 0.96282
31165 | 69357 | 31 | MITCHELL | SIOUX | NE | NE_69357 | 69357 | Rural Fringe | 1984 | 0.79381
31165 | 69358 | 31 | MORRILL | SIOUX | NE | NE_69358 | 69358 | Rural Fringe | 562 | 0.79216
56021 | 82007 | 56 | CHEYENNE | LARAMIE | WY | WY_82007 | 82007 | City Small | 4240 | 0.84922
56021 | 82009 | 56 | CHEYENNE | LARAMIE | WY | WY_82009 | 82009 | City Small | 10094 | 0.84642
56001 | 82058 | 56 | GARRETT | ALBANY | WY | WY_82058 | 82058 | Town Fringe | 172 | 0.76663
56021 | 82060 | 56 | HILLSDALE | LARAMIE | WY | WY_82060 | 82060 | Rural Fringe | -999 | 0.78048
56021 | 82061 | 56 | HORSE CREEK | LARAMIE | WY | WY_82061 | 82061 | City Small | 0 | 0.84474
56001 | 82070 | 56 | LARAMIE | ALBANY | WY | WY_82070 | 82070 | Town Fringe | 4557 | 0.77211
56031 | 82213 | 56 | GLENDO | PLATTE | WY | WY_82213 | 82213 | Town Fringe | 461 | 0.76889
56015 | 82217 | 56 | HAWK SPRINGS | GOSHEN | WY | WY_82217 | 82217 | Rural Fringe | 27 | 0.80322
56027 | 82222 | 56 | LANCE CREEK | NIOBRARA | WY | WY_82222 | 82222 | Rural Fringe | 169 | 0.79558
56027 | 82225 | 56 | LUSK | NIOBRARA | WY | WY_82225 | 82225 | Rural Fringe | 528 | 0.79406
56015 | 82240 | 56 | TORRINGTON | GOSHEN | WY | WY_82240 | 82240 | Rural Fringe | 3243 | 0.79996
56007 | 82301 | 56 | RAWLINS | CARBON | WY | WY_82301 | 82301 | Town Fringe | 3324 | 0.77871
56037 | 82336 | 56 | WAMSUTTER | SWEETWATER | WY | WY_82336 | 82336 | Town Fringe | 0 | 0.78194
56013 | 82520 | 56 | LANDER | FREMONT | WY | WY_82520 | 82520 | Town Fringe | 3278 | 0.76608
56025 | 82601 | 56 | CASPER | NATRONA | WY | WY_82601 | 82601 | City Small | 8500 | 0.8281
56025 | 82604 | 56 | CASPER | NATRONA | WY | WY_82604 | 82604 | City Small | 8163 | 0.8354
56009 | 82633 | 56 | DOUGLAS | CONVERSE | WY | WY_82633 | 82633 | Town Fringe | 2741 | 0.76695
56025 | 82638 | 56 | HILAND | NATRONA | WY | WY_82638 | 82638 | City Small | 0 | 0.83645
56037 | 82901 | 56 | ROCK SPRINGS | SWEETWATER | WY | WY_82901 | 82901 | Town Fringe | 6826 | 0.78499
56035 | 82923 | 56 | BOULDER | SUBLETTE | WY | WY_82923 | 82923 | Rural Fringe | 1429 | 0.78977
56037 | 82932 | 56 | FARSON | SWEETWATER | WY | WY_82932 | 82932 | Town Fringe | 184 | 0.78053
56037 | 82945 | 56 | SUPERIOR | SWEETWATER | WY | WY_82945 | 82945 | Town Fringe | -999 | 0.69051
46047 | 57763 | 46 | OELRICHS | FALL RIVER | SD | SD_57763 | 57763 | Rural Fringe | 307 | 0.78624
31123 | 69125 | 31 | BROADWATER | MORRILL | NE | NE_69125 | 69125 | Rural Fringe | 484 | 0.79989
31105 | 69128 | 31 | BUSHNELL | KIMBALL | NE | NE_69128 | 69128 | Town Fringe | 396 | 0.97413
31049 | 69129 | 31 | CHAPPELL | DEUEL | NE | NE_69129 | 69129 | Rural Fringe | 523 | 0.80133
31033 | 69131 | 31 | DALTON | CHEYENNE | NE | NE_69131 | 69131 | Rural Fringe | 74 | 0.79949
31105 | 69133 | 31 | DIX | KIMBALL | NE | NE_69133 | 69133 | Rural Fringe | 220 | 0.80207
31033 | 69141 | 31 | GURLEY | CHEYENNE | NE | NE_69141 | 69141 | Rural Fringe | 38 | 0.79842
31105 | 69145 | 31 | KIMBALL | KIMBALL | NE | NE_69145 | 69145 | Town Fringe | 570 | 0.97282
31069 | 69148 | 31 | LISCO | GARDEN | NE | NE_69148 | 69148 | Rural Fringe | 179 | 0.8013
31033 | 69149 | 31 | LODGEPOLE | CHEYENNE | NE | NE_69149 | 69149 | Rural Fringe | 197 | 0.80215
31069 | 69154 | 31 | OSHKOSH | GARDEN | NE | NE_69154 | 69154 | Town Fringe | 397 | 0.97475
31033 | 69156 | 31 | POTTER | CHEYENNE | NE | NE_69156 | 69156 | Rural Fringe | 282 | 0.8007
31033 | 69162 | 31 | SIDNEY | CHEYENNE | NE | NE_69162 | 69162 | Town Fringe | 3332 | 0.97072
31123 | 69331 | 31 | ANGORA | MORRILL | NE | NE_69331 | 69331 | Rural Fringe | 0 | 0.80039
31123 | 69334 | 31 | BAYARD | MORRILL | NE | NE_69334 | 69334 | Rural Fringe | 607 | 0.79611
31123 | 69336 | 31 | BRIDGEPORT | MORRILL | NE | NE_69336 | 69336 | Rural Fringe | 486 | 0.79726
31045 | 69337 | 31 | CHADRON | DAWES | NE | NE_69337 | 69337 | Town Fringe | 2683 | 0.95319
31045 | 69339 | 31 | CRAWFORD | DAWES | NE | NE_69339 | 69339 | Rural Fringe | 168 | 0.77972
31161 | 69340 | 31 | ELLSWORTH | SHERIDAN | NE | NE_69340 | 69340 | Town Fringe | 225 | 0.96905
31157 | 69341 | 31 | GERING | SCOTTS BLUFF | NE | NE_69341 | 69341 | Rural Fringe | 2451 | 0.79332
31161 | 69343 | 31 | GORDON | SHERIDAN | NE | NE_69343 | 69343 | Rural Fringe | 967 | 0.79027
31007 | 69345 | 31 | HARRISBURG | BANNER | NE | NE_69345 | 69345 | Rural Fringe | 101 | 0.79897
31161 | 69347 | 31 | HAY SPRINGS | SHERIDAN | NE | NE_69347 | 69347 | Rural Fringe | 280 | 0.78613
31013 | 69348 | 31 | HEMINGFORD | BOX BUTTE | NE | NE_69348 | 69348 | Rural Fringe | 396 | 0.79107
31161 | 69351 | 31 | LAKESIDE | SHERIDAN | NE | NE_69351 | 69351 | Town Fringe | 285 | 0.96921
31157 | 69352 | 31 | LYMAN | SCOTTS BLUFF | NE | NE_69352 | 69352 | Rural Fringe | 408 | 0.79486
31045 | 69354 | 31 | MARSLAND | DAWES | NE | NE_69354 | 69354 | Rural Fringe | 46 | 0.79297
31157 | 69356 | 31 | MINATARE | SCOTTS BLUFF | NE | NE_69356 | 69356 | Rural Fringe | 630 | 0.79104
31161 | 69360 | 31 | RUSHVILLE | SHERIDAN | NE | NE_69360 | 69360 | Rural Fringe | 295 | 0.7814
31157 | 69361 | 31 | SCOTTSBLUFF | SCOTTS BLUFF | NE | NE_69361 | 69361 | Town Fringe | 6378 | 0.95947
31045 | 69367 | 31 | WHITNEY | DAWES | NE | NE_69367 | 69367 | Rural Fringe | 157 | 0.78648
56001 | 82084 | 56 | TIE SIDING | ALBANY | WY | WY_82084 | 82084 | Town Fringe | -999 | 0.732
56021 | 82005 | 56 | FE WARREN AFB | LARAMIE | WY | WY_82005 | 82005 | City Small | 113 | 0.84071
56001 | 82055 | 56 | CENTENNIAL | ALBANY | WY | WY_82055 | 82055 | Town Fringe | 0 | 0.7449
56021 | 82081 | 56 | MERIDEN | LARAMIE | WY | WY_82081 | 82081 | Rural Fringe | 54 | 0.80697
56021 | 82082 | 56 | PINE BLUFFS | LARAMIE | WY | WY_82082 | 82082 | Rural Fringe | 567 | 0.80867
56007 | 82335 | 56 | WALCOTT | CARBON | WY | WY_82335 | 82335 | Rural Fringe | 101 | 0.80874
56013 | 82501 | 56 | RIVERTON | FREMONT | WY | WY_82501 | 82501 | Rural Fringe | 5209 | 0.79303
56013 | 82515 | 56 | HUDSON | FREMONT | WY | WY_82515 | 82515 | Town Fringe | -999 | 0.72588
56025 | 82644 | 56 | MILLS | NATRONA | WY | WY_82644 | 82644 | City Small | 618 | 0.82874
56035 | 82925 | 56 | CORA | SUBLETTE | WY | WY_82925 | 82925 | Rural Fringe | 659 | 0.76714
56035 | 82941 | 56 | PINEDALE | SUBLETTE | WY | WY_82941 | 82941 | Rural Fringe | 828 | 0.77652
56021 | 82001 | 56 | CHEYENNE | LARAMIE | WY | WY_82001 | 82001 | City Small | 9286 | 0.84121
56021 | 82050 | 56 | ALBIN | LARAMIE | WY | WY_82050 | 82050 | Rural Fringe | 283 | 0.80553
56001 | 82051 | 56 | BOSLER | ALBANY | WY | WY_82051 | 82051 | Town Fringe | 147 | 0.78452
56001 | 82052 | 56 | BUFORD | ALBANY | WY | WY_82052 | 82052 | Town Fringe | 35 | 0.77927
56021 | 82053 | 56 | BURNS | LARAMIE | WY | WY_82053 | 82053 | Rural Fringe | 416 | 0.80852
56021 | 82054 | 56 | CARPENTER | LARAMIE | WY | WY_82054 | 82054 | Rural Fringe | 321 | 0.80995
56021 | 82059 | 56 | GRANITE CANON | LARAMIE | WY | WY_82059 | 82059 | City Small | 0 | 0.84564
56001 | 82072 | 56 | LARAMIE | ALBANY | WY | WY_82072 | 82072 | Town Fringe | 3144 | 0.78358
56007 | 82083 | 56 | ROCK RIVER | CARBON | WY | WY_82083 | 82083 | Rural Fringe | 110 | 0.78514
56031 | 82201 | 56 | WHEATLAND | PLATTE | WY | WY_82201 | 82201 | Town Fringe | 2351 | 0.7733
56031 | 82210 | 56 | CHUGWATER | PLATTE | WY | WY_82210 | 82210 | Town Fringe | 307 | 0.7798
56015 | 82212 | 56 | FORT LARAMIE | GOSHEN | WY | WY_82212 | 82212 | Rural Fringe | 189 | 0.80235
56031 | 82214 | 56 | GUERNSEY | PLATTE | WY | WY_82214 | 82214 | Rural Fringe | 8 | 0.79487
56031 | 82215 | 56 | HARTVILLE | PLATTE | WY | WY_82215 | 82215 | Rural Fringe | 48 | 0.79462
56015 | 82219 | 56 | JAY EM | GOSHEN | WY | WY_82219 | 82219 | Rural Fringe | 123 | 0.80033
56015 | 82221 | 56 | LAGRANGE | GOSHEN | WY | WY_82221 | 82221 | Rural Fringe | 238 | 0.80552
56015 | 82223 | 56 | LINGLE | GOSHEN | WY | WY_82223 | 82223 | Rural Fringe | 94 | 0.7993
56027 | 82224 | 56 | LOST SPRINGS | NIOBRARA | WY | WY_82224 | 82224 | Rural Fringe | 65 | 0.79592
56027 | 82227 | 56 | MANVILLE | NIOBRARA | WY | WY_82227 | 82227 | Rural Fringe | 111 | 0.79596
56009 | 82229 | 56 | SHAWNEE | CONVERSE | WY | WY_82229 | 82229 | Town Fringe | 23 | 0.77023
56027 | 82242 | 56 | VAN TASSELL | NIOBRARA | WY | WY_82242 | 82242 | Rural Fringe | 0 | 0.80049
56015 | 82243 | 56 | VETERAN | GOSHEN | WY | WY_82243 | 82243 | Rural Fringe | 0 | 0.79668
56023 | 83123 | 56 | LA BARGE | LINCOLN | WY | WY_83123 | 83123 | Rural Fringe | 0 | 0.79325
56015 | 82244 | 56 | YODER | GOSHEN | WY | WY_82244 | 82244 | Rural Fringe | 211 | 0.80357
56013 | 82310 | 56 | JEFFREY CITY | FREMONT | WY | WY_82310 | 82310 | Town Fringe | -999 | 0.73384
56007 | 82321 | 56 | BAGGS | CARBON | WY | WY_82321 | 82321 | Town Fringe | 54 | 0.78705
56037 | 82322 | 56 | BAIROIL | SWEETWATER | WY | WY_82322 | 82322 | Town Fringe | 0 | 0.77962
56007 | 82323 | 56 | DIXON | CARBON | WY | WY_82323 | 82323 | Town Fringe | 80 | 0.78461
56007 | 82324 | 56 | ELK MOUNTAIN | CARBON | WY | WY_82324 | 82324 | Rural Fringe | 177 | 0.79939
56007 | 82325 | 56 | ENCAMPMENT | CARBON | WY | WY_82325 | 82325 | Rural Fringe | 281 | 0.76698
56007 | 82327 | 56 | HANNA | CARBON | WY | WY_82327 | 82327 | Rural Fringe | 120 | 0.80227
56007 | 82329 | 56 | MEDICINE BOW | CARBON | WY | WY_82329 | 82329 | Rural Fringe | 465 | 0.8048
56007 | 82331 | 56 | SARATOGA | CARBON | WY | WY_82331 | 82331 | Rural Fringe | 808 | 0.78112
56007 | 82332 | 56 | SAVERY | CARBON | WY | WY_82332 | 82332 | Town Fringe | 102 | 0.74728
56007 | 82334 | 56 | SINCLAIR | CARBON | WY | WY_82334 | 82334 | Rural Fringe | 157 | 0.79892
56013 | 82510 | 56 | ARAPAHOE | FREMONT | WY | WY_82510 | 82510 | Rural Fringe | 318 | 0.79408
56013 | 82512 | 56 | CROWHEART | FREMONT | WY | WY_82512 | 82512 | Rural Fringe | 318 | 0.77778
56013 | 82514 | 56 | FORT WASHAKIE | FREMONT | WY | WY_82514 | 82514 | Rural Fringe | 408 | 0.7936
56013 | 82516 | 56 | KINNEAR | FREMONT | WY | WY_82516 | 82516 | Rural Fringe | 328 | 0.78732
56013 | 82523 | 56 | PAVILLION | FREMONT | WY | WY_82523 | 82523 | Rural Fringe | 523 | 0.79092
56025 | 82609 | 56 | CASPER | NATRONA | WY | WY_82609 | 82609 | City Small | 5053 | 0.82979
56025 | 82620 | 56 | ALCOVA | NATRONA | WY | WY_82620 | 82620 | City Small | 255 | 0.83683
56025 | 82630 | 56 | ARMINTO | NATRONA | WY | WY_82630 | 82630 | City Small | 270 | 0.83159
56025 | 82635 | 56 | EDGERTON | NATRONA | WY | WY_82635 | 82635 | City Small | 45 | 0.81879
56025 | 82636 | 56 | EVANSVILLE | NATRONA | WY | WY_82636 | 82636 | City Small | 484 | 0.8346
56009 | 82637 | 56 | GLENROCK | CONVERSE | WY | WY_82637 | 82637 | Rural Fringe | 870 | 0.78466
56025 | 82646 | 56 | NATRONA | NATRONA | WY | WY_82646 | 82646 | City Small | 70 | 0.83492
56025 | 82648 | 56 | POWDER RIVER | NATRONA | WY | WY_82648 | 82648 | City Small | 0 | 0.83168
56013 | 82649 | 56 | SHOSHONI | FREMONT | WY | WY_82649 | 82649 | Rural Fringe | 505 | 0.79342
56037 | 82902 | 56 | ROCK SPRINGS | SWEETWATER | WY | WY_82902 | 82902 | Town Fringe | -999 | 0.64428
56037 | 82929 | 56 | LITTLE AMERICA | SWEETWATER | WY | WY_82929 | 82929 | Town Fringe | 119 | 0.78221
56037 | 82934 | 56 | GRANGER | SWEETWATER | WY | WY_82934 | 82934 | Town Fringe | 209 | 0.78489
56037 | 82935 | 56 | GREEN RIVER | SWEETWATER | WY | WY_82935 | 82935 | Town Fringe | 1820 | 0.78426
56037 | 82938 | 56 | MC KINNON | SWEETWATER | WY | WY_82938 | 82938 | Town Fringe | 387 | 0.78886
56037 | 82942 | 56 | POINT OF ROCKS | SWEETWATER | WY | WY_82942 | 82942 | Town Fringe | 0 | 0.78493
56035 | 83113 | 56 | BIG PINEY | SUBLETTE | WY | WY_83113 | 83113 | Rural Fringe | 1096 | 0.79311
56035 | 83115 | 56 | DANIEL | SUBLETTE | WY | WY_83115 | 83115 | Rural Fringe | 485 | 0.77717
30097 | 59011 | 30 | BIG TIMBER | SWEET GRASS | MT | MT_59011 | 59011 | Rural Fringe | 998 | 0.75583
30003 | 59022 | 30 | CROW AGENCY | BIG HORN | MT | MT_59022 | 59022 | Rural Fringe | 256 | 0.76528
30111 | 59024 | 30 | CUSTER | YELLOWSTONE | MT | MT_59024 | 59024 | Rural Fringe | 498 | 0.76085
30003 | 59025 | 30 | DECKER | BIG HORN | MT | MT_59025 | 59025 | Town Fringe | 466 | 0.73862
30027 | 59032 | 30 | GRASS RANGE | FERGUS | MT | MT_59032 | 59032 | Rural Fringe | 321 | 0.74199
30003 | 59035 | 30 | FORT SMITH | BIG HORN | MT | MT_59035 | 59035 | Rural Fringe | 242 | 0.7594
30003 | 59037 | 30 | HUNTLEY | BIG HORN | MT | MT_59037 | 59037 | Rural Fringe | 639 | 0.76653
30103 | 59038 | 30 | HYSHAM | TREASURE | MT | MT_59038 | 59038 | Rural Fringe | 644 | 0.75525
30009 | 59041 | 30 | JOLIET | CARBON | MT | MT_59041 | 59041 | Rural Fringe | 877 | 0.76497
30111 | 59044 | 30 | LAUREL | YELLOWSTONE | MT | MT_59044 | 59044 | Rural Fringe | 3745 | 0.76443
30037 | 59046 | 30 | LAVINA | GOLDEN VALLEY | MT | MT_59046 | 59046 | Rural Fringe | 267 | 0.75613
30067 | 59047 | 30 | LIVINGSTON | PARK | MT | MT_59047 | 59047 | Rural Fringe | 4348 | 0.74506
30059 | 59053 | 30 | MARTINSDALE | MEAGHER | MT | MT_59053 | 59053 | Rural Fringe | 383 | 0.73337
30065 | 59054 | 30 | MELSTONE | MUSSELSHELL | MT | MT_59054 | 59054 | Rural Fringe | 150 | 0.75838
30033 | 59058 | 30 | MOSBY | GARFIELD | MT | MT_59058 | 59058 | Rural Fringe | 123 | 0.74471
30095 | 59063 | 30 | PARK CITY | STILLWATER | MT | MT_59063 | 59063 | Rural Fringe | 192 | 0.76043
30003 | 59066 | 30 | PRYOR | BIG HORN | MT | MT_59066 | 59066 | Rural Fringe | 151 | 0.75685
30033 | 59077 | 30 | SAND SPRINGS | GARFIELD | MT | MT_59077 | 59077 | Rural Fringe | 212 | 0.74923
30107 | 59078 | 30 | SHAWMUT | WHEATLAND | MT | MT_59078 | 59078 | Rural Fringe | 316 | 0.76175
30067 | 59082 | 30 | SPRINGDALE | PARK | MT | MT_59082 | 59082 | Rural Fringe | 190 | 0.76167
30087 | 59083 | 30 | SUMATRA | ROSEBUD | MT | MT_59083 | 59083 | Rural Fringe | 230 | 0.75822
30107 | 59085 | 30 | TWO DOT | WHEATLAND | MT | MT_59085 | 59085 | Rural Fringe | 488 | 0.75413
30069 | 59087 | 30 | WINNETT | PETROLEUM | MT | MT_59087 | 59087 | Rural Fringe | 324 | 0.74944
30111 | 59101 | 30 | BILLINGS | YELLOWSTONE | MT | MT_59101 | 59101 | Rural Fringe | 9287 | 0.76464
30085 | 59201 | 30 | WOLF POINT | ROOSEVELT | MT | MT_59201 | 59201 | Rural Fringe | 1305 | 0.73282
30055 | 59214 | 30 | BROCKWAY | MCCONE | MT | MT_59214 | 59214 | Rural Fringe | 274 | 0.75009
30055 | 59215 | 30 | CIRCLE | MCCONE | MT | MT_59215 | 59215 | Rural Fringe | 610 | 0.746
30105 | 59223 | 30 | FORT PECK | VALLEY | MT | MT_59223 | 59223 | Town Fringe | 132 | 0.68534
30105 | 59230 | 30 | GLASGOW | VALLEY | MT | MT_59230 | 59230 | Town Fringe | 1631 | 0.71489
30105 | 59241 | 30 | HINSDALE | VALLEY | MT | MT_59241 | 59241 | Town Fringe | 278 | 0.71068
30105 | 59248 | 30 | NASHUA | VALLEY | MT | MT_59248 | 59248 | Rural Fringe | 438 | 0.73504
30071 | 59261 | 30 | SACO | PHILLIPS | MT | MT_59261 | 59261 | Rural Fringe | 418 | 0.73654
30017 | 59301 | 30 | MILES CITY | CUSTER | MT | MT_59301 | 59301 | Rural Fringe | 3555 | 0.75682
30087 | 59327 | 30 | FORSYTH | ROSEBUD | MT | MT_59327 | 59327 | Rural Fringe | 1101 | 0.75388
30033 | 59337 | 30 | JORDAN | GARFIELD | MT | MT_59337 | 59337 | Rural Fringe | 316 | 0.74415
30079 | 59349 | 30 | TERRY | PRAIRIE | MT | MT_59349 | 59349 | Rural Fringe | 313 | 0.75358
30045 | 59418 | 30 | BUFFALO | JUDITH BASIN | MT | MT_59418 | 59418 | Rural Fringe | 207 | 0.74165
30027 | 59424 | 30 | COFFEE CREEK | FERGUS | MT | MT_59424 | 59424 | Rural Fringe | 196 | 0.74908
30027 | 59430 | 30 | DENTON | FERGUS | MT | MT_59430 | 59430 | Rural Fringe | 278 | 0.74951
30015 | 59446 | 30 | GERALDINE | CHOUTEAU | MT | MT_59446 | 59446 | Rural Fringe | 412 | 0.74535
30015 | 59450 | 30 | HIGHWOOD | CHOUTEAU | MT | MT_59450 | 59450 | Rural Fringe | 322 | 0.74043
30045 | 59452 | 30 | HOBSON | JUDITH BASIN | MT | MT_59452 | 59452 | Rural Fringe | 342 | 0.72224
30107 | 59453 | 30 | JUDITH GAP | WHEATLAND | MT | MT_59453 | 59453 | Rural Fringe | 538 | 0.74707
30027 | 59471 | 30 | ROY | FERGUS | MT | MT_59471 | 59471 | Rural Fringe | 492 | 0.74537
30027 | 59489 | 30 | WINIFRED | FERGUS | MT | MT_59489 | 59489 | Rural Fringe | 252 | 0.74201
30041 | 59501 | 30 | HAVRE | HILL | MT | MT_59501 | 59501 | Rural Fringe | 3442 | 0.73286
30015 | 59520 | 30 | BIG SANDY | CHOUTEAU | MT | MT_59520 | 59520 | Rural Fringe | 662 | 0.74092
30041 | 59521 | 30 | BOX ELDER | HILL | MT | MT_59521 | 59521 | Rural Fringe | 654 | 0.73385
30005 | 59523 | 30 | CHINOOK | BLAINE | MT | MT_59523 | 59523 | Rural Fringe | 935 | 0.73745
30071 | 59524 | 30 | DODSON | PHILLIPS | MT | MT_59524 | 59524 | Rural Fringe | 473 | 0.73861
30005 | 59526 | 30 | HARLEM | BLAINE | MT | MT_59526 | 59526 | Rural Fringe | 493 | 0.7389
30005 | 59535 | 30 | LLOYD | BLAINE | MT | MT_59535 | 59535 | Rural Fringe | 442 | 0.73718
30071 | 59538 | 30 | MALTA | PHILLIPS | MT | MT_59538 | 59538 | Rural Fringe | 935 | 0.74298
30071 | 59546 | 30 | ZORTMAN | PHILLIPS | MT | MT_59546 | 59546 | Rural Fringe | 307 | 0.73561
56043 | 82401 | 56 | WORLAND | WASHAKIE | WY | WY_82401 | 82401 | Town Fringe | 2290 | 0.76114
56029 | 82414 | 56 | CODY | PARK | WY | WY_82414 | 82414 | Town Fringe | 4291 | 0.7282
56029 | 82423 | 56 | FRANNIE | PARK | WY | WY_82423 | 82423 | Rural Fringe | 195 | 0.76738
56003 | 82428 | 56 | HYATTVILLE | BIG HORN | WY | WY_82428 | 82428 | Rural Fringe | 313 | 0.76622
56003 | 82431 | 56 | LOVELL | BIG HORN | WY | WY_82431 | 82431 | Rural Fringe | 1583 | 0.77625
56029 | 82433 | 56 | MEETEETSE | PARK | WY | WY_82433 | 82433 | Rural Fringe | 709 | 0.77784
56029 | 82435 | 56 | POWELL | PARK | WY | WY_82435 | 82435 | Town Fringe | 3168 | 0.74919
56029 | 82440 | 56 | RALSTON | PARK | WY | WY_82440 | 82440 | Town Fringe | -999 | 0.75148
56019 | 82639 | 56 | KAYCEE | JOHNSON | WY | WY_82639 | 82639 | Rural Fringe | 1072 | 0.78636
56005 | 82716 | 56 | GILLETTE | CAMPBELL | WY | WY_82716 | 82716 | Town Fringe | 2878 | 0.75441
56005 | 82718 | 56 | GILLETTE | CAMPBELL | WY | WY_82718 | 82718 | Town Fringe | 4911 | 0.76177
56019 | 82831 | 56 | ARVADA | JOHNSON | WY | WY_82831 | 82831 | Rural Fringe | 1068 | 0.78097
56019 | 82832 | 56 | BANNER | JOHNSON | WY | WY_82832 | 82832 | Rural Fringe | 254 | 0.74451
56033 | 82833 | 56 | BIG HORN | SHERIDAN | WY | WY_82833 | 82833 | Rural Fringe | -999 | 0.77305
56039 | 83011 | 56 | KELLY | TETON | WY | WY_83011 | 83011 | Rural Fringe | 118 | 0.75749
56039 | 83013 | 56 | MORAN | TETON | WY | WY_83013 | 83013 | Rural Fringe | 886 | 0.74231
30009 | 59029 | 30 | FROMBERG | CARBON | MT | MT_59029 | 59029 | Rural Fringe | 335 | 0.76036
30097 | 59033 | 30 | GREYCLIFF | SWEET GRASS | MT | MT_59033 | 59033 | Rural Fringe | 184 | 0.75588
30087 | 59043 | 30 | LAME DEER | ROSEBUD | MT | MT_59043 | 59043 | Rural Fringe | 136 | 0.7375
30003 | 59050 | 30 | LODGE GRASS | BIG HORN | MT | MT_59050 | 59050 | Rural Fringe | 196 | 0.76941
30003 | 59075 | 30 | SAINT XAVIER | BIG HORN | MT | MT_59075 | 59075 | Rural Fringe | 156 | 0.76902
30105 | 59244 | 30 | LARSLAN | VALLEY | MT | MT_59244 | 59244 | Rural Fringe | 243 | 0.73296
30055 | 59274 | 30 | VIDA | MCCONE | MT | MT_59274 | 59274 | Rural Fringe | 274 | 0.74066
30087 | 59323 | 30 | COLSTRIP | ROSEBUD | MT | MT_59323 | 59323 | Rural Fringe | 443 | 0.69146
30027 | 59441 | 30 | FOREST GROVE | FERGUS | MT | MT_59441 | 59441 | Rural Fringe | 146 | 0.73605
30095 | 59001 | 30 | ABSAROKEE | STILLWATER | MT | MT_59001 | 59001 | Rural Fringe | 578 | 0.76954
30111 | 59002 | 30 | ACTON | YELLOWSTONE | MT | MT_59002 | 59002 | Rural Fringe | 268 | 0.76262
30075 | 59003 | 30 | ASHLAND | POWDER RIVER | MT | MT_59003 | 59003 | Rural Fringe | 161 | 0.75052
30111 | 59006 | 30 | BALLANTINE | YELLOWSTONE | MT | MT_59006 | 59006 | Rural Fringe | 313 | 0.76243
30009 | 59008 | 30 | BELFRY | CARBON | MT | MT_59008 | 59008 | Rural Fringe | 265 | 0.76891
30103 | 59010 | 30 | BIGHORN | TREASURE | MT | MT_59010 | 59010 | Rural Fringe | 122 | 0.74948
30087 | 59012 | 30 | BIRNEY | ROSEBUD | MT | MT_59012 | 59012 | Town Fringe | 374 | 0.72844
30009 | 59014 | 30 | BRIDGER | CARBON | MT | MT_59014 | 59014 | Rural Fringe | 870 | 0.76697
30111 | 59015 | 30 | BROADVIEW | YELLOWSTONE | MT | MT_59015 | 59015 | Rural Fringe | 761 | 0.76099
30003 | 59016 | 30 | BUSBY | BIG HORN | MT | MT_59016 | 59016 | Town Fringe | 257 | 0.73123
30071 | 59544 | 30 | WHITEWATER | PHILLIPS | MT | MT_59544 | 59544 | Rural Fringe | 188 | 0.7356
30095 | 59019 | 30 | COLUMBUS | STILLWATER | MT | MT_59019 | 59019 | Rural Fringe | 1205 | 0.75844
30067 | 59020 | 30 | COOKE CITY | PARK | MT | MT_59020 | 59020 | Town Fringe | 87 | 0.72504
30009 | 59026 | 30 | EDGAR | CARBON | MT | MT_59026 | 59026 | Rural Fringe | 161 | 0.76976
30095 | 59028 | 30 | FISHTAIL | STILLWATER | MT | MT_59028 | 59028 | Town Fringe | 578 | 0.7239
30067 | 59030 | 30 | GARDINER | PARK | MT | MT_59030 | 59030 | Rural Fringe | 330 | 0.72955
30003 | 59031 | 30 | GARRYOWEN | BIG HORN | MT | MT_59031 | 59031 | Rural Fringe | 209 | 0.76962
30003 | 59034 | 30 | HARDIN | BIG HORN | MT | MT_59034 | 59034 | Rural Fringe | 817 | 0.76239
30107 | 59036 | 30 | HARLOWTON | WHEATLAND | MT | MT_59036 | 59036 | Rural Fringe | 181 | 0.74057
30087 | 59039 | 30 | INGOMAR | ROSEBUD | MT | MT_59039 | 59039 | Rural Fringe | 277 | 0.75984
30067 | 59052 | 30 | MC LEOD | PARK | MT | MT_59052 | 59052 | Town Fringe | 865 | 0.70731
30097 | 59055 | 30 | MELVILLE | SWEET GRASS | MT | MT_59055 | 59055 | Rural Fringe | 282 | 0.76323
30095 | 59057 | 30 | MOLT | STILLWATER | MT | MT_59057 | 59057 | Rural Fringe | 998 | 0.76415
30065 | 59059 | 30 | MUSSELSHELL | MUSSELSHELL | MT | MT_59059 | 59059 | Rural Fringe | 267 | 0.74873
30095 | 59061 | 30 | NYE | STILLWATER | MT | MT_59061 | 59061 | Town Fringe | 439 | 0.72525
30075 | 59062 | 30 | OTTER | POWDER RIVER | MT | MT_59062 | 59062 | Rural Fringe | 70 | 0.77002
30111 | 59064 | 30 | POMPEYS PILLAR | YELLOWSTONE | MT | MT_59064 | 59064 | Rural Fringe | 211 | 0.7525
30095 | 59067 | 30 | RAPELJE | STILLWATER | MT | MT_59067 | 59067 | Rural Fringe | 326 | 0.76628
30009 | 59068 | 30 | RED LODGE | CARBON | MT | MT_59068 | 59068 | Rural Fringe | 1920 | 0.75056
30005 | 59547 | 30 | ZURICH | BLAINE | MT | MT_59547 | 59547 | Rural Fringe | 183 | 0.73659
30095 | 59069 | 30 | REED POINT | STILLWATER | MT | MT_59069 | 59069 | Rural Fringe | 556 | 0.75604
30009 | 59070 | 30 | ROBERTS | CARBON | MT | MT_59070 | 59070 | Rural Fringe | 782 | 0.76957
30009 | 59071 | 30 | ROSCOE | CARBON | MT | MT_59071 | 59071 | Town Fringe | 406 | 0.73026
30065 | 59072 | 30 | ROUNDUP | MUSSELSHELL | MT | MT_59072 | 59072 | Rural Fringe | 1527 | 0.74939
30037 | 59074 | 30 | RYEGATE | GOLDEN VALLEY | MT | MT_59074 | 59074 | Rural Fringe | 280 | 0.75814
30103 | 59076 | 30 | SANDERS | TREASURE | MT | MT_59076 | 59076 | Rural Fringe | 135 | 0.76067
30111 | 59079 | 30 | SHEPHERD | YELLOWSTONE | MT | MT_59079 | 59079 | Rural Fringe | 1388 | 0.76174
30067 | 59081 | 30 | SILVER GATE | PARK | MT | MT_59081 | 59081 | Town Fringe | 155 | 0.7355
30067 | 59086 | 30 | WILSALL | PARK | MT | MT_59086 | 59086 | Rural Fringe | 868 | 0.74182
30111 | 59088 | 30 | WORDEN | YELLOWSTONE | MT | MT_59088 | 59088 | Rural Fringe | 480 | 0.76247
30003 | 59089 | 30 | WYOLA | BIG HORN | MT | MT_59089 | 59089 | Rural Fringe | 266 | 0.77124
30111 | 59102 | 30 | BILLINGS | YELLOWSTONE | MT | MT_59102 | 59102 | Rural Fringe | 11696 | 0.7237
30111 | 59105 | 30 | BILLINGS | YELLOWSTONE | MT | MT_59105 | 59105 | Rural Fringe | 6059 | 0.74705
30111 | 59106 | 30 | BILLINGS | YELLOWSTONE | MT | MT_59106 | 59106 | Rural Fringe | 2987 | 0.75948
30105 | 59225 | 30 | FRAZER | VALLEY | MT | MT_59225 | 59225 | Rural Fringe | 340 | 0.73447
30105 | 59240 | 30 | GLENTANA | VALLEY | MT | MT_59240 | 59240 | Rural Fringe | 230 | 0.72941
30105 | 59250 | 30 | OPHEIM | VALLEY | MT | MT_59250 | 59250 | Rural Fringe | 272 | 0.73264
30019 | 59253 | 30 | PEERLESS | DANIELS | MT | MT_59253 | 59253 | Rural Fringe | 350 | 0.73052
30105 | 59260 | 30 | RICHLAND | VALLEY | MT | MT_59260 | 59260 | Rural Fringe | 311 | 0.73112
30019 | 59263 | 30 | SCOBEY | DANIELS | MT | MT_59263 | 59263 | Rural Fringe | 606 | 0.7297
30105 | 59273 | 30 | VANDALIA | VALLEY | MT | MT_59273 | 59273 | Town Fringe | 229 | 0.71825
30087 | 59312 | 30 | ANGELA | ROSEBUD | MT | MT_59312 | 59312 | Rural Fringe | 262 | 0.75693
30075 | 59314 | 30 | BIDDLE | POWDER RIVER | MT | MT_59314 | 59314 | Town Fringe | 97 | 0.7446
30075 | 59317 | 30 | BROADUS | POWDER RIVER | MT | MT_59317 | 59317 | Town Fringe | 357 | 0.74075
30033 | 59318 | 30 | BRUSETT | GARFIELD | MT | MT_59318 | 59318 | Rural Fringe | 199 | 0.74515
30033 | 59322 | 30 | COHAGEN | GARFIELD | MT | MT_59322 | 59322 | Rural Fringe | 207 | 0.75485
30087 | 59333 | 30 | HATHAWAY | ROSEBUD | MT | MT_59333 | 59333 | Rural Fringe | 125 | 0.75026
30017 | 59338 | 30 | KINSEY | CUSTER | MT | MT_59338 | 59338 | Rural Fringe | 115 | 0.7556
30075 | 59343 | 30 | OLIVE | POWDER RIVER | MT | MT_59343 | 59343 | Town Fringe | 113 | 0.74042
30087 | 59347 | 30 | ROSEBUD | ROSEBUD | MT | MT_59347 | 59347 | Rural Fringe | 316 | 0.76045
30075 | 59351 | 30 | VOLBORG | POWDER RIVER | MT | MT_59351 | 59351 | Town Fringe | 86 | 0.73257
30015 | 59442 | 30 | FORT BENTON | CHOUTEAU | MT | MT_59442 | 59442 | Rural Fringe | 265 | 0.74297
30045 | 59447 | 30 | GEYSER | JUDITH BASIN | MT | MT_59447 | 59447 | Rural Fringe | 322 | 0.74453
30027 | 59451 | 30 | HILGER | FERGUS | MT | MT_59451 | 59451 | Rural Fringe | 331 | 0.74416
30027 | 59457 | 30 | LEWISTOWN | FERGUS | MT | MT_59457 | 59457 | Rural Fringe | 2538 | 0.73596
30015 | 59460 | 30 | LOMA | CHOUTEAU | MT | MT_59460 | 59460 | Rural Fringe | 282 | 0.74033
30045 | 59462 | 30 | MOCCASIN | JUDITH BASIN | MT | MT_59462 | 59462 | Rural Fringe | 210 | 0.75159
30027 | 59464 | 30 | MOORE | FERGUS | MT | MT_59464 | 59464 | Rural Fringe | 270 | 0.7416
30067 | 59018 | 30 | CLYDE PARK | PARK | MT | MT_59018 | 59018 | Rural Fringe | 171 | 0.73969
30067 | 59065 | 30 | PRAY | PARK | MT | MT_59065 | 59065 | Rural Fringe | 203 | 0.74071
30013 | 59465 | 30 | NEIHART | CASCADE | MT | MT_59465 | 59465 | Rural Fringe | 230 | 0.6877
30041 | 59530 | 30 | INVERNESS | HILL | MT | MT_59530 | 59530 | Rural Fringe | 221 | 0.73313
30059 | 59642 | 30 | RINGLING | MEAGHER | MT | MT_59642 | 59642 | Rural Fringe | 279 | 0.75802
30067 | 59027 | 30 | EMIGRANT | PARK | MT | MT_59027 | 59027 | Rural Fringe | 349 | 0.73712
30013 | 59463 | 30 | MONARCH | CASCADE | MT | MT_59463 | 59463 | Rural Fringe | 215 | 0.69727
30045 | 59479 | 30 | STANFORD | JUDITH BASIN | MT | MT_59479 | 59479 | Rural Fringe | 379 | 0.73368
30041 | 59525 | 30 | GILDFORD | HILL | MT | MT_59525 | 59525 | Rural Fringe | 213 | 0.73028
30005 | 59527 | 30 | HAYS | BLAINE | MT | MT_59527 | 59527 | Rural Fringe | 128 | 0.72131
30041 | 59528 | 30 | HINGHAM | HILL | MT | MT_59528 | 59528 | Rural Fringe | 201 | 0.73193
30005 | 59529 | 30 | HOGELAND | BLAINE | MT | MT_59529 | 59529 | Rural Fringe | 352 | 0.73468
30041 | 59532 | 30 | KREMLIN | HILL | MT | MT_59532 | 59532 | Rural Fringe | 289 | 0.73239
30041 | 59540 | 30 | RUDYARD | HILL | MT | MT_59540 | 59540 | Rural Fringe | 276 | 0.73276
30071 | 59542 | 30 | TURNER | PHILLIPS | MT | MT_59542 | 59542 | Rural Fringe | 342 | 0.73448
30031 | 59717 | 30 | BOZEMAN | GALLATIN | MT | MT_59717 | 59717 | Rural Fringe | 194 | 0.62422
56003 | 82420 | 56 | COWLEY | BIG HORN | WY | WY_82420 | 82420 | Rural Fringe | -999 | 0.72277
56003 | 82434 | 56 | OTTO | BIG HORN | WY | WY_82434 | 82434 | Rural Fringe | 166 | 0.77829
56003 | 82441 | 56 | SHELL | BIG HORN | WY | WY_82441 | 82441 | Rural Fringe | 805 | 0.75868
56043 | 82442 | 56 | TEN SLEEP | WASHAKIE | WY | WY_82442 | 82442 | Rural Fringe | 495 | 0.7797
56017 | 82443 | 56 | THERMOPOLIS | HOT SPRINGS | WY | WY_82443 | 82443 | Town Fringe | 1546 | 0.75878
56029 | 82450 | 56 | WAPITI | PARK | WY | WY_82450 | 82450 | Town Fringe | -999 | 0.75661
56033 | 82801 | 56 | SHERIDAN | SHERIDAN | WY | WY_82801 | 82801 | Town Fringe | 6189 | 0.73601
56033 | 82836 | 56 | DAYTON | SHERIDAN | WY | WY_82836 | 82836 | Rural Fringe | 456 | 0.74013
56033 | 82838 | 56 | PARKMAN | SHERIDAN | WY | WY_82838 | 82838 | Rural Fringe | 857 | 0.73911
56033 | 82842 | 56 | STORY | SHERIDAN | WY | WY_82842 | 82842 | Town Fringe | 30 | 0.68918
56035 | 82922 | 56 | BONDURANT | SUBLETTE | WY | WY_82922 | 82922 | Rural Fringe | 76 | 0.75681
56039 | 83002 | 56 | JACKSON | TETON | WY | WY_83002 | 83002 | Rural Fringe | 21 | 0.74331
56039 | 83012 | 56 | MOOSE | TETON | WY | WY_83012 | 83012 | Rural Fringe | 331 | 0.74392
56039 | 83014 | 56 | WILSON | TETON | WY | WY_83014 | 83014 | Rural Fringe | 1569 | 0.75273
56029 | 82190 | 56 | YELLOWSTONE NATIONAL PARK | PARK | WY | WY_82190 | 82190 | Rural Fringe | 587 | 0.74628
56003 | 82410 | 56 | BASIN | BIG HORN | WY | WY_82410 | 82410 | Rural Fringe | 300 | 0.78127
56003 | 82411 | 56 | BURLINGTON | BIG HORN | WY | WY_82411 | 82411 | Rural Fringe | 354 | 0.78311
56003 | 82412 | 56 | BYRON | BIG HORN | WY | WY_82412 | 82412 | Rural Fringe | 631 | 0.74987
56003 | 82421 | 56 | DEAVER | BIG HORN | WY | WY_82421 | 82421 | Rural Fringe | 496 | 0.77365
56003 | 82426 | 56 | GREYBULL | BIG HORN | WY | WY_82426 | 82426 | Rural Fringe | 610 | 0.78044
56017 | 82430 | 56 | KIRBY | HOT SPRINGS | WY | WY_82430 | 82430 | Town Fringe | -999 | 0.73977
56003 | 82432 | 56 | MANDERSON | BIG HORN | WY | WY_82432 | 82432 | Rural Fringe | 244 | 0.78383
56013 | 82513 | 56 | DUBOIS | FREMONT | WY | WY_82513 | 82513 | Rural Fringe | 905 | 0.76323
56013 | 82642 | 56 | LYSITE | FREMONT | WY | WY_82642 | 82642 | Rural Fringe | 84 | 0.79136
56025 | 82643 | 56 | MIDWEST | NATRONA | WY | WY_82643 | 82643 | City Small | 180 | 0.82911
56005 | 82725 | 56 | RECLUSE | CAMPBELL | WY | WY_82725 | 82725 | Town Fringe | 166 | 0.74633
56005 | 82731 | 56 | WESTON | CAMPBELL | WY | WY_82731 | 82731 | Town Fringe | 363 | 0.75056
56019 | 82834 | 56 | BUFFALO | JOHNSON | WY | WY_82834 | 82834 | Rural Fringe | 2222 | 0.76972
56033 | 82835 | 56 | CLEARMONT | SHERIDAN | WY | WY_82835 | 82835 | Rural Fringe | 1130 | 0.77948
56033 | 82839 | 56 | RANCHESTER | SHERIDAN | WY | WY_82839 | 82839 | Rural Fringe | 235 | 0.77519
56033 | 82844 | 56 | WOLF | SHERIDAN | WY | WY_82844 | 82844 | Rural Fringe | 203 | 0.73946
56039 | 83001 | 56 | JACKSON | TETON | WY | WY_83001 | 83001 | Rural Fringe | 3608 | 0.75718
8101 | 81004 | 8 | PUEBLO | PUEBLO | CO | CO_81004 | 81004 | Rural Fringe | 9675 | 0.8368
8101 | 81019 | 8 | COLORADO CITY | PUEBLO | CO | CO_81019 | 81019 | Rural Fringe | -999 | 0.80981
8071 | 81020 | 8 | AGUILAR | LAS ANIMAS | CO | CO_81020 | 81020 | Rural Fringe | 468 | 0.80771
8071 | 81024 | 8 | BONCARBO | LAS ANIMAS | CO | CO_81024 | 81024 | Town Fringe | 0 | 0.78053
8101 | 81039 | 8 | FOWLER | PUEBLO | CO | CO_81039 | 81039 | Rural Fringe | 968 | 0.84393
8099 | 81047 | 8 | HOLLY | PROWERS | CO | CO_81047 | 81047 | Rural Fringe | 642 | 0.83967
8071 | 81049 | 8 | KIM | LAS ANIMAS | CO | CO_81049 | 81049 | Rural Fringe | 124 | 0.84366
8101 | 81069 | 8 | RYE | PUEBLO | CO | CO_81069 | 81069 | Rural Fringe | 991 | 0.82003
8061 | 81071 | 8 | SHERIDAN LAKE | KIOWA | CO | CO_81071 | 81071 | Rural Fringe | 44 | 0.8367
8071 | 81082 | 8 | TRINIDAD | LAS ANIMAS | CO | CO_81082 | 81082 | Rural Fringe | 3383 | 0.83575
8055 | 81089 | 8 | WALSENBURG | HUERFANO | CO | CO_81089 | 81089 | Town Fringe | 2292 | 0.8122
8099 | 81041 | 8 | GRANADA | PROWERS | CO | CO_81041 | 81041 | Rural Fringe | 0 | 0.84117
8099 | 81084 | 8 | TWO BUTTES | PROWERS | CO | CO_81084 | 81084 | Rural Fringe | 0 | 0.84636
8009 | 81087 | 8 | VILAS | BACA | CO | CO_81087 | 81087 | Rural Fringe | 0 | 0.84658
8101 | 81001 | 8 | PUEBLO | PUEBLO | CO | CO_81001 | 81001 | Rural Fringe | 8249 | 0.83421
8101 | 81003 | 8 | PUEBLO | PUEBLO | CO | CO_81003 | 81003 | City Midsize | 3525 | 0.71787
8101 | 81005 | 8 | PUEBLO | PUEBLO | CO | CO_81005 | 81005 | Rural Fringe | 9663 | 0.83495
8101 | 81006 | 8 | PUEBLO | PUEBLO | CO | CO_81006 | 81006 | Rural Fringe | 3865 | 0.83608
8101 | 81007 | 8 | PUEBLO | PUEBLO | CO | CO_81007 | 81007 | Rural Fringe | 8149 | 0.82576
8101 | 81008 | 8 | PUEBLO | PUEBLO | CO | CO_81008 | 81008 | Rural Fringe | 3536 | 0.83661
8061 | 81021 | 8 | ARLINGTON | KIOWA | CO | CO_81021 | 81021 | Rural Fringe | 13 | 0.83576
8101 | 81022 | 8 | AVONDALE | PUEBLO | CO | CO_81022 | 81022 | Rural Fringe | 270 | 0.84279
8101 | 81023 | 8 | BEULAH | PUEBLO | CO | CO_81023 | 81023 | Rural Fringe | 448 | 0.82151
8101 | 81025 | 8 | BOONE | PUEBLO | CO | CO_81025 | 81025 | Rural Fringe | 316 | 0.83696
8071 | 81027 | 8 | BRANSON | LAS ANIMAS | CO | CO_81027 | 81027 | Rural Fringe | 14 | 0.84398
8009 | 81029 | 8 | CAMPO | BACA | CO | CO_81029 | 81029 | Rural Fringe | 10 | 0.84884
8025 | 81034 | 8 | ORDWAY | CROWLEY | CO | CO_81034 | 81034 | Rural Fringe | -999 | 0.80942
8061 | 81036 | 8 | EADS | KIOWA | CO | CO_81036 | 81036 | Rural Fringe | 28 | 0.8329
8011 | 81044 | 8 | HASTY | BENT | CO | CO_81044 | 81044 | Rural Fringe | 372 | 0.84533
8089 | 81050 | 8 | LA JUNTA | OTERO | CO | CO_81050 | 81050 | Town Fringe | 3638 | 0.81602
8099 | 81052 | 8 | LAMAR | PROWERS | CO | CO_81052 | 81052 | Town Fringe | 2932 | 0.81602
8011 | 81054 | 8 | LAS ANIMAS | BENT | CO | CO_81054 | 81054 | Town Fringe | 840 | 0.81673
8011 | 81057 | 8 | MC CLAVE | BENT | CO | CO_81057 | 81057 | Rural Fringe | 0 | 0.8343
8089 | 81058 | 8 | MANZANOLA | OTERO | CO | CO_81058 | 81058 | Rural Fringe | 0 | 0.83593
8071 | 81059 | 8 | MODEL | LAS ANIMAS | CO | CO_81059 | 81059 | Rural Fringe | 59 | 0.84869
8025 | 81062 | 8 | OLNEY SPRINGS | CROWLEY | CO | CO_81062 | 81062 | Rural Fringe | 95 | 0.83491
8025 | 81063 | 8 | ORDWAY | CROWLEY | CO | CO_81063 | 81063 | Rural Fringe | 606 | 0.83283
8009 | 81064 | 8 | PRITCHETT | BACA | CO | CO_81064 | 81064 | Rural Fringe | 133 | 0.8472
8089 | 81067 | 8 | ROCKY FORD | OTERO | CO | CO_81067 | 81067 | Town Fringe | 2088 | 0.81462
8009 | 81073 | 8 | SPRINGFIELD | BACA | CO | CO_81073 | 81073 | Rural Fringe | 812 | 0.84368
8025 | 81076 | 8 | SUGAR CITY | CROWLEY | CO | CO_81076 | 81076 | Rural Fringe | 46 | 0.83562
8089 | 81077 | 8 | SWINK | OTERO | CO | CO_81077 | 81077 | Rural Fringe | 565 | 0.84629
8071 | 81081 | 8 | TRINCHERA | LAS ANIMAS | CO | CO_81081 | 81081 | Rural Fringe | 0 | 0.8248
8009 | 81090 | 8 | WALSH | BACA | CO | CO_81090 | 81090 | Rural Fringe | 297 | 0.84473
8071 | 81091 | 8 | WESTON | LAS ANIMAS | CO | CO_81091 | 81091 | Rural Fringe | 784 | 0.80515
8099 | 81092 | 8 | WILEY | PROWERS | CO | CO_81092 | 81092 | Rural Fringe | 0 | 0.83297
8001 | 80022 | 8 | COMMERCE CITY | ADAMS | CO | CO_80022 | 80022 | Town Fringe | 15951 | 0.71105
8001 | 80102 | 8 | BENNETT | ADAMS | CO | CO_80102 | 80102 | Rural Fringe | 1652 | 0.8219
8005 | 80105 | 8 | DEER TRAIL | ARAPAHOE | CO | CO_80105 | 80105 | Rural Fringe | 885 | 0.82287
8035 | 80118 | 8 | LARKSPUR | DOUGLAS | CO | CO_80118 | 80118 | Suburb Large | 1799 | 0.70703
8041 | 80132 | 8 | MONUMENT | EL PASO | CO | CO_80132 | 80132 | Rural Fringe | 5230 | 0.77337
8041 | 80133 | 8 | PALMER LAKE | EL PASO | CO | CO_80133 | 80133 | Rural Fringe | 0 | 0.76623
8005 | 80137 | 8 | WATKINS | ARAPAHOE | CO | CO_80137 | 80137 | Rural Fringe | 1971 | 0.82387
8123 | 80504 | 8 | LONGMONT | WELD | CO | CO_80504 | 80504 | Suburb Small | 10808 | 0.74997
8123 | 80551 | 8 | WINDSOR | WELD | CO | CO_80551 | 80551 | Town Fringe | -999 | 0.79709
8123 | 80603 | 8 | BRIGHTON | WELD | CO | CO_80603 | 80603 | Town Fringe | 2522 | 0.7879
8123 | 80623 | 8 | GILCREST | WELD | CO | CO_80623 | 80623 | Rural Fringe | 347 | 0.8187
8123 | 80639 | 8 | GREELEY | WELD | CO | CO_80639 | 80639 | City Small | 274 | 0.83941
8123 | 80652 | 8 | ROGGEN | WELD | CO | CO_80652 | 80652 | Rural Fringe | 0 | 0.82056
8121 | 80720 | 8 | AKRON | WASHINGTON | CO | CO_80720 | 80720 | Rural Fringe | 832 | 0.81951
8115 | 80737 | 8 | JULESBURG | SEDGWICK | CO | CO_80737 | 80737 | Rural Fringe | 606 | 0.81099
8121 | 80743 | 8 | OTIS | WASHINGTON | CO | CO_80743 | 80743 | Rural Fringe | 385 | 0.81595
8095 | 80746 | 8 | PAOLI | PHILLIPS | CO | CO_80746 | 80746 | Rural Fringe | -999 | 0.70115
8087 | 80750 | 8 | SNYDER | MORGAN | CO | CO_80750 | 80750 | Town Fringe | 91 | 0.78674
8075 | 80751 | 8 | STERLING | LOGAN | CO | CO_80751 | 80751 | Town Fringe | 4300 | 0.78531
8125 | 80758 | 8 | WRAY | YUMA | CO | CO_80758 | 80758 | Rural Fringe | 635 | 0.81853
8125 | 80759 | 8 | YUMA | YUMA | CO | CO_80759 | 80759 | Rural Fringe | 1263 | 0.81735
8063 | 80861 | 8 | VONA | KIT CARSON | CO | CO_80861 | 80861 | Rural Fringe | 0 | 0.81294
8041 | 80914 | 8 | COLORADO SPRINGS | EL PASO | CO | CO_80914 | 80914 | City Large | -999 | 0.75058
8041 | 80927 | 8 | COLORADO SPRINGS | EL PASO | CO | CO_80927 | 80927 | City Large | 576 | 0.84028
8041 | 80951 | 8 | COLORADO SPRINGS | EL PASO | CO | CO_80951 | 80951 | City Large | 693 | 0.75527
8031 | 80266 | 8 | DENVER | DENVER | CO | CO_80266 | 80266 | City Large | 1 | 1
8123 | 80543 | 8 | MILLIKEN | WELD | CO | CO_80543 | 80543 | Town Fringe | 1545 | 0.78794
8123 | 80624 | 8 | GILL | WELD | CO | CO_80624 | 80624 | Rural Fringe | 264 | 0.81568
8123 | 80631 | 8 | GREELEY | WELD | CO | CO_80631 | 80631 | Town Fringe | 11355 | 0.78395
8123 | 80648 | 8 | NUNN | WELD | CO | CO_80648 | 80648 | Rural Fringe | 0 | 0.81246
8125 | 80735 | 8 | IDALIA | YUMA | CO | CO_80735 | 80735 | Town Fringe | 85 | 0.79481
8115 | 80744 | 8 | OVID | SEDGWICK | CO | CO_80744 | 80744 | Rural Fringe | 0 | 0.80171
8075 | 80745 | 8 | PADRONI | LOGAN | CO | CO_80745 | 80745 | Rural Fringe | 49 | 0.81047
8041 | 80829 | 8 | MANITOU SPRINGS | EL PASO | CO | CO_80829 | 80829 | Suburb Large | 1702 | 0.68049
8041 | 80840 | 8 | U S A F ACADEMY | EL PASO | CO | CO_80840 | 80840 | City Large | 827 | 0.70617
8017 | 80862 | 8 | WILD HORSE | CHEYENNE | CO | CO_80862 | 80862 | Rural Fringe | 0 | 0.82962
8005 | 80010 | 8 | AURORA | ARAPAHOE | CO | CO_80010 | 80010 | City Large | 9941 | 0.49019
8001 | 80011 | 8 | AURORA | ADAMS | CO | CO_80011 | 80011 | City Large | 12908 | 0.67416
8005 | 80012 | 8 | AURORA | ARAPAHOE | CO | CO_80012 | 80012 | City Large | 8445 | 0.78532
8005 | 80013 | 8 | AURORA | ARAPAHOE | CO | CO_80013 | 80013 | City Large | 20620 | 0.81775
8005 | 80014 | 8 | AURORA | ARAPAHOE | CO | CO_80014 | 80014 | Suburb Large | 6781 | 0.75446
8005 | 80015 | 8 | AURORA | ARAPAHOE | CO | CO_80015 | 80015 | Suburb Large | 19026 | 0.86718
8005 | 80016 | 8 | AURORA | ARAPAHOE | CO | CO_80016 | 80016 | Suburb Large | 8519 | 0.69721
8005 | 80017 | 8 | AURORA | ARAPAHOE | CO | CO_80017 | 80017 | City Large | 7399 | 0.79132
8005 | 80018 | 8 | AURORA | ARAPAHOE | CO | CO_80018 | 80018 | City Large | 2392 | 0.74694
8001 | 80019 | 8 | AURORA | ADAMS | CO | CO_80019 | 80019 | City Large | 553 | 0.83002
8001 | 80045 | 8 | AURORA | ADAMS | CO | CO_80045 | 80045 | City Large | 73 | 0.76712
8039 | 80101 | 8 | AGATE | ELBERT | CO | CO_80101 | 80101 | Rural Fringe | 259 | 0.82536
8001 | 80103 | 8 | BYERS | ADAMS | CO | CO_80103 | 80103 | Rural Fringe | 813 | 0.82195
8035 | 80104 | 8 | CASTLE ROCK | DOUGLAS | CO | CO_80104 | 80104 | Suburb Large | 5312 | 0.72149
8039 | 80106 | 8 | ELBERT | ELBERT | CO | CO_80106 | 80106 | Rural Fringe | 2665 | 0.8159
8039 | 80107 | 8 | ELIZABETH | ELBERT | CO | CO_80107 | 80107 | Rural Fringe | 3512 | 0.81667
8035 | 80108 | 8 | CASTLE ROCK | DOUGLAS | CO | CO_80108 | 80108 | Suburb Large | 6465 | 0.71075
8035 | 80109 | 8 | CASTLE ROCK | DOUGLAS | CO | CO_80109 | 80109 | Suburb Large | 2844 | 0.71123
8005 | 80111 | 8 | ENGLEWOOD | ARAPAHOE | CO | CO_80111 | 80111 | Suburb Large | 7696 | 0.81861
8005 | 80112 | 8 | ENGLEWOOD | ARAPAHOE | CO | CO_80112 | 80112 | Suburb Large | 7268 | 0.78123
8035 | 80116 | 8 | FRANKTOWN | DOUGLAS | CO | CO_80116 | 80116 | Suburb Large | 2224 | 0.71973
8039 | 80117 | 8 | KIOWA | ELBERT | CO | CO_80117 | 80117 | Rural Fringe | 1416 | 0.82424
8035 | 80124 | 8 | LONE TREE | DOUGLAS | CO | CO_80124 | 80124 | Suburb Large | 4703 | 0.71068
8035 | 80126 | 8 | LITTLETON | DOUGLAS | CO | CO_80126 | 80126 | Suburb Large | 9509 | 0.71164
8041 | 80925 | 8 | COLORADO SPRINGS | EL PASO | CO | CO_80925 | 80925 | Suburb Large | 2928 | 0.7343
8035 | 80130 | 8 | LITTLETON | DOUGLAS | CO | CO_80130 | 80130 | Suburb Large | 5896 | 0.70428
8035 | 80134 | 8 | PARKER | DOUGLAS | CO | CO_80134 | 80134 | Suburb Large | 12830 | 0.711
8001 | 80136 | 8 | STRASBURG | ADAMS | CO | CO_80136 | 80136 | Rural Fringe | 429 | 0.82121
8039 | 80138 | 8 | PARKER | ELBERT | CO | CO_80138 | 80138 | Suburb Large | 6439 | 0.7193
8031 | 80207 | 8 | DENVER | DENVER | CO | CO_80207 | 80207 | City Large | 8438 | 0.5448
8031 | 80216 | 8 | DENVER | DENVER | CO | CO_80216 | 80216 | City Large | 4323 | 0.59773
8031 | 80220 | 8 | DENVER | DENVER | CO | CO_80220 | 80220 | City Large | 11949 | 0.52105
8031 | 80222 | 8 | DENVER | DENVER | CO | CO_80222 | 80222 | City Large | 6906 | 0.59238
8031 | 80224 | 8 | DENVER | DENVER | CO | CO_80224 | 80224 | City Large | 4365 | 0.67995
8001 | 80229 | 8 | DENVER | ADAMS | CO | CO_80229 | 80229 | Suburb Large | 13252 | 0.73747
8031 | 80230 | 8 | DENVER | DENVER | CO | CO_80230 | 80230 | City Large | 1401 | 0.9015
8031 | 80231 | 8 | DENVER | DENVER | CO | CO_80231 | 80231 | City Large | 4099 | 0.80288
8001 | 80233 | 8 | DENVER | ADAMS | CO | CO_80233 | 80233 | Suburb Large | 13212 | 0.73895
8031 | 80237 | 8 | DENVER | DENVER | CO | CO_80237 | 80237 | City Large | 3302 | 0.80012
8031 | 80238 | 8 | DENVER | DENVER | CO | CO_80238 | 80238 | City Large | 4520 | 0.7573
8031 | 80239 | 8 | DENVER | DENVER | CO | CO_80239 | 80239 | City Large | 8704 | 0.78941
8031 | 80247 | 8 | DENVER | DENVER | CO | CO_80247 | 80247 | City Large | 1996 | 0.78557
8031 | 80249 | 8 | DENVER | DENVER | CO | CO_80249 | 80249 | City Large | 7524 | 0.83679
8014 | 80020 | 8 | BROOMFIELD | BROOMFIELD | CO | CO_80020 | 80020 | Suburb Small | 15147 | 0.77778
8014 | 80023 | 8 | BROOMFIELD | BROOMFIELD | CO | CO_80023 | 80023 | Suburb Large | 4799 | 0.70439
8031 | 80262 | 8 | DENVER | DENVER | CO | CO_80262 | 80262 | City Large | -999 | -999
8031 | 80264 | 8 | DENVER | DENVER | CO | CO_80264 | 80264 | City Large | -999 | -999
8031 | 80265 | 8 | DENVER | DENVER | CO | CO_80265 | 80265 | City Large | -999 | -999
8123 | 80520 | 8 | FIRESTONE | WELD | CO | CO_80520 | 80520 | Suburb Small | 313 | 0.70119
8069 | 80523 | 8 | FORT COLLINS | LARIMER | CO | CO_80523 | 80523 | City Small | -999 | 0.86253
8031 | 80274 | 8 | DENVER | DENVER | CO | CO_80274 | 80274 | City Large | 487 | 0.76305
8031 | 80290 | 8 | DENVER | DENVER | CO | CO_80290 | 80290 | City Large | 127 | 0.76873
8031 | 80294 | 8 | DENVER | DENVER | CO | CO_80294 | 80294 | City Large | 0 | 0.75164
8123 | 80542 | 8 | MEAD | WELD | CO | CO_80542 | 80542 | Suburb Small | 333 | 0.75621
8119 | 80860 | 8 | VICTOR | TELLER | CO | CO_80860 | 80860 | Rural Fringe | 0 | 0.8101
8059 | 80003 | 8 | ARVADA | JEFFERSON | CO | CO_80003 | 80003 | Suburb Large | 10982 | 0.64569
8001 | 80030 | 8 | WESTMINSTER | ADAMS | CO | CO_80030 | 80030 | Suburb Large | 4435 | 0.6106
8001 | 80031 | 8 | WESTMINSTER | ADAMS | CO | CO_80031 | 80031 | Suburb Large | 10925 | 0.73126
8059 | 80033 | 8 | WHEAT RIDGE | JEFFERSON | CO | CO_80033 | 80033 | Suburb Large | 8678 | 0.64059
8005 | 80110 | 8 | ENGLEWOOD | ARAPAHOE | CO | CO_80110 | 80110 | Suburb Large | 8703 | 0.53338
8005 | 80113 | 8 | ENGLEWOOD | ARAPAHOE | CO | CO_80113 | 80113 | Suburb Large | 7729 | 0.51249
8005 | 80120 | 8 | LITTLETON | ARAPAHOE | CO | CO_80120 | 80120 | Suburb Large | 8415 | 0.67974
8005 | 80121 | 8 | LITTLETON | ARAPAHOE | CO | CO_80121 | 80121 | Suburb Large | 6754 | 0.73542
8005 | 80122 | 8 | LITTLETON | ARAPAHOE | CO | CO_80122 | 80122 | Suburb Large | 9199 | 0.78943
8059 | 80123 | 8 | LITTLETON | JEFFERSON | CO | CO_80123 | 80123 | Suburb Large | 12191 | 0.80855
8035 | 80125 | 8 | LITTLETON | DOUGLAS | CO | CO_80125 | 80125 | Suburb Large | 3686 | 0.70809
8059 | 80128 | 8 | LITTLETON | JEFFERSON | CO | CO_80128 | 80128 | Suburb Large | 10824 | 0.80035
8035 | 80129 | 8 | LITTLETON | DOUGLAS | CO | CO_80129 | 80129 | Suburb Large | 7907 | 0.92311
8035 | 80131 | 8 | LOUVIERS | DOUGLAS | CO | CO_80131 | 80131 | Suburb Large | 0 | 0.72568
8031 | 80202 | 8 | DENVER | DENVER | CO | CO_80202 | 80202 | City Large | 52 | 0.67308
8031 | 80203 | 8 | DENVER | DENVER | CO | CO_80203 | 80203 | City Large | 1336 | 0.74701
8031 | 80204 | 8 | DENVER | DENVER | CO | CO_80204 | 80204 | City Large | 7405 | 0.60689
8031 | 80205 | 8 | DENVER | DENVER | CO | CO_80205 | 80205 | City Large | 8183 | 0.68813
8031 | 80206 | 8 | DENVER | DENVER | CO | CO_80206 | 80206 | City Large | 5978 | 0.66343
8031 | 80209 | 8 | DENVER | DENVER | CO | CO_80209 | 80209 | City Large | 7768 | 0.66027
8031 | 80210 | 8 | DENVER | DENVER | CO | CO_80210 | 80210 | City Large | 14431 | 0.50433
8031 | 80211 | 8 | DENVER | DENVER | CO | CO_80211 | 80211 | City Large | 12214 | 0.60324
8031 | 80212 | 8 | DENVER | DENVER | CO | CO_80212 | 80212 | City Large | 8636 | 0.57805
8059 | 80214 | 8 | DENVER | JEFFERSON | CO | CO_80214 | 80214 | Suburb Large | 6953 | 0.5389
8059 | 80215 | 8 | DENVER | JEFFERSON | CO | CO_80215 | 80215 | Suburb Large | 6251 | 0.66757
8031 | 80218 | 8 | DENVER | DENVER | CO | CO_80218 | 80218 | City Large | 3179 | 0.67285
8031 | 80219 | 8 | DENVER | DENVER | CO | CO_80219 | 80219 | City Large | 19756 | 0.51397
8001 | 80221 | 8 | DENVER | ADAMS | CO | CO_80221 | 80221 | Suburb Large | 13249 | 0.63899
8031 | 80223 | 8 | DENVER | DENVER | CO | CO_80223 | 80223 | City Large | 6576 | 0.57193
8059 | 80226 | 8 | DENVER | JEFFERSON | CO | CO_80226 | 80226 | Suburb Large | 9282 | 0.64641
8059 | 80227 | 8 | DENVER | JEFFERSON | CO | CO_80227 | 80227 | Suburb Large | 7801 | 0.73298
8059 | 80232 | 8 | DENVER | JEFFERSON | CO | CO_80232 | 80232 | Suburb Large | 6862 | 0.61484
8001 | 80234 | 8 | DENVER | ADAMS | CO | CO_80234 | 80234 | Suburb Large | 7195 | 0.81584
8059 | 80235 | 8 | DENVER | JEFFERSON | CO | CO_80235 | 80235 | Suburb Large | 1301 | 0.75557
8031 | 80236 | 8 | DENVER | DENVER | CO | CO_80236 | 80236 | City Large | 4560 | 0.63816
8001 | 80241 | 8 | THORNTON | ADAMS | CO | CO_80241 | 80241 | Suburb Large | 8769 | 0.83624
8031 | 80246 | 8 | DENVER | DENVER | CO | CO_80246 | 80246 | City Large | 1688 | 0.66173
8001 | 80260 | 8 | DENVER | ADAMS | CO | CO_80260 | 80260 | Suburb Large | 7702 | 0.70618
8041 | 80929 | 8 | COLORADO SPRINGS | EL PASO | CO | CO_80929 | 80929 | Rural Fringe | 616 | 0.83197
8041 | 80930 | 8 | COLORADO SPRINGS | EL PASO | CO | CO_80930 | 80930 | Rural Fringe | 331 | 0.83274
8041 | 80938 | 8 | COLORADO SPRINGS | EL PASO | CO | CO_80938 | 80938 | City Large | 0 | 0.76945
8041 | 80939 | 8 | COLORADO SPRINGS | EL PASO | CO | CO_80939 | 80939 | City Large | 18 | 1
8013 | 80501 | 8 | LONGMONT | BOULDER | CO | CO_80501 | 80501 | Suburb Small | 9867 | 0.74955
8123 | 80514 | 8 | DACONO | WELD | CO | CO_80514 | 80514 | Suburb Small | 793 | 0.75922
8069 | 80524 | 8 | FORT COLLINS | LARIMER | CO | CO_80524 | 80524 | City Midsize | 8525 | 0.69658
8069 | 80525 | 8 | FORT COLLINS | LARIMER | CO | CO_80525 | 80525 | City Midsize | 9756 | 0.67799
8123 | 80530 | 8 | FREDERICK | WELD | CO | CO_80530 | 80530 | Suburb Small | 1193 | 0.75849
8123 | 80534 | 8 | JOHNSTOWN | WELD | CO | CO_80534 | 80534 | Town Fringe | 3826 | 0.78843
8069 | 80549 | 8 | WELLINGTON | LARIMER | CO | CO_80549 | 80549 | City Midsize | 2020 | 0.70269
8123 | 80550 | 8 | WINDSOR | WELD | CO | CO_80550 | 80550 | Town Fringe | 5172 | 0.7811
8001 | 80601 | 8 | BRIGHTON | ADAMS | CO | CO_80601 | 80601 | Town Fringe | 7430 | 0.76988
8001 | 80602 | 8 | BRIGHTON | ADAMS | CO | CO_80602 | 80602 | Town Fringe | 8708 | 0.7718
8123 | 80610 | 8 | AULT | WELD | CO | CO_80610 | 80610 | Town Fringe | 1032 | 0.78793
8123 | 80611 | 8 | BRIGGSDALE | WELD | CO | CO_80611 | 80611 | Rural Fringe | 269 | 0.81709
8123 | 80612 | 8 | CARR | WELD | CO | CO_80612 | 80612 | Rural Fringe | 181 | 0.81443
8123 | 80615 | 8 | EATON | WELD | CO | CO_80615 | 80615 | Town Fringe | 1133 | 0.78658
8123 | 80620 | 8 | EVANS | WELD | CO | CO_80620 | 80620 | City Small | 3652 | 0.83676
8123 | 80621 | 8 | FORT LUPTON | WELD | CO | CO_80621 | 80621 | Town Fringe | 3886 | 0.78942
8123 | 80634 | 8 | GREELEY | WELD | CO | CO_80634 | 80634 | City Small | 14356 | 0.83802
8001 | 80640 | 8 | HENDERSON | ADAMS | CO | CO_80640 | 80640 | Town Fringe | 4011 | 0.84468
8123 | 80642 | 8 | HUDSON | WELD | CO | CO_80642 | 80642 | Rural Fringe | 2111 | 0.81953
8123 | 80643 | 8 | KEENESBURG | WELD | CO | CO_80643 | 80643 | Rural Fringe | 993 | 0.82056
8123 | 80644 | 8 | KERSEY | WELD | CO | CO_80644 | 80644 | Rural Fringe | 1140 | 0.81923
8123 | 80645 | 8 | LA SALLE | WELD | CO | CO_80645 | 80645 | Rural Fringe | 1501 | 0.81346
8123 | 80649 | 8 | ORCHARD | WELD | CO | CO_80649 | 80649 | Rural Fringe | 131 | 0.81291
8123 | 80650 | 8 | PIERCE | WELD | CO | CO_80650 | 80650 | Rural Fringe | 139 | 0.81217
8123 | 80651 | 8 | PLATTEVILLE | WELD | CO | CO_80651 | 80651 | Rural Fringe | 1116 | 0.81608
8087 | 80653 | 8 | WELDONA | MORGAN | CO | CO_80653 | 80653 | Rural Fringe | 228 | 0.81335
8087 | 80654 | 8 | WIGGINS | MORGAN | CO | CO_80654 | 80654 | Rural Fringe | 622 | 0.8187
8087 | 80701 | 8 | FORT MORGAN | MORGAN | CO | CO_80701 | 80701 | Town Fringe | 4317 | 0.79055
8087 | 80705 | 8 | LOG LANE VILLAGE | MORGAN | CO | CO_80705 | 80705 | Town Fringe | 13 | 0.77755
8075 | 80722 | 8 | ATWOOD | LOGAN | CO | CO_80722 | 80722 | Rural Fringe | 566 | 0.81035
8087 | 80723 | 8 | BRUSH | MORGAN | CO | CO_80723 | 80723 | Town Fringe | 1791 | 0.78874
8075 | 80726 | 8 | CROOK | LOGAN | CO | CO_80726 | 80726 | Town Fringe | 42 | 0.78293
8125 | 80727 | 8 | ECKLEY | YUMA | CO | CO_80727 | 80727 | Rural Fringe | 113 | 0.81822
8075 | 80728 | 8 | FLEMING | LOGAN | CO | CO_80728 | 80728 | Rural Fringe | 161 | 0.81288
8123 | 80729 | 8 | GROVER | WELD | CO | CO_80729 | 80729 | Rural Fringe | 570 | 0.81477
8095 | 80731 | 8 | HAXTUN | PHILLIPS | CO | CO_80731 | 80731 | Rural Fringe | 468 | 0.81318
8087 | 80733 | 8 | HILLROSE | MORGAN | CO | CO_80733 | 80733 | Town Fringe | 66 | 0.78737
8095 | 80734 | 8 | HOLYOKE | PHILLIPS | CO | CO_80734 | 80734 | Rural Fringe | 953 | 0.81382
8075 | 80736 | 8 | ILIFF | LOGAN | CO | CO_80736 | 80736 | Town Fringe | 37 | 0.78461
8121 | 80740 | 8 | LINDON | WASHINGTON | CO | CO_80740 | 80740 | Rural Fringe | 0 | 0.82597
8075 | 80741 | 8 | MERINO | LOGAN | CO | CO_80741 | 80741 | Rural Fringe | 103 | 0.81002
8123 | 80742 | 8 | NEW RAYMER | WELD | CO | CO_80742 | 80742 | Rural Fringe | 363 | 0.81517
8075 | 80747 | 8 | PEETZ | LOGAN | CO | CO_80747 | 80747 | Rural Fringe | 0 | 0.80947
8115 | 80749 | 8 | SEDGWICK | SEDGWICK | CO | CO_80749 | 80749 | Rural Fringe | 158 | 0.80997
8123 | 80754 | 8 | STONEHAM | WELD | CO | CO_80754 | 80754 | Rural Fringe | 0 | 0.81429
8125 | 80755 | 8 | VERNON | YUMA | CO | CO_80755 | 80755 | Rural Fringe | 106 | 0.81997
8121 | 80757 | 8 | WOODROW | WASHINGTON | CO | CO_80757 | 80757 | Rural Fringe | 83 | 0.82162
8121 | 80801 | 8 | ANTON | WASHINGTON | CO | CO_80801 | 80801 | Rural Fringe | 34 | 0.82317
8017 | 80802 | 8 | ARAPAHOE | CHEYENNE | CO | CO_80802 | 80802 | Rural Fringe | 23 | 0.83132
8073 | 80804 | 8 | ARRIBA | LINCOLN | CO | CO_80804 | 80804 | Rural Fringe | 0 | 0.82714
8063 | 80805 | 8 | BETHUNE | KIT CARSON | CO | CO_80805 | 80805 | Rural Fringe | 0 | 0.82466
8063 | 80807 | 8 | BURLINGTON | KIT CARSON | CO | CO_80807 | 80807 | Town Fringe | 1330 | 0.79997
8041 | 80808 | 8 | CALHAN | EL PASO | CO | CO_80808 | 80808 | Rural Fringe | 1415 | 0.83004
8041 | 80809 | 8 | CASCADE | EL PASO | CO | CO_80809 | 80809 | Suburb Large | 624 | 0.69502
8017 | 80810 | 8 | CHEYENNE WELLS | CHEYENNE | CO | CO_80810 | 80810 | Rural Fringe | 82 | 0.83328
8121 | 80812 | 8 | COPE | WASHINGTON | CO | CO_80812 | 80812 | Rural Fringe | 0 | 0.82247
8063 | 80815 | 8 | FLAGLER | KIT CARSON | CO | CO_80815 | 80815 | Rural Fringe | 27 | 0.82788
8041 | 80817 | 8 | FOUNTAIN | EL PASO | CO | CO_80817 | 80817 | Suburb Large | 6076 | 0.74316
8073 | 80818 | 8 | GENOA | LINCOLN | CO | CO_80818 | 80818 | Rural Fringe | 456 | 0.82519
8041 | 80819 | 8 | GREEN MOUNTAIN FALLS | EL PASO | CO | CO_80819 | 80819 | Suburb Large | 0 | 0.71542
8073 | 80821 | 8 | HUGO | LINCOLN | CO | CO_80821 | 80821 | Rural Fringe | 171 | 0.82836
8125 | 80822 | 8 | JOES | YUMA | CO | CO_80822 | 80822 | Rural Fringe | 104 | 0.82155
8073 | 80823 | 8 | KARVAL | LINCOLN | CO | CO_80823 | 80823 | Rural Fringe | 142 | 0.83134
8125 | 80824 | 8 | KIRK | YUMA | CO | CO_80824 | 80824 | Rural Fringe | 221 | 0.82292
8017 | 80825 | 8 | KIT CARSON | CHEYENNE | CO | CO_80825 | 80825 | Rural Fringe | 128 | 0.83128
8073 | 80828 | 8 | LIMON | LINCOLN | CO | CO_80828 | 80828 | Rural Fringe | 79 | 0.82531
8039 | 80830 | 8 | MATHESON | ELBERT | CO | CO_80830 | 80830 | Rural Fringe | 41 | 0.82917
8041 | 80831 | 8 | PEYTON | EL PASO | CO | CO_80831 | 80831 | Rural Fringe | 4720 | 0.81941
8039 | 80832 | 8 | RAMAH | ELBERT | CO | CO_80832 | 80832 | Rural Fringe | 301 | 0.82799
8073 | 80833 | 8 | RUSH | LINCOLN | CO | CO_80833 | 80833 | Rural Fringe | 114 | 0.83066
8063 | 80834 | 8 | SEIBERT | KIT CARSON | CO | CO_80834 | 80834 | Rural Fringe | 278 | 0.82594
8039 | 80835 | 8 | SIMLA | ELBERT | CO | CO_80835 | 80835 | Rural Fringe | 2 | 0.82871
8063 | 80836 | 8 | STRATTON | KIT CARSON | CO | CO_80836 | 80836 | Rural Fringe | 272 | 0.82599
8041 | 80864 | 8 | YODER | EL PASO | CO | CO_80864 | 80864 | Rural Fringe | 280 | 0.83556
8041 | 80902 | 8 | COLORADO SPRINGS | EL PASO | CO | CO_80902 | 80902 | Suburb Large | 1073 | 0.80056
8041 | 80903 | 8 | COLORADO SPRINGS | EL PASO | CO | CO_80903 | 80903 | City Large | 5658 | 0.42082
8041 | 80904 | 8 | COLORADO SPRINGS | EL PASO | CO | CO_80904 | 80904 | Suburb Large | 5936 | 0.68587
8041 | 80905 | 8 | COLORADO SPRINGS | EL PASO | CO | CO_80905 | 80905 | City Large | 5816 | 0.55932
8041 | 80906 | 8 | COLORADO SPRINGS | EL PASO | CO | CO_80906 | 80906 | City Large | 7981 | 0.7153
8041 | 80907 | 8 | COLORADO SPRINGS | EL PASO | CO | CO_80907 | 80907 | City Large | 11575 | 0.5676
8041 | 80908 | 8 | COLORADO SPRINGS | EL PASO | CO | CO_80908 | 80908 | City Large | 5181 | 0.72811
8041 | 80909 | 8 | COLORADO SPRINGS | EL PASO | CO | CO_80909 | 80909 | City Large | 12141 | 0.53109
8041 | 80910 | 8 | COLORADO SPRINGS | EL PASO | CO | CO_80910 | 80910 | City Large | 6987 | 0.68742
8041 | 80911 | 8 | COLORADO SPRINGS | EL PASO | CO | CO_80911 | 80911 | Suburb Large | 11657 | 0.73003
8041 | 80913 | 8 | COLORADO SPRINGS | EL PASO | CO | CO_80913 | 80913 | Suburb Large | 174 | 0.73312
8041 | 80915 | 8 | COLORADO SPRINGS | EL PASO | CO | CO_80915 | 80915 | City Large | 7345 | 0.70075
8041 | 80916 | 8 | COLORADO SPRINGS | EL PASO | CO | CO_80916 | 80916 | City Large | 8683 | 0.757
8041 | 80917 | 8 | COLORADO SPRINGS | EL PASO | CO | CO_80917 | 80917 | City Large | 7761 | 0.76395
8041 | 80918 | 8 | COLORADO SPRINGS | EL PASO | CO | CO_80918 | 80918 | City Large | 13487 | 0.78646
8041 | 80919 | 8 | COLORADO SPRINGS | EL PASO | CO | CO_80919 | 80919 | City Large | 9036 | 0.87494
8041 | 80920 | 8 | COLORADO SPRINGS | EL PASO | CO | CO_80920 | 80920 | City Large | 11886 | 0.89315
8041 | 80921 | 8 | COLORADO SPRINGS | EL PASO | CO | CO_80921 | 80921 | City Large | 4744 | 0.72435
8041 | 80922 | 8 | COLORADO SPRINGS | EL PASO | CO | CO_80922 | 80922 | City Large | 8832 | 0.87138
8041 | 80923 | 8 | COLORADO SPRINGS | EL PASO | CO | CO_80923 | 80923 | City Large | 8140 | 0.89681
8041 | 80924 | 8 | COLORADO SPRINGS | EL PASO | CO | CO_80924 | 80924 | City Large | 1340 | 0.98209
8041 | 80926 | 8 | COLORADO SPRINGS | EL PASO | CO | CO_80926 | 80926 | Town Fringe | 546 | 0.78338
8041 | 80928 | 8 | COLORADO SPRINGS | EL PASO | CO | CO_80928 | 80928 | Rural Fringe | 661 | 0.83762
8061 | 81045 | 8 | HASWELL | KIOWA | CO | CO_81045 | 81045 | Rural Fringe | 0 | 0.83408
31101 | 69155 | 31 | PAXTON | KEITH | NE | NE_69155 | 69155 | Rural Fringe | 570 | 0.80437
31111 | 69165 | 31 | SUTHERLAND | LINCOLN | NE | NE_69165 | 69165 | Rural Fringe | 565 | 0.8032
31031 | 69350 | 31 | HYANNIS | CHERRY | NE | NE_69350 | 69350 | Rural Fringe | 145 | 0.79921
46007 | 57551 | 46 | MARTIN | BENNETT | SD | SD_57551 | 57551 | Rural Fringe | 685 | 0.78432
20193 | 67732 | 20 | BREWSTER | THOMAS | KS | KS_67732 | 67732 | Rural Fringe | 0 | 0.82037
20181 | 67733 | 20 | EDSON | SHERMAN | KS | KS_67733 | 67733 | Town Fringe | 0 | 0.98965
20181 | 67741 | 20 | KANORADO | SHERMAN | KS | KS_67741 | 67741 | Town Fringe | 43 | 0.99078
20199 | 67761 | 20 | WALLACE | WALLACE | KS | KS_67761 | 67761 | Rural Fringe | 322 | 0.82441
20075 | 67836 | 20 | COOLIDGE | HAMILTON | KS | KS_67836 | 67836 | Rural Fringe | 102 | 0.83246
20129 | 67954 | 20 | ROLLA | MORTON | KS | KS_67954 | 67954 | Rural Fringe | 225 | 0.83611
31031 | 69219 | 31 | NENZEL | CHERRY | NE | NE_69219 | 69219 | Town Fringe | 239 | 0.96182
31057 | 69030 | 31 | HAIGLER | DUNDY | NE | NE_69030 | 69030 | Rural Fringe | 215 | 0.81295
31087 | 69043 | 31 | STRATTON | HITCHCOCK | NE | NE_69043 | 69043 | Rural Fringe | 311 | 0.81304
31005 | 69121 | 31 | ARTHUR | ARTHUR | NE | NE_69121 | 69121 | Town Fringe | 68 | 0.97693
31135 | 69140 | 31 | GRANT | PERKINS | NE | NE_69140 | 69140 | Rural Fringe | 291 | 0.8053
31111 | 69143 | 31 | HERSHEY | LINCOLN | NE | NE_69143 | 69143 | Rural Fringe | 501 | 0.80335
31101 | 69144 | 31 | KEYSTONE | KEITH | NE | NE_69144 | 69144 | Town Fringe | 251 | 0.97843
31005 | 69146 | 31 | LEMOYNE | ARTHUR | NE | NE_69146 | 69146 | Town Fringe | 93 | 0.97393
31069 | 69147 | 31 | LEWELLEN | GARDEN | NE | NE_69147 | 69147 | Town Fringe | 264 | 0.9758
31091 | 69152 | 31 | MULLEN | HOOKER | NE | NE_69152 | 69152 | Rural Fringe | 241 | 0.80038
31101 | 69153 | 31 | OGALLALA | KEITH | NE | NE_69153 | 69153 | Town Fringe | 2397 | 0.97085
31135 | 69168 | 31 | VENANGO | PERKINS | NE | NE_69168 | 69168 | Rural Fringe | 176 | 0.8058
31031 | 69211 | 31 | CODY | CHERRY | NE | NE_69211 | 69211 | Town Fringe | 435 | 0.96316
31031 | 69218 | 31 | MERRIMAN | CHERRY | NE | NE_69218 | 69218 | Town Fringe | 715 | 0.96274
31031 | 69333 | 31 | ASHBY | CHERRY | NE | NE_69333 | 69333 | Rural Fringe | 229 | 0.79675
31069 | 69335 | 31 | BINGHAM | GARDEN | NE | NE_69335 | 69335 | Town Fringe | 104 | 0.97239
31075 | 69366 | 31 | WHITMAN | GRANT | NE | NE_69366 | 69366 | Rural Fringe | 29 | 0.80088
8095 | 80721 | 8 | AMHERST | PHILLIPS | CO | CO_80721 | 80721 | Rural Fringe | 33 | 0.81309
48443 | 78851 | 48 | DRYDEN | TERRELL | TX | TX_78851 | 78851 | Rural Fringe | 0 | 0.94894
48329 | 79706 | 48 | MIDLAND | MIDLAND | TX | TX_79706 | 79706 | City Small | 3553 | 0.83477
48003 | 79714 | 48 | ANDREWS | ANDREWS | TX | TX_79714 | 79714 | Town Fringe | 4563 | 0.936
48475 | 79719 | 48 | BARSTOW | WARD | TX | TX_79719 | 79719 | Town Fringe | 0 | 0.94457
48371 | 79730 | 48 | COYANOSA | PECOS | TX | TX_79730 | 79730 | Town Fringe | 0 | 0.94283
48103 | 79731 | 48 | CRANE | CRANE | TX | TX_79731 | 79731 | Town Fringe | 812 | 0.9433
48243 | 79734 | 48 | FORT DAVIS | JEFF DAVIS | TX | TX_79734 | 79734 | Rural Fringe | 451 | 0.9269
48371 | 79735 | 48 | FORT STOCKTON | PECOS | TX | TX_79735 | 79735 | Town Fringe | 3253 | 0.95035
48135 | 79741 | 48 | GOLDSMITH | ECTOR | TX | TX_79741 | 79741 | City Small | 0 | 0.82608
48475 | 79742 | 48 | GRANDFALLS | WARD | TX | TX_79742 | 79742 | Rural Fringe | 0 | 0.93544
48371 | 79743 | 48 | IMPERIAL | PECOS | TX | TX_79743 | 79743 | Rural Fringe | 0 | 0.9343
48371 | 79744 | 48 | IRAAN | PECOS | TX | TX_79744 | 79744 | Rural Fringe | 0 | 0.93831
48301 | 79754 | 48 | MENTONE | LOVING | TX | TX_79754 | 79754 | Rural Fringe | 0 | 0.93355
48475 | 79756 | 48 | MONAHANS | WARD | TX | TX_79756 | 79756 | Town Fringe | 2659 | 0.94044
48389 | 79770 | 48 | ORLA | REEVES | TX | TX_79770 | 79770 | Town Fringe | 0 | 0.93792
48389 | 79772 | 48 | PECOS | REEVES | TX | TX_79772 | 79772 | Town Fringe | 3301 | 0.94553
48389 | 79780 | 48 | SARAGOSA | REEVES | TX | TX_79780 | 79780 | Town Fringe | 0 | 0.93253
48371 | 79781 | 48 | SHEFFIELD | PECOS | TX | TX_79781 | 79781 | Rural Fringe | 0 | 0.94311
48043 | 79830 | 48 | ALPINE | BREWSTER | TX | TX_79830 | 79830 | Town Fringe | 2740 | 0.95775
48043 | 79832 | 48 | ALPINE | BREWSTER | TX | TX_79832 | 79832 | Town Fringe | 32 | 0.87586
48043 | 79834 | 48 | BIG BEND NATIONAL PARK | BREWSTER | TX | TX_79834 | 79834 | Rural Fringe | 0 | 0.9537
48229 | 79839 | 48 | FORT HANCOCK | HUDSPETH | TX | TX_79839 | 79839 | Rural Fringe | 0 | 0.93705
48377 | 79843 | 48 | MARFA | PRESIDIO | TX | TX_79843 | 79843 | Rural Fringe | 689 | 0.94676
48377 | 79845 | 48 | PRESIDIO | PRESIDIO | TX | TX_79845 | 79845 | Rural Fringe | 1289 | 0.95102
48141 | 79911 | 48 | EL PASO | EL PASO | TX | TX_79911 | 79911 | Suburb Large | 586 | 0.91108
48141 | 79918 | 48 | FORT BLISS | EL PASO | TX | TX_79918 | 79918 | City Large | 26 | 0.92308
48141 | 79968 | 48 | EL PASO | EL PASO | TX | TX_79968 | 79968 | City Large | 1 | 1
4003 | 85620 | 4 | NACO | COCHISE | AZ | AZ_85620 | 85620 | Rural Fringe | -999 | 0.84531
4003 | 85626 | 4 | PIRTLEVILLE | COCHISE | AZ | AZ_85626 | 85626 | Town Fringe | -999 | 0.81115
4003 | 85632 | 4 | SAN SIMON | COCHISE | AZ | AZ_85632 | 85632 | Rural Fringe | 469 | 0.88746
4003 | 85643 | 4 | WILLCOX | COCHISE | AZ | AZ_85643 | 85643 | Rural Fringe | 2603 | 0.88801
35023 | 88020 | 35 | ANIMAS | HIDALGO | NM | NM_88020 | 88020 | Rural Fringe | 12 | 0.90007
35013 | 88021 | 35 | ANTHONY | DONA ANA | NM | NM_88021 | 88021 | Rural Fringe | 3701 | 0.89746
35013 | 88048 | 35 | MESQUITE | DONA ANA | NM | NM_88048 | 88048 | Rural Fringe | 40 | 0.87799
35035 | 88349 | 35 | SUNSPOT | OTERO | NM | NM_88349 | 88349 | Rural Fringe | -999 | 0.81797
35035 | 88350 | 35 | TIMBERON | OTERO | NM | NM_88350 | 88350 | Rural Fringe | 0 | 0.86375
4023 | 85611 | 4 | ELGIN | SANTA CRUZ | AZ | AZ_85611 | 85611 | Rural Fringe | 0 | 0.90091
48135 | 79759 | 48 | NOTREES | ECTOR | TX | TX_79759 | 79759 | City Small | 0 | 0.83798
48475 | 79788 | 48 | WICKETT | WARD | TX | TX_79788 | 79788 | Town Fringe | -999 | 0.93014
48141 | 79853 | 48 | TORNILLO | EL PASO | TX | TX_79853 | 79853 | Rural Fringe | 238 | 0.92951
48243 | 79854 | 48 | VALENTINE | JEFF DAVIS | TX | TX_79854 | 79854 | Rural Fringe | 0 | 0.94265
48109 | 79855 | 48 | VAN HORN | CULBERSON | TX | TX_79855 | 79855 | Rural Fringe | 0 | 0.93933
48141 | 79904 | 48 | EL PASO | EL PASO | TX | TX_79904 | 79904 | City Large | 7450 | 0.90209
48141 | 79916 | 48 | FORT BLISS | EL PASO | TX | TX_79916 | 79916 | City Large | 93 | 0.82796
48329 | 79703 | 48 | MIDLAND | MIDLAND | TX | TX_79703 | 79703 | City Small | 5645 | 0.82543
48329 | 79705 | 48 | MIDLAND | MIDLAND | TX | TX_79705 | 79705 | City Small | 8338 | 0.81684
48389 | 79718 | 48 | BALMORHEA | REEVES | TX | TX_79718 | 79718 | Rural Fringe | 0 | 0.93787
48495 | 79745 | 48 | KERMIT | WINKLER | TX | TX_79745 | 79745 | Town Fringe | 2351 | 0.94123
48317 | 79749 | 48 | LENORAH | MARTIN | TX | TX_79749 | 79749 | Rural Fringe | 450 | 0.9187
48135 | 79758 | 48 | GARDENDALE | ECTOR | TX | TX_79758 | 79758 | City Small | 465 | 0.83555
48135 | 79762 | 48 | ODESSA | ECTOR | TX | TX_79762 | 79762 | City Small | 9874 | 0.82249
48135 | 79763 | 48 | ODESSA | ECTOR | TX | TX_79763 | 79763 | City Small | 6506 | 0.83288
48135 | 79764 | 48 | ODESSA | ECTOR | TX | TX_79764 | 79764 | City Small | 4009 | 0.83292
48329 | 79765 | 48 | ODESSA | MIDLAND | TX | TX_79765 | 79765 | City Small | 1197 | 0.82619
48135 | 79766 | 48 | ODESSA | ECTOR | TX | TX_79766 | 79766 | City Small | 631 | 0.83743
48475 | 79777 | 48 | PYOTE | WARD | TX | TX_79777 | 79777 | Town Fringe | 0 | 0.94256
48317 | 79783 | 48 | TARZAN | MARTIN | TX | TX_79783 | 79783 | Rural Fringe | 0 | 0.92728
48389 | 79785 | 48 | TOYAH | REEVES | TX | TX_79785 | 79785 | Town Fringe | 0 | 0.94771
48495 | 79789 | 48 | WINK | WINKLER | TX | TX_79789 | 79789 | Rural Fringe | 0 | 0.93195
48141 | 79821 | 48 | ANTHONY | EL PASO | TX | TX_79821 | 79821 | Suburb Large | 1487 | 0.93553
48141 | 79835 | 48 | CANUTILLO | EL PASO | TX | TX_79835 | 79835 | Suburb Large | 1241 | 0.94084
48141 | 79836 | 48 | CLINT | EL PASO | TX | TX_79836 | 79836 | Rural Fringe | 934 | 0.9238
48229 | 79837 | 48 | DELL CITY | HUDSPETH | TX | TX_79837 | 79837 | Rural Fringe | 0 | 0.93259
48141 | 79838 | 48 | FABENS | EL PASO | TX | TX_79838 | 79838 | Town Fringe | 0 | 0.93627
48043 | 79842 | 48 | MARATHON | BREWSTER | TX | TX_79842 | 79842 | Rural Fringe | 23 | 0.94742
48109 | 79847 | 48 | SALT FLAT | CULBERSON | TX | TX_79847 | 79847 | Rural Fringe | 144 | 0.93434
48443 | 79848 | 48 | SANDERSON | TERRELL | TX | TX_79848 | 79848 | Rural Fringe | 0 | 0.94578
48141 | 79849 | 48 | SAN ELIZARIO | EL PASO | TX | TX_79849 | 79849 | Town Fringe | 3192 | 0.93259
48229 | 79851 | 48 | SIERRA BLANCA | HUDSPETH | TX | TX_79851 | 79851 | Rural Fringe | 0 | 0.93948
48043 | 79852 | 48 | TERLINGUA | BREWSTER | TX | TX_79852 | 79852 | Rural Fringe | 0 | 0.95549
48141 | 79901 | 48 | EL PASO | EL PASO | TX | TX_79901 | 79901 | City Large | 1205 | 0.93859
48141 | 79902 | 48 | EL PASO | EL PASO | TX | TX_79902 | 79902 | City Large | 5380 | 0.93476
48141 | 79903 | 48 | EL PASO | EL PASO | TX | TX_79903 | 79903 | City Large | 6015 | 0.85835
48141 | 79905 | 48 | EL PASO | EL PASO | TX | TX_79905 | 79905 | City Large | 6964 | 0.86962
48141 | 79906 | 48 | EL PASO | EL PASO | TX | TX_79906 | 79906 | City Large | 601 | 0.92359
48141 | 79907 | 48 | EL PASO | EL PASO | TX | TX_79907 | 79907 | City Large | 12168 | 0.90505
48141 | 79908 | 48 | EL PASO | EL PASO | TX | TX_79908 | 79908 | City Large | 0 | 0.90777
48141 | 79912 | 48 | EL PASO | EL PASO | TX | TX_79912 | 79912 | Suburb Large | 20239 | 0.93517
48141 | 79915 | 48 | EL PASO | EL PASO | TX | TX_79915 | 79915 | City Large | 10253 | 0.89652
48141 | 79922 | 48 | EL PASO | EL PASO | TX | TX_79922 | 79922 | City Large | 2945 | 0.90832
48141 | 79924 | 48 | EL PASO | EL PASO | TX | TX_79924 | 79924 | City Large | 17762 | 0.91673
48141 | 79925 | 48 | EL PASO | EL PASO | TX | TX_79925 | 79925 | City Large | 10396 | 0.92843
48141 | 79927 | 48 | EL PASO | EL PASO | TX | TX_79927 | 79927 | City Large | 8178 | 0.9063
48141 | 79928 | 48 | EL PASO | EL PASO | TX | TX_79928 | 79928 | Rural Fringe | 14086 | 0.93226
48141 | 79930 | 48 | EL PASO | EL PASO | TX | TX_79930 | 79930 | City Large | 8139 | 0.86792
48141 | 79932 | 48 | EL PASO | EL PASO | TX | TX_79932 | 79932 | Suburb Large | 6642 | 0.92681
48141 | 79934 | 48 | EL PASO | EL PASO | TX | TX_79934 | 79934 | City Large | 6138 | 0.92072
48141 | 79935 | 48 | EL PASO | EL PASO | TX | TX_79935 | 79935 | City Large | 4031 | 0.91357
48141 | 79936 | 48 | EL PASO | EL PASO | TX | TX_79936 | 79936 | City Large | 31529 | 0.90556
48229 | 79938 | 48 | EL PASO | HUDSPETH | TX | TX_79938 | 79938 | Rural Fringe | 13951 | 0.93404
4003 | 85603 | 4 | BISBEE | COCHISE | AZ | AZ_85603 | 85603 | Rural Fringe | 1675 | 0.89219
4003 | 85605 | 4 | BOWIE | COCHISE | AZ | AZ_85605 | 85605 | Rural Fringe | 0 | 0.88764
4003 | 85607 | 4 | DOUGLAS | COCHISE | AZ | AZ_85607 | 85607 | Town Fringe | 4709 | 0.87116
4003 | 85608 | 4 | DOUGLAS | COCHISE | AZ | AZ_85608 | 85608 | Town Fringe | 0 | 0.87932
4003 | 85613 | 4 | FORT HUACHUCA | COCHISE | AZ | AZ_85613 | 85613 | Town Fringe | 133 | 0.83384
4003 | 85615 | 4 | HEREFORD | COCHISE | AZ | AZ_85615 | 85615 | Rural Fringe | 2556 | 0.88492
4003 | 85616 | 4 | HUACHUCA CITY | COCHISE | AZ | AZ_85616 | 85616 | Rural Fringe | 1477 | 0.89405
4003 | 85617 | 4 | MC NEAL | COCHISE | AZ | AZ_85617 | 85617 | Rural Fringe | 168 | 0.89911
4003 | 85630 | 4 | SAINT DAVID | COCHISE | AZ | AZ_85630 | 85630 | Rural Fringe | 619 | 0.89819
4003 | 85650 | 4 | SIERRA VISTA | COCHISE | AZ | AZ_85650 | 85650 | Town Fringe | 3767 | 0.8455
35013 | 87936 | 35 | GARFIELD | DONA ANA | NM | NM_87936 | 87936 | Rural Fringe | 0 | 0.87711
35013 | 87940 | 35 | RINCON | DONA ANA | NM | NM_87940 | 87940 | Rural Fringe | 0 | 0.89089
35029 | 88029 | 35 | COLUMBUS | LUNA | NM | NM_88029 | 88029 | Town Fringe | 0 | 0.86172
35029 | 88030 | 35 | DEMING | LUNA | NM | NM_88030 | 88030 | Town Fringe | 5937 | 0.86822
35013 | 87941 | 35 | SALEM | DONA ANA | NM | NM_87941 | 87941 | Rural Fringe | 0 | 0.88831
35013 | 88002 | 35 | WHITE SANDS MISSILE RANGE | DONA ANA | NM | NM_88002 | 88002 | City Small | 439 | 0.93106
35013 | 88007 | 35 | LAS CRUCES | DONA ANA | NM | NM_88007 | 88007 | City Small | 7328 | 0.93186
35013 | 88008 | 35 | SANTA TERESA | DONA ANA | NM | NM_88008 | 88008 | Rural Fringe | 1671 | 0.93477
35023 | 88009 | 35 | PLAYAS | HIDALGO | NM | NM_88009 | 88009 | Rural Fringe | 0 | 0.90186
35017 | 88043 | 35 | HURLEY | GRANT | NM | NM_88043 | 88043 | Rural Fringe | 0 | 0.88587
35017 | 88040 | 35 | HACHITA | GRANT | NM | NM_88040 | 88040 | Town Fringe | 0 | 0.87287
35013 | 88044 | 35 | LA MESA | DONA ANA | NM | NM_88044 | 88044 | Rural Fringe | 2668 | 0.89782
35023 | 88045 | 35 | LORDSBURG | HIDALGO | NM | NM_88045 | 88045 | Town Fringe | 691 | 0.86823
35013 | 88047 | 35 | MESILLA PARK | DONA ANA | NM | NM_88047 | 88047 | City Small | 465 | 0.9134
35023 | 88056 | 35 | RODEO | HIDALGO | NM | NM_88056 | 88056 | Rural Fringe | 0 | 0.89616
35015 | 88211 | 35 | ARTESIA | EDDY | NM | NM_88211 | 88211 | Town Fringe | 0 | 0.86819
35013 | 88063 | 35 | SUNLAND PARK | DONA ANA | NM | NM_88063 | 88063 | Rural Fringe | 3096 | 0.83333
35017 | 88065 | 35 | TYRONE | GRANT | NM | NM_88065 | 88065 | Town Fringe | -999 | 0.85554
35035 | 88081 | 35 | CHAPARRAL | OTERO | NM | NM_88081 | 88081 | Town Fringe | 1325 | 0.87111
35025 | 88231 | 35 | EUNICE | LEA | NM | NM_88231 | 88231 | Town Fringe | 0 | 0.80403
35015 | 88256 | 35 | LOVING | EDDY | NM | NM_88256 | 88256 | Town Fringe | 94 | 0.86853
40051 | 73011 | 40 | BRADLEY | GRADY | OK | OK_73011 | 73011 | Rural Fringe | 0 | 0.89013
40137 | 73055 | 40 | MARLOW | STEPHENS | OK | OK_73055 | 73055 | Rural Fringe | 2902 | 0.88537
40087 | 73065 | 40 | NEWCASTLE | MCCLAIN | OK | OK_73065 | 73065 | Rural Fringe | 2098 | 0.88097
40051 | 73082 | 40 | RUSH SPRINGS | GRADY | OK | OK_73082 | 73082 | Rural Fringe | 810 | 0.88695
40051 | 73089 | 40 | TUTTLE | GRADY | OK | OK_73089 | 73089 | Rural Fringe | 3701 | 0.88955
40137 | 73491 | 40 | VELMA | STEPHENS | OK | OK_73491 | 73491 | Town Fringe | 0 | 0.88076
40031 | 73507 | 40 | LAWTON | COMANCHE | OK | OK_73507 | 73507 | City Small | 6428 | 0.79875
40065 | 73522 | 40 | ALTUS | JACKSON | OK | OK_73522 | 73522 | Town Fringe | 0 | 0.89925
40141 | 73530 | 40 | DAVIDSON | TILLMAN | OK | OK_73530 | 73530 | Rural Fringe | 0 | 0.89941
40137 | 73533 | 40 | DUNCAN | STEPHENS | OK | OK_73533 | 73533 | Town Fringe | 12721 | 0.89716
40065 | 73537 | 40 | ELDORADO | JACKSON | OK | OK_73537 | 73537 | Rural Fringe | 176 | 0.90018
40065 | 73539 | 40 | ELMER | JACKSON | OK | OK_73539 | 73539 | Town Fringe | 184 | 0.90797
40065 | 73549 | 40 | HEADRICK | JACKSON | OK | OK_73549 | 73549 | Town Fringe | 147 | 0.90442
40057 | 73550 | 40 | HOLLIS | HARMON | OK | OK_73550 | 73550 | Rural Fringe | 351 | 0.89707
40141 | 73555 | 40 | MANITOU | TILLMAN | OK | OK_73555 | 73555 | Rural Fringe | 0 | 0.89169
40065 | 73556 | 40 | MARTHA | JACKSON | OK | OK_73556 | 73556 | Town Fringe | 0 | 0.89529
40031 | 73557 | 40 | MEDICINE PARK | COMANCHE | OK | OK_73557 | 73557 | Rural Fringe | 0 | 0.851
40075 | 73559 | 40 | MOUNTAIN PARK | KIOWA | OK | OK_73559 | 73559 | Rural Fringe | 190 | 0.89388
40075 | 73564 | 40 | ROOSEVELT | KIOWA | OK | OK_73564 | 73564 | Rural Fringe | 783 | 0.89343
40067 | 73565 | 40 | RYAN | JEFFERSON | OK | OK_73565 | 73565 | Rural Fringe | 379 | 0.90301
40141 | 73570 | 40 | TIPTON | TILLMAN | OK | OK_73570 | 73570 | Rural Fringe | 270 | 0.89863
40067 | 73573 | 40 | WAURIKA | JEFFERSON | OK | OK_73573 | 73573 | Rural Fringe | 998 | 0.9007
40075 | 73651 | 40 | HOBART | KIOWA | OK | OK_73651 | 73651 | Rural Fringe | 1235 | 0.8933
40055 | 73673 | 40 | WILLOW | GREER | OK | OK_73673 | 73673 | Town Fringe | 349 | 0.90591
48367 | 76087 | 48 | WEATHERFORD | PARKER | TX | TX_76087 | 76087 | Town Fringe | 7199 | 0.90829
48497 | 76234 | 48 | DECATUR | WISE | TX | TX_76234 | 76234 | Town Fringe | 4873 | 0.90947
48337 | 76255 | 48 | NOCONA | MONTAGUE | TX | TX_76255 | 76255 | Town Fringe | 1720 | 0.89969
48077 | 76305 | 48 | WICHITA FALLS | CLAY | TX | TX_76305 | 76305 | Rural Fringe | 3181 | 0.90289
48487 | 76360 | 48 | ELECTRA | WILBARGER | TX | TX_76360 | 76360 | Town Fringe | 1897 | 0.91487
48077 | 76365 | 48 | HENRIETTA | CLAY | TX | TX_76365 | 76365 | Town Fringe | 2500 | 0.90954
48009 | 76374 | 48 | OLNEY | ARCHER | TX | TX_76374 | 76374 | Town Fringe | 1772 | 0.91298
48023 | 76380 | 48 | SEYMOUR | BAYLOR | TX | TX_76380 | 76380 | Town Fringe | 2488 | 0.91372
48487 | 76384 | 48 | VERNON | WILBARGER | TX | TX_76384 | 76384 | Town Fringe | 4690 | 0.91262
48429 | 76424 | 48 | BRECKENRIDGE | STEPHENS | TX | TX_76424 | 76424 | Town Fringe | 3319 | 0.91055
48417 | 76430 | 48 | ALBANY | SHACKELFORD | TX | TX_76430 | 76430 | Rural Fringe | 386 | 0.91493
48503 | 76450 | 48 | GRAHAM | YOUNG | TX | TX_76450 | 76450 | Town Fringe | 4473 | 0.90043
48237 | 76458 | 48 | JACKSBORO | JACK | TX | TX_76458 | 76458 | Town Fringe | 2386 | 0.90204
48447 | 76483 | 48 | THROCKMORTON | THROCKMORTON | TX | TX_76483 | 76483 | Rural Fringe | 301 | 0.91155
48367 | 76490 | 48 | WHITT | PARKER | TX | TX_76490 | 76490 | Rural Fringe | 0 | 0.89282
48087 | 79095 | 48 | WELLINGTON | COLLINGSWORTH | TX | TX_79095 | 79095 | Rural Fringe | 463 | 0.89918
48155 | 79227 | 48 | CROWELL | FOARD | TX | TX_79227 | 79227 | Rural Fringe | 217 | 0.90672
48101 | 79248 | 48 | PADUCAH | COTTLE | TX | TX_79248 | 79248 | Rural Fringe | 534 | 0.91095
48087 | 79251 | 48 | QUAIL | COLLINGSWORTH | TX | TX_79251 | 79251 | Rural Fringe | 0 | 0.89215
48197 | 79252 | 48 | QUANAH | HARDEMAN | TX | TX_79252 | 79252 | Town Fringe | 1272 | 0.91081
48207 | 79548 | 48 | RULE | HASKELL | TX | TX_79548 | 79548 | Rural Fringe | 0 | 0.90574
48417 | 79601 | 48 | ABILENE | SHACKELFORD | TX | TX_79601 | 79601 | Town Fringe | 6401 | 0.92233
48441 | 79699 | 48 | ABILENE | TAYLOR | TX | TX_79699 | 79699 | City Midsize | 168 | 0.81384
40051 | 73079 | 40 | POCASSET | GRADY | OK | OK_73079 | 73079 | Rural Fringe | 15 | 0.8937
40051 | 73002 | 40 | ALEX | GRADY | OK | OK_73002 | 73002 | Rural Fringe | 0 | 0.88475
40051 | 73004 | 40 | AMBER | GRADY | OK | OK_73004 | 73004 | Rural Fringe | 381 | 0.89181
40015 | 73005 | 40 | ANADARKO | CADDO | OK | OK_73005 | 73005 | Town Fringe | 2738 | 0.89248
40015 | 73006 | 40 | APACHE | CADDO | OK | OK_73006 | 73006 | Rural Fringe | 1075 | 0.8925
40051 | 73010 | 40 | BLANCHARD | GRADY | OK | OK_73010 | 73010 | Rural Fringe | 4194 | 0.88023
40015 | 73015 | 40 | CARNEGIE | CADDO | OK | OK_73015 | 73015 | Rural Fringe | 207 | 0.89222
40015 | 73017 | 40 | CEMENT | CADDO | OK | OK_73017 | 73017 | Rural Fringe | 298 | 0.87259
40051 | 73018 | 40 | CHICKASHA | GRADY | OK | OK_73018 | 73018 | Town Fringe | 6823 | 0.89542
40051 | 73023 | 40 | CHICKASHA | GRADY | OK | OK_73023 | 73023 | Rural Fringe | 0 | 0.87877
40015 | 73029 | 40 | CYRIL | CADDO | OK | OK_73029 | 73029 | Rural Fringe | 538 | 0.88417
40015 | 73038 | 40 | FORT COBB | CADDO | OK | OK_73038 | 73038 | Rural Fringe | 1452 | 0.88891
40075 | 73041 | 40 | GOTEBO | KIOWA | OK | OK_73041 | 73041 | Rural Fringe | 0 | 0.89099
40015 | 73042 | 40 | GRACEMONT | CADDO | OK | OK_73042 | 73042 | Rural Fringe | 152 | 0.88312
40049 | 73052 | 40 | LINDSAY | GARVIN | OK | OK_73052 | 73052 | Town Fringe | 2659 | 0.89255
40137 | 73442 | 40 | LOCO | STEPHENS | OK | OK_73442 | 73442 | Town Fringe | 108 | 0.89768
40049 | 73057 | 40 | MAYSVILLE | GARVIN | OK | OK_73057 | 73057 | Rural Fringe | 841 | 0.88577
40065 | 73523 | 40 | ALTUS AFB | JACKSON | OK | OK_73523 | 73523 | Town Fringe | 234 | 0.88128
40065 | 73526 | 40 | BLAIR | JACKSON | OK | OK_73526 | 73526 | Rural Fringe | 113 | 0.89081
40075 | 73062 | 40 | MOUNTAIN VIEW | KIOWA | OK | OK_73062 | 73062 | Rural Fringe | 517 | 0.89353
40051 | 73067 | 40 | NINNEKAH | GRADY | OK | OK_73067 | 73067 | Rural Fringe | 864 | 0.89093
40027 | 73069 | 40 | NORMAN | CLEVELAND | OK | OK_73069 | 73069 | Suburb Small | 9977 | 0.83802
40027 | 73071 | 40 | NORMAN | CLEVELAND | OK | OK_73071 | 73071 | Suburb Small | 9939 | 0.83782
40027 | 73072 | 40 | NORMAN | CLEVELAND | OK | OK_73072 | 73072 | Suburb Small | 7486 | 0.85459
40009 | 73668 | 40 | TEXOLA | BECKHAM | OK | OK_73668 | 73668 | Rural Fringe | 0 | 0.88911
40087 | 73080 | 40 | PURCELL | MCCLAIN | OK | OK_73080 | 73080 | Town Fringe | 3378 | 0.88788
40051 | 73092 | 40 | VERDEN | GRADY | OK | OK_73092 | 73092 | Rural Fringe | 77 | 0.88994
40087 | 73093 | 40 | WASHINGTON | MCCLAIN | OK | OK_73093 | 73093 | Rural Fringe | 640 | 0.88577
40049 | 73433 | 40 | ELMORE CITY | GARVIN | OK | OK_73433 | 73433 | Rural Fringe | 465 | 0.88492
40049 | 73434 | 40 | FOSTER | GARVIN | OK | OK_73434 | 73434 | Rural Fringe | 125 | 0.87602
40019 | 73438 | 40 | HEALDTON | CARTER | OK | OK_73438 | 73438 | Rural Fringe | 1122 | 0.87843
40085 | 73441 | 40 | LEON | LOVE | OK | OK_73441 | 73441 | Rural Fringe | 0 | 0.89787
40067 | 73456 | 40 | RINGLING | JEFFERSON | OK | OK_73456 | 73456 | Rural Fringe | 891 | 0.8997
40019 | 73463 | 40 | WILSON | CARTER | OK | OK_73463 | 73463 | Rural Fringe | 1551 | 0.88571
40019 | 73481 | 40 | RATLIFF CITY | CARTER | OK | OK_73481 | 73481 | Rural Fringe | 528 | 0.88112
40049 | 73488 | 40 | TUSSY | GARVIN | OK | OK_73488 | 73488 | Rural Fringe | 25 | 0.87899
40031 | 73501 | 40 | LAWTON | COMANCHE | OK | OK_73501 | 73501 | City Small | 5536 | 0.80086
40031 | 73503 | 40 | FORT SILL | COMANCHE | OK | OK_73503 | 73503 | City Small | 228 | 0.7726
40031 | 73505 | 40 | LAWTON | COMANCHE | OK | OK_73505 | 73505 | City Small | 14218 | 0.79625
40065 | 73521 | 40 | ALTUS | JACKSON | OK | OK_73521 | 73521 | Town Fringe | 7840 | 0.90038
40031 | 73527 | 40 | CACHE | COMANCHE | OK | OK_73527 | 73527 | Rural Fringe | 731 | 0.89171
40141 | 73528 | 40 | CHATTANOOGA | TILLMAN | OK | OK_73528 | 73528 | Rural Fringe | 0 | 0.90149
40137 | 73529 | 40 | COMANCHE | STEPHENS | OK | OK_73529 | 73529 | Rural Fringe | 503 | 0.8903
40033 | 73531 | 40 | DEVOL | COTTON | OK | OK_73531 | 73531 | Rural Fringe | 0 | 0.90108
40065 | 73532 | 40 | DUKE | JACKSON | OK | OK_73532 | 73532 | Rural Fringe | 238 | 0.89928
40031 | 73538 | 40 | ELGIN | COMANCHE | OK | OK_73538 | 73538 | Rural Fringe | 1162 | 0.89079
40033 | 73540 | 40 | FAXON | COTTON | OK | OK_73540 | 73540 | Rural Fringe | 793 | 0.90139
40031 | 73541 | 40 | FLETCHER | COMANCHE | OK | OK_73541 | 73541 | Rural Fringe | 1478 | 0.88852
40141 | 73542 | 40 | FREDERICK | TILLMAN | OK | OK_73542 | 73542 | Town Fringe | 1819 | 0.90971
40031 | 73543 | 40 | GERONIMO | COMANCHE | OK | OK_73543 | 73543 | Rural Fringe | 190 | 0.89841
40057 | 73544 | 40 | GOULD | HARMON | OK | OK_73544 | 73544 | Rural Fringe | 75 | 0.89839
40141 | 73546 | 40 | GRANDFIELD | TILLMAN | OK | OK_73546 | 73546 | Rural Fringe | 24 | 0.90247
40055 | 73547 | 40 | GRANITE | GREER | OK | OK_73547 | 73547 | Rural Fringe | 91 | 0.89113
40067 | 73548 | 40 | HASTINGS | JEFFERSON | OK | OK_73548 | 73548 | Rural Fringe | 0 | 0.89006
40141 | 73551 | 40 | HOLLISTER | TILLMAN | OK | OK_73551 | 73551 | Town Fringe | 0 | 0.91114
40031 | 73552 | 40 | INDIAHOMA | COMANCHE | OK | OK_73552 | 73552 | Rural Fringe | 1538 | 0.89357
40141 | 73553 | 40 | LOVELAND | TILLMAN | OK | OK_73553 | 73553 | Rural Fringe | 0 | 0.90292
40055 | 73554 | 40 | MANGUM | GREER | OK | OK_73554 | 73554 | Town Fringe | 865 | 0.90564
40065 | 73560 | 40 | OLUSTEE | JACKSON | OK | OK_73560 | 73560 | Rural Fringe | 21 | 0.89927
40033 | 73562 | 40 | RANDLETT | COTTON | OK | OK_73562 | 73562 | Rural Fringe | 0 | 0.89992
40075 | 73566 | 40 | SNYDER | KIOWA | OK | OK_73566 | 73566 | Rural Fringe | 7 | 0.89435
40033 | 73568 | 40 | TEMPLE | COTTON | OK | OK_73568 | 73568 | Rural Fringe | 402 | 0.89843
40067 | 73569 | 40 | TERRAL | JEFFERSON | OK | OK_73569 | 73569 | Rural Fringe | 0 | 0.90034
40057 | 73571 | 40 | VINSON | HARMON | OK | OK_73571 | 73571 | Rural Fringe | 105 | 0.90004
40033 | 73572 | 40 | WALTERS | COTTON | OK | OK_73572 | 73572 | Town Fringe | 825 | 0.90658
40009 | 73627 | 40 | CARTER | BECKHAM | OK | OK_73627 | 73627 | Rural Fringe | 532 | 0.89453
40149 | 73632 | 40 | CORDELL | WASHITA | OK | OK_73632 | 73632 | Town Fringe | 569 | 0.89914
40009 | 73645 | 40 | ERICK | BECKHAM | OK | OK_73645 | 73645 | Rural Fringe | 200 | 0.89638
40075 | 73655 | 40 | LONE WOLF | KIOWA | OK | OK_73655 | 73655 | Rural Fringe | 556 | 0.89265
40149 | 73661 | 40 | ROCKY | WASHITA | OK | OK_73661 | 73661 | Rural Fringe | 82 | 0.89036
40149 | 73664 | 40 | SENTINEL | WASHITA | OK | OK_73664 | 73664 | Rural Fringe | 0 | 0.89153
48497 | 76071 | 48 | NEWARK | WISE | TX | TX_76071 | 76071 | Rural Fringe | 285 | 0.88525
48485 | 76311 | 48 | SHEPPARD AFB | WICHITA | TX | TX_76311 | 76311 | City Small | 397 | 0.75503
48009 | 76351 | 48 | ARCHER CITY | ARCHER | TX | TX_76351 | 76351 | Rural Fringe | 0 | 0.90517
48009 | 76370 | 48 | MEGARGEL | ARCHER | TX | TX_76370 | 76370 | Rural Fringe | 0 | 0.89927
48009 | 76379 | 48 | SCOTLAND | ARCHER | TX | TX_76379 | 76379 | Rural Fringe | 0 | 0.90569
48237 | 76427 | 48 | BRYSON | JACK | TX | TX_76427 | 76427 | Rural Fringe | 0 | 0.88294
48363 | 76429 | 48 | CADDO | PALO PINTO | TX | TX_76429 | 76429 | Rural Fringe | 0 | 0.84715
48503 | 76481 | 48 | SOUTH BEND | YOUNG | TX | TX_76481 | 76481 | Town Fringe | 0 | 0.90367
48367 | 76008 | 48 | ALEDO | PARKER | TX | TX_76008 | 76008 | Rural Fringe | 5105 | 0.90929
48367 | 76020 | 48 | AZLE | PARKER | TX | TX_76020 | 76020 | Suburb Large | 7649 | 0.89899
48497 | 76023 | 48 | BOYD | WISE | TX | TX_76023 | 76023 | Rural Fringe | 1453 | 0.90149
48439 | 76052 | 48 | HASLET | TARRANT | TX | TX_76052 | 76052 | Rural Fringe | 6699 | 0.90032
48367 | 76066 | 48 | MILLSAP | PARKER | TX | TX_76066 | 76066 | Rural Fringe | 1509 | 0.90127
48363 | 76067 | 48 | MINERAL WELLS | PALO PINTO | TX | TX_76067 | 76067 | Town Fringe | 6426 | 0.88731
48497 | 76073 | 48 | PARADISE | WISE | TX | TX_76073 | 76073 | Rural Fringe | 1409 | 0.89805
48497 | 76078 | 48 | RHOME | WISE | TX | TX_76078 | 76078 | Rural Fringe | 1766 | 0.90558
48367 | 76082 | 48 | SPRINGTOWN | PARKER | TX | TX_76082 | 76082 | Rural Fringe | 4027 | 0.89918
48367 | 76085 | 48 | WEATHERFORD | PARKER | TX | TX_76085 | 76085 | Town Fringe | 3620 | 0.90854
48367 | 76088 | 48 | WEATHERFORD | PARKER | TX | TX_76088 | 76088 | Rural Fringe | 3563 | 0.89707
48439 | 76108 | 48 | FORT WORTH | TARRANT | TX | TX_76108 | 76108 | Suburb Large | 11267 | 0.90283
48439 | 76110 | 48 | FORT WORTH | TARRANT | TX | TX_76110 | 76110 | City Large | 8309 | 0.89038
48439 | 76131 | 48 | FORT WORTH | TARRANT | TX | TX_76131 | 76131 | Rural Fringe | 6642 | 0.89119
48439 | 76132 | 48 | FORT WORTH | TARRANT | TX | TX_76132 | 76132 | City Large | 4746 | 0.87521
48439 | 76135 | 48 | FORT WORTH | TARRANT | TX | TX_76135 | 76135 | City Large | 6418 | 0.86604
48439 | 76179 | 48 | FORT WORTH | TARRANT | TX | TX_76179 | 76179 | Rural Fringe | 16540 | 0.89058
48497 | 76225 | 48 | ALVORD | WISE | TX | TX_76225 | 76225 | Rural Fringe | 893 | 0.88638
48077 | 76228 | 48 | BELLEVUE | CLAY | TX | TX_76228 | 76228 | Rural Fringe | 255 | 0.90081
48337 | 76230 | 48 | BOWIE | MONTAGUE | TX | TX_76230 | 76230 | Town Fringe | 3347 | 0.89869
48337 | 76239 | 48 | FORESTBURG | MONTAGUE | TX | TX_76239 | 76239 | Rural Fringe | 241 | 0.89106
48337 | 76251 | 48 | MONTAGUE | MONTAGUE | TX | TX_76251 | 76251 | Rural Fringe | 0 | 0.88632
48337 | 76261 | 48 | RINGGOLD | MONTAGUE | TX | TX_76261 | 76261 | City Large | 0 | 0.8941
48097 | 76263 | 48 | ROSSTON | COOKE | TX | TX_76263 | 76263 | Rural Fringe | 0 | 0.90113
48337 | 76265 | 48 | SAINT JO | MONTAGUE | TX | TX_76265 | 76265 | Rural Fringe | 1000 | 0.88221
48337 | 76270 | 48 | SUNSET | MONTAGUE | TX | TX_76270 | 76270 | Town Fringe | 543 | 0.89785
48485 | 76301 | 48 | WICHITA FALLS | WICHITA | TX | TX_76301 | 76301 | City Small | 4643 | 0.78395
48485 | 76302 | 48 | WICHITA FALLS | WICHITA | TX | TX_76302 | 76302 | City Small | 2544 | 0.77885
48485 | 76306 | 48 | WICHITA FALLS | WICHITA | TX | TX_76306 | 76306 | City Small | 2486 | 0.77989
48485 | 76308 | 48 | WICHITA FALLS | WICHITA | TX | TX_76308 | 76308 | City Small | 5243 | 0.77405
48485 | 76309 | 48 | WICHITA FALLS | WICHITA | TX | TX_76309 | 76309 | City Small | 3235 | 0.78274
48009 | 76310 | 48 | WICHITA FALLS | ARCHER | TX | TX_76310 | 76310 | Rural Fringe | 8447 | 0.90006
48485 | 76354 | 48 | BURKBURNETT | WICHITA | TX | TX_76354 | 76354 | Town Fringe | 4452 | 0.91169
48077 | 76357 | 48 | BYERS | CLAY | TX | TX_76357 | 76357 | Rural Fringe | 3 | 0.8993
48275 | 76363 | 48 | GOREE | KNOX | TX | TX_76363 | 76363 | Rural Fringe | 84 | 0.90066
48487 | 76364 | 48 | HARROLD | WILBARGER | TX | TX_76364 | 76364 | Rural Fringe | 0 | 0.90206
48009 | 76366 | 48 | HOLLIDAY | ARCHER | TX | TX_76366 | 76366 | Rural Fringe | 472 | 0.90334
48485 | 76367 | 48 | IOWA PARK | WICHITA | TX | TX_76367 | 76367 | Town Fringe | 3893 | 0.91521
48275 | 76371 | 48 | MUNDAY | KNOX | TX | TX_76371 | 76371 | Rural Fringe | 23 | 0.90035
48447 | 76372 | 48 | NEWCASTLE | THROCKMORTON | TX | TX_76372 | 76372 | Rural Fringe | 249 | 0.90344
48487 | 76373 | 48 | OKLAUNION | WILBARGER | TX | TX_76373 | 76373 | Town Fringe | 0 | 0.90733
48077 | 76377 | 48 | PETROLIA | CLAY | TX | TX_76377 | 76377 | Rural Fringe | 0 | 0.90106
48207 | 76388 | 48 | WEINERT | HASKELL | TX | TX_76388 | 76388 | Town Fringe | 180 | 0.91506
48009 | 76389 | 48 | WINDTHORST | ARCHER | TX | TX_76389 | 76389 | Rural Fringe | 537 | 0.90511
48497 | 76426 | 48 | BRIDGEPORT | WISE | TX | TX_76426 | 76426 | Rural Fringe | 2799 | 0.8916
48497 | 76431 | 48 | CHICO | WISE | TX | TX_76431 | 76431 | Rural Fringe | 682 | 0.88826
48363 | 76449 | 48 | GRAFORD | PALO PINTO | TX | TX_76449 | 76449 | Rural Fringe | 1128 | 0.88136
48237 | 76459 | 48 | JERMYN | JACK | TX | TX_76459 | 76459 | Rural Fringe | 0 | 0.89729
48503 | 76460 | 48 | LOVING | YOUNG | TX | TX_76460 | 76460 | Town Fringe | 316 | 0.90678
48133 | 76466 | 48 | OLDEN | EASTLAND | TX | TX_76466 | 76466 | Town Fringe | 0 | 0.9014
48363 | 76472 | 48 | SANTO | PALO PINTO | TX | TX_76472 | 76472 | Rural Fringe | 123 | 0.89034
48363 | 76475 | 48 | STRAWN | PALO PINTO | TX | TX_76475 | 76475 | Town Fringe | 1442 | 0.89503
48237 | 76486 | 48 | PERRIN | JACK | TX | TX_76486 | 76486 | Rural Fringe | 177 | 0.89539
48367 | 76487 | 48 | POOLVILLE | PARKER | TX | TX_76487 | 76487 | Rural Fringe | 1153 | 0.90219
48447 | 76491 | 48 | WOODSON | THROCKMORTON | TX | TX_76491 | 76491 | Rural Fringe | 0 | 0.90506
48441 | 79563 | 48 | TYE | TAYLOR | TX | TX_79563 | 79563 | Town Fringe | 0 | 0.9196
48087 | 79079 | 48 | SHAMROCK | COLLINGSWORTH | TX | TX_79079 | 79079 | Rural Fringe | 1085 | 0.90044
48075 | 79201 | 48 | CHILDRESS | CHILDRESS | TX | TX_79201 | 79201 | Town Fringe | 2258 | 0.91193
48101 | 79223 | 48 | CEE VEE | COTTLE | TX | TX_79223 | 79223 | Rural Fringe | 0 | 0.90716
48197 | 79225 | 48 | CHILLICOTHE | HARDEMAN | TX | TX_79225 | 79225 | Rural Fringe | 74 | 0.90335
48075 | 79230 | 48 | DODSON | CHILDRESS | TX | TX_79230 | 79230 | Rural Fringe | 0 | 0.89783
48191 | 79233 | 48 | ESTELLINE | HALL | TX | TX_79233 | 79233 | Rural Fringe | 0 | 0.89769
48269 | 79236 | 48 | GUTHRIE | KING | TX | TX_79236 | 79236 | Rural Fringe | 0 | 0.90753
48191 | 79245 | 48 | MEMPHIS | HALL | TX | TX_79245 | 79245 | Rural Fringe | 100 | 0.90236
48487 | 79247 | 48 | ODELL | WILBARGER | TX | TX_79247 | 79247 | Rural Fringe | 0 | 0.89996
48191 | 79259 | 48 | TELL | HALL | TX | TX_79259 | 79259 | Rural Fringe | 0 | 0.90719
48253 | 79501 | 48 | ANSON | JONES | TX | TX_79501 | 79501 | Rural Fringe | 1148 | 0.908
48433 | 79502 | 48 | ASPERMONT | STONEWALL | TX | TX_79502 | 79502 | Rural Fringe | 207 | 0.91414
48253 | 79503 | 48 | AVOCA | JONES | TX | TX_79503 | 79503 | Rural Fringe | 731 | 0.90996
48275 | 79505 | 48 | BENJAMIN | KNOX | TX | TX_79505 | 79505 | Rural Fringe | 143 | 0.90928
48253 | 79520 | 48 | HAMLIN | JONES | TX | TX_79520 | 79520 | Rural Fringe | 857 | 0.90879
48207 | 79521 | 48 | HASKELL | HASKELL | TX | TX_79521 | 79521 | Town Fringe | 981 | 0.91564
48253 | 79525 | 48 | HAWLEY | JONES | TX | TX_79525 | 79525 | Rural Fringe | 213 | 0.91352
48263 | 79528 | 48 | JAYTON | KENT | TX | TX_79528 | 79528 | Rural Fringe | 0 | 0.91994
48275 | 79529 | 48 | KNOX CITY | KNOX | TX | TX_79529 | 79529 | Rural Fringe | 0 | 0.90322
48417 | 79533 | 48 | LUEDERS | SHACKELFORD | TX | TX_79533 | 79533 | Rural Fringe | 48 | 0.91123
48151 | 79534 | 48 | MC CAULLEY | FISHER | TX | TX_79534 | 79534 | Rural Fringe | 0 | 0.90912
48207 | 79539 | 48 | O BRIEN | HASKELL | TX | TX_79539 | 79539 | Rural Fringe | 0 | 0.90264
48433 | 79540 | 48 | OLD GLORY | STONEWALL | TX | TX_79540 | 79540 | Rural Fringe | 0 | 0.91092
48151 | 79543 | 48 | ROBY | FISHER | TX | TX_79543 | 79543 | Rural Fringe | 0 | 0.91008
48207 | 79544 | 48 | ROCHESTER | HASKELL | TX | TX_79544 | 79544 | Rural Fringe | 0 | 0.90292
48151 | 79546 | 48 | ROTAN | FISHER | TX | TX_79546 | 79546 | Rural Fringe | 569 | 0.91529
48207 | 79547 | 48 | RULE | HASKELL | TX | TX_79547 | 79547 | Rural Fringe | 0 | 0.90247
48253 | 79553 | 48 | STAMFORD | JONES | TX | TX_79553 | 79553 | Town Fringe | 1135 | 0.91624
48441 | 79605 | 48 | ABILENE | TAYLOR | TX | TX_79605 | 79605 | City Midsize | 7764 | 0.77782
48359 | 79001 | 48 | ADRIAN | OLDHAM | TX | TX_79001 | 79001 | Rural Fringe | 0 | 0.87354
48179 | 79002 | 48 | ALANREED | GRAY | TX | TX_79002 | 79002 | Rural Fringe | 0 | 0.89961
48381 | 79016 | 48 | CANYON | RANDALL | TX | TX_79016 | 79016 | Rural Fringe | 133 | 0.89574
48111 | 79022 | 48 | DALHART | DALLAM | TX | TX_79022 | 79022 | Town Fringe | 3043 | 0.90014
48069 | 79027 | 48 | DIMMITT | CASTRO | TX | TX_79027 | 79027 | Town Fringe | 1321 | 0.90694
48357 | 79033 | 48 | FARNSWORTH | OCHILTREE | TX | TX_79033 | 79033 | Town Fringe | -999 | 0.83525
48369 | 79035 | 48 | FRIONA | PARMER | TX | TX_79035 | 79035 | Town Fringe | 1696 | 0.90639
48069 | 79043 | 48 | HART | CASTRO | TX | TX_79043 | 79043 | Rural Fringe | 0 | 0.88852
48117 | 79045 | 48 | HEREFORD | DEAF SMITH | TX | TX_79045 | 79045 | Town Fringe | 5683 | 0.90634
48111 | 79051 | 48 | KERRICK | DALLAM | TX | TX_79051 | 79051 | Rural Fringe | -999 | 0.87857
48195 | 79062 | 48 | MORSE | HANSFORD | TX | TX_79062 | 79062 | Rural Fringe | 0 | 0.87677
48189 | 79072 | 48 | PLAINVIEW | HALE | TX | TX_79072 | 79072 | Town Fringe | 10072 | 0.90908
48011 | 79094 | 48 | WAYSIDE | ARMSTRONG | TX | TX_79094 | 79094 | Rural Fringe | 0 | 0.89328
48375 | 79108 | 48 | AMARILLO | POTTER | TX | TX_79108 | 79108 | City Midsize | 4404 | 0.80314
48375 | 79111 | 48 | AMARILLO | POTTER | TX | TX_79111 | 79111 | City Midsize | 362 | 0.96685
48129 | 79226 | 48 | CLARENDON | DONLEY | TX | TX_79226 | 79226 | Rural Fringe | 1296 | 0.90082
48153 | 79235 | 48 | FLOYDADA | FLOYD | TX | TX_79235 | 79235 | Town Fringe | 1521 | 0.91478
48125 | 79243 | 48 | MCADOO | DICKENS | TX | TX_79243 | 79243 | Rural Fringe | 0 | 0.90871
48445 | 79316 | 48 | BROWNFIELD | TERRY | TX | TX_79316 | 79316 | Town Fringe | 3733 | 0.91819
48369 | 79325 | 48 | FARWELL | PARMER | TX | TX_79325 | 79325 | Rural Fringe | 285 | 0.89604
48115 | 79331 | 48 | LAMESA | DAWSON | TX | TX_79331 | 79331 | Rural Fringe | 4568 | 0.9126
48219 | 79336 | 48 | LEVELLAND | HOCKLEY | TX | TX_79336 | 79336 | Town Fringe | 5865 | 0.90917
48279 | 79339 | 48 | LITTLEFIELD | LAMB | TX | TX_79339 | 79339 | Town Fringe | 2787 | 0.90791
48079 | 79346 | 48 | MORTON | COCHRAN | TX | TX_79346 | 79346 | Rural Fringe | 438 | 0.90481
48017 | 79347 | 48 | MULESHOE | BAILEY | TX | TX_79347 | 79347 | Town Fringe | 1930 | 0.90875
48303 | 79350 | 48 | NEW DEAL | LUBBOCK | TX | TX_79350 | 79350 | Rural Fringe | -999 | 0.91818
48165 | 79360 | 48 | SEMINOLE | GAINES | TX | TX_79360 | 79360 | Town Fringe | 3998 | 0.9245
48303 | 79363 | 48 | SHALLOWATER | LUBBOCK | TX | TX_79363 | 79363 | Town Fringe | 417 | 0.90956
48305 | 79373 | 48 | TAHOKA | LYNN | TX | TX_79373 | 79373 | Town Fringe | 1686 | 0.91884
48115 | 79377 | 48 | WELCH | DAWSON | TX | TX_79377 | 79377 | Rural Fringe | 0 | 0.91157
48303 | 79452 | 48 | LUBBOCK | LUBBOCK | TX | TX_79452 | 79452 | City Midsize | -999 | -999
48415 | 79549 | 48 | SNYDER | SCURRY | TX | TX_79549 | 79549 | Town Fringe | 4271 | 0.92733
48375 | 79012 | 48 | BUSHLAND | POTTER | TX | TX_79012 | 79012 | Rural Fringe | 0 | 0.901
48341 | 79013 | 48 | CACTUS | MOORE | TX | TX_79013 | 79013 | Town Fringe | -999 | 0.88109
48069 | 79085 | 48 | SUMMERFIELD | CASTRO | TX | TX_79085 | 79085 | Town Fringe | 0 | 0.90157
48381 | 79091 | 48 | UMBARGER | RANDALL | TX | TX_79091 | 79091 | Rural Fringe | -999 | 0.77744
48189 | 79250 | 48 | PETERSBURG | HALE | TX | TX_79250 | 79250 | Rural Fringe | 0 | 0.90284
48303 | 79366 | 48 | RANSOM CANYON | LUBBOCK | TX | TX_79366 | 79366 | Rural Fringe | 0 | 0.90798
48033 | 79738 | 48 | GAIL | BORDEN | TX | TX_79738 | 79738 | Rural Fringe | 0 | 0.92181
48233 | 79007 | 48 | BORGER | HUTCHINSON | TX | TX_79007 | 79007 | Rural Fringe | 6411 | 0.89217
48369 | 79009 | 48 | BOVINA | PARMER | TX | TX_79009 | 79009 | Rural Fringe | 141 | 0.89658
48359 | 79010 | 48 | BOYS RANCH | OLDHAM | TX | TX_79010 | 79010 | Rural Fringe | 0 | 0.90102
48381 | 79015 | 48 | CANYON | RANDALL | TX | TX_79015 | 79015 | Rural Fringe | 4436 | 0.89617
48205 | 79018 | 48 | CHANNING | HARTLEY | TX | TX_79018 | 79018 | Town Fringe | 574 | 0.90516
48011 | 79019 | 48 | CLAUDE | ARMSTRONG | TX | TX_79019 | 79019 | Rural Fringe | 610 | 0.89675
48341 | 79029 | 48 | DUMAS | MOORE | TX | TX_79029 | 79029 | Town Fringe | 3961 | 0.89722
48279 | 79031 | 48 | EARTH | LAMB | TX | TX_79031 | 79031 | Rural Fringe | 98 | 0.8954
48065 | 79036 | 48 | FRITCH | CARSON | TX | TX_79036 | 79036 | Rural Fringe | 153 | 0.89114
48179 | 79039 | 48 | GROOM | GRAY | TX | TX_79039 | 79039 | Rural Fringe | 388 | 0.89378
48189 | 79041 | 48 | HALE CENTER | HALE | TX | TX_79041 | 79041 | Rural Fringe | 307 | 0.90144
48381 | 79042 | 48 | HAPPY | RANDALL | TX | TX_79042 | 79042 | Rural Fringe | 528 | 0.90024
48205 | 79044 | 48 | HARTLEY | HARTLEY | TX | TX_79044 | 79044 | Rural Fringe | 0 | 0.89065
48437 | 79052 | 48 | KRESS | SWISHER | TX | TX_79052 | 79052 | Rural Fringe | 58 | 0.8956
48179 | 79054 | 48 | LEFORS | GRAY | TX | TX_79054 | 79054 | Rural Fringe | 0 | 0.89631
48341 | 79058 | 48 | MASTERSON | MOORE | TX | TX_79058 | 79058 | Town Fringe | 0 | 0.90585
48069 | 79063 | 48 | NAZARETH | CASTRO | TX | TX_79063 | 79063 | Rural Fringe | 592 | 0.89927
48279 | 79064 | 48 | OLTON | LAMB | TX | TX_79064 | 79064 | Rural Fringe | 630 | 0.89998
48179 | 79065 | 48 | PAMPA | GRAY | TX | TX_79065 | 79065 | Town Fringe | 7975 | 0.90369
48065 | 79068 | 48 | PANHANDLE | CARSON | TX | TX_79068 | 79068 | Rural Fringe | 904 | 0.89424
48357 | 79070 | 48 | PERRYTON | OCHILTREE | TX | TX_79070 | 79070 | Town Fringe | 2984 | 0.89829
48233 | 79078 | 48 | SANFORD | HUTCHINSON | TX | TX_79078 | 79078 | Rural Fringe | 0 | 0.86353
48233 | 79080 | 48 | SKELLYTOWN | HUTCHINSON | TX | TX_79080 | 79080 | Rural Fringe | 1404 | 0.89964
48195 | 79081 | 48 | SPEARMAN | HANSFORD | TX | TX_79081 | 79081 | Town Fringe | 1230 | 0.89746
48279 | 79082 | 48 | SPRINGLAKE | LAMB | TX | TX_79082 | 79082 | Rural Fringe | 156 | 0.89717
48341 | 79083 | 48 | STINNETT | MOORE | TX | TX_79083 | 79083 | Town Fringe | 314 | 0.9003
48421 | 79084 | 48 | STRATFORD | SHERMAN | TX | TX_79084 | 79084 | Rural Fringe | 265 | 0.88538
48421 | 79086 | 48 | SUNRAY | SHERMAN | TX | TX_79086 | 79086 | Rural Fringe | 579 | 0.88543
48111 | 79087 | 48 | TEXLINE | DALLAM | TX | TX_79087 | 79087 | Rural Fringe | 0 | 0.88566
48437 | 79088 | 48 | TULIA | SWISHER | TX | TX_79088 | 79088 | Town Fringe | 2159 | 0.9063
48359 | 79092 | 48 | VEGA | OLDHAM | TX | TX_79092 | 79092 | Rural Fringe | 329 | 0.90129
48065 | 79097 | 48 | WHITE DEER | CARSON | TX | TX_79097 | 79097 | Rural Fringe | 239 | 0.89333
48359 | 79098 | 48 | WILDORADO | OLDHAM | TX | TX_79098 | 79098 | Rural Fringe | 443 | 0.89931
48375 | 79101 | 48 | AMARILLO | POTTER | TX | TX_79101 | 79101 | City Midsize | 980 | 0.78776
48375 | 79102 | 48 | AMARILLO | POTTER | TX | TX_79102 | 79102 | City Midsize | 3660 | 0.71311
48381 | 79103 | 48 | AMARILLO | RANDALL | TX | TX_79103 | 79103 | City Midsize | 3975 | 0.74767
48375 | 79104 | 48 | AMARILLO | POTTER | TX | TX_79104 | 79104 | City Midsize | 2838 | 0.70754
48375 | 79106 | 48 | AMARILLO | POTTER | TX | TX_79106 | 79106 | City Midsize | 10840 | 0.73137
48375 | 79107 | 48 | AMARILLO | POTTER | TX | TX_79107 | 79107 | City Midsize | 11716 | 0.71859
48381 | 79109 | 48 | AMARILLO | RANDALL | TX | TX_79109 | 79109 | City Midsize | 14982 | 0.82459
48381 | 79110 | 48 | AMARILLO | RANDALL | TX | TX_79110 | 79110 | City Midsize | 6431 | 0.79147
48381 | 79118 | 48 | AMARILLO | RANDALL | TX | TX_79118 | 79118 | Rural Fringe | 4820 | 0.89169
48381 | 79119 | 48 | AMARILLO | RANDALL | TX | TX_79119 | 79119 | Rural Fringe | 3625 | 0.89359
48381 | 79121 | 48 | AMARILLO | RANDALL | TX | TX_79121 | 79121 | City Midsize | 2237 | 0.79894
48375 | 79124 | 48 | AMARILLO | POTTER | TX | TX_79124 | 79124 | City Midsize | 2922 | 0.80371
48125 | 79220 | 48 | AFTON | DICKENS | TX | TX_79220 | 79220 | Rural Fringe | 0 | 0.91337
48125 | 79229 | 48 | DICKENS | DICKENS | TX | TX_79229 | 79229 | Rural Fringe | 25 | 0.91298
48345 | 79234 | 48 | FLOMOT | MOTLEY | TX | TX_79234 | 79234 | Rural Fringe | 0 | 0.90558
48129 | 79237 | 48 | HEDLEY | DONLEY | TX | TX_79237 | 79237 | Rural Fringe | 0 | 0.90383
48191 | 79239 | 48 | LAKEVIEW | HALL | TX | TX_79239 | 79239 | Rural Fringe | 270 | 0.90247
48129 | 79240 | 48 | LELIA LAKE | DONLEY | TX | TX_79240 | 79240 | Rural Fringe | 0 | 0.90264
48153 | 79241 | 48 | LOCKNEY | FLOYD | TX | TX_79241 | 79241 | Rural Fringe | 747 | 0.90177
48345 | 79244 | 48 | MATADOR | MOTLEY | TX | TX_79244 | 79244 | Rural Fringe | 23 | 0.90955
48045 | 79255 | 48 | QUITAQUE | BRISCOE | TX | TX_79255 | 79255 | Rural Fringe | 0 | 0.90006
48345 | 79256 | 48 | ROARING SPRINGS | MOTLEY | TX | TX_79256 | 79256 | Rural Fringe | 0 | 0.91174
48045 | 79257 | 48 | SILVERTON | BRISCOE | TX | TX_79257 | 79257 | Rural Fringe | 277 | 0.89686
48191 | 79261 | 48 | TURKEY | HALL | TX | TX_79261 | 79261 | Rural Fringe | 220 | 0.90596
48189 | 79311 | 48 | ABERNATHY | HALE | TX | TX_79311 | 79311 | Town Fringe | 605 | 0.9119
48279 | 79312 | 48 | AMHERST | LAMB | TX | TX_79312 | 79312 | Rural Fringe | 0 | 0.89487
48219 | 79313 | 48 | ANTON | HOCKLEY | TX | TX_79313 | 79313 | Rural Fringe | 140 | 0.90253
48079 | 79314 | 48 | BLEDSOE | COCHRAN | TX | TX_79314 | 79314 | Rural Fringe | 0 | 0.91292
48107 | 79322 | 48 | CROSBYTON | CROSBY | TX | TX_79322 | 79322 | Rural Fringe | 585 | 0.90785
48501 | 79323 | 48 | DENVER CITY | YOAKUM | TX | TX_79323 | 79323 | Town Fringe | 1398 | 0.91546
48017 | 79324 | 48 | ENOCHS | BAILEY | TX | TX_79324 | 79324 | Rural Fringe | 46 | 0.90286
48303 | 79329 | 48 | IDALOU | LUBBOCK | TX | TX_79329 | 79329 | Rural Fringe | 1430 | 0.90616
48169 | 79330 | 48 | JUSTICEBURG | GARZA | TX | TX_79330 | 79330 | Town Fringe | 44 | 0.92886
48165 | 79342 | 48 | LOOP | GAINES | TX | TX_79342 | 79342 | Rural Fringe | 0 | 0.91424
48107 | 79343 | 48 | LORENZO | CROSBY | TX | TX_79343 | 79343 | Rural Fringe | 300 | 0.9086
48017 | 79344 | 48 | MAPLE | BAILEY | TX | TX_79344 | 79344 | Rural Fringe | 33 | 0.9042
48445 | 79345 | 48 | MEADOW | TERRY | TX | TX_79345 | 79345 | Rural Fringe | 0 | 0.90644
48033 | 79351 | 48 | ODONNELL | BORDEN | TX | TX_79351 | 79351 | Rural Fringe | 0 | 0.91331
48219 | 79353 | 48 | PEP | HOCKLEY | TX | TX_79353 | 79353 | Rural Fringe | 0 | 0.8996
48501 | 79355 | 48 | PLAINS | YOAKUM | TX | TX_79355 | 79355 | Rural Fringe | 249 | 0.91191
48169 | 79356 | 48 | POST | GARZA | TX | TX_79356 | 79356 | Town Fringe | 1035 | 0.9264
48107 | 79357 | 48 | RALLS | CROSBY | TX | TX_79357 | 79357 | Rural Fringe | 355 | 0.90543
48219 | 79358 | 48 | ROPESVILLE | HOCKLEY | TX | TX_79358 | 79358 | Rural Fringe | 625 | 0.90417
48165 | 79359 | 48 | SEAGRAVES | GAINES | TX | TX_79359 | 79359 | Rural Fringe | 162 | 0.91287
48303 | 79364 | 48 | SLATON | LUBBOCK | TX | TX_79364 | 79364 | Town Fringe | 3665 | 0.91712
48125 | 79370 | 48 | SPUR | DICKENS | TX | TX_79370 | 79370 | Rural Fringe | 729 | 0.91526
48279 | 79371 | 48 | SUDAN | LAMB | TX | TX_79371 | 79371 | Rural Fringe | 189 | 0.89861
48501 | 79376 | 48 | TOKIO | YOAKUM | TX | TX_79376 | 79376 | Rural Fringe | 0 | 0.9151
48079 | 79379 | 48 | WHITEFACE | COCHRAN | TX | TX_79379 | 79379 | Rural Fringe | 0 | 0.90366
48305 | 79381 | 48 | WILSON | LYNN | TX | TX_79381 | 79381 | Rural Fringe | 0 | 0.90978
48303 | 79382 | 48 | WOLFFORTH | LUBBOCK | TX | TX_79382 | 79382 | City Midsize | 1357 | 0.80622
48303 | 79401 | 48 | LUBBOCK | LUBBOCK | TX | TX_79401 | 79401 | City Midsize | 1338 | 0.68012
48303 | 79403 | 48 | LUBBOCK | LUBBOCK | TX | TX_79403 | 79403 | Rural Fringe | 4260 | 0.90001
48303 | 79404 | 48 | LUBBOCK | LUBBOCK | TX | TX_79404 | 79404 | City Midsize | 2511 | 0.80045
48219 | 79407 | 48 | LUBBOCK | HOCKLEY | TX | TX_79407 | 79407 | Rural Fringe | 4808 | 0.90509
48303 | 79410 | 48 | LUBBOCK | LUBBOCK | TX | TX_79410 | 79410 | City Midsize | 3763 | 0.71459
48303 | 79411 | 48 | LUBBOCK | LUBBOCK | TX | TX_79411 | 79411 | City Midsize | 2731 | 0.57744
48303 | 79412 | 48 | LUBBOCK | LUBBOCK | TX | TX_79412 | 79412 | City Midsize | 4770 | 0.84025
48303 | 79413 | 48 | LUBBOCK | LUBBOCK | TX | TX_79413 | 79413 | City Midsize | 7801 | 0.87732
48303 | 79414 | 48 | LUBBOCK | LUBBOCK | TX | TX_79414 | 79414 | City Midsize | 4940 | 0.88806
48303 | 79415 | 48 | LUBBOCK | LUBBOCK | TX | TX_79415 | 79415 | Rural Fringe | 4477 | 0.90268
48303 | 79416 | 48 | LUBBOCK | LUBBOCK | TX | TX_79416 | 79416 | City Midsize | 6971 | 0.80435
48303 | 79423 | 48 | LUBBOCK | LUBBOCK | TX | TX_79423 | 79423 | Rural Fringe | 10244 | 0.90267
48303 | 79424 | 48 | LUBBOCK | LUBBOCK | TX | TX_79424 | 79424 | Rural Fringe | 13012 | 0.90433
48033 | 79517 | 48 | FLUVANNA | BORDEN | TX | TX_79517 | 79517 | Rural Fringe | 0 | 0.92081
48263 | 79518 | 48 | GIRARD | KENT | TX | TX_79518 | 79518 | Rural Fringe | 0 | 0.91637
48415 | 79526 | 48 | HERMLEIGH | SCURRY | TX | TX_79526 | 79526 | Rural Fringe | 1100 | 0.91545
48335 | 79565 | 48 | WESTBROOK | MITCHELL | TX | TX_79565 | 79565 | Rural Fringe | 0 | 0.91989
40109 | 73013 | 40 | EDMOND | OKLAHOMA | OK | OK_73013 | 73013 | Suburb Large | 12657 | 0.86109
40011 | 73043 | 40 | GREENFIELD | BLAINE | OK | OK_73043 | 73043 | Rural Fringe | -999 | 0.87504
40083 | 73044 | 40 | GUTHRIE | LOGAN | OK | OK_73044 | 73044 | Town Fringe | 8327 | 0.87456
40015 | 73047 | 40 | HINTON | CADDO | OK | OK_73047 | 73047 | Rural Fringe | 904 | 0.87791
40015 | 73048 | 40 | HYDRO | CADDO | OK | OK_73048 | 73048 | Rural Fringe | 1121 | 0.88655
40083 | 73050 | 40 | LANGSTON | LOGAN | OK | OK_73050 | 73050 | Rural Fringe | 0 | 0.76103
40051 | 73059 | 40 | MINCO | GRADY | OK | OK_73059 | 73059 | Rural Fringe | 1017 | 0.88477
40103 | 73077 | 40 | PERRY | NOBLE | OK | OK_73077 | 73077 | Town Fringe | 2816 | 0.88418
40017 | 73085 | 40 | YUKON | CANADIAN | OK | OK_73085 | 73085 | Suburb Large | 579 | 0.88641
40017 | 73090 | 40 | UNION CITY | CANADIAN | OK | OK_73090 | 73090 | Rural Fringe | 60 | 0.88941
40109 | 73125 | 40 | OKLAHOMA CITY | OKLAHOMA | OK | OK_73125 | 73125 | City Large | -999 | -999
40149 | 73622 | 40 | BESSIE | WASHITA | OK | OK_73622 | 73622 | Town Fringe | 0 | 0.85359
40149 | 73624 | 40 | BURNS FLAT | WASHITA | OK | OK_73624 | 73624 | Rural Fringe | -999 | 0.87753
40129 | 73654 | 40 | LEEDEY | ROGER MILLS | OK | OK_73654 | 73654 | Rural Fringe | 416 | 0.88788
40047 | 73703 | 40 | ENID | GARFIELD | OK | OK_73703 | 73703 | Town Fringe | 8569 | 0.88284
40073 | 73762 | 40 | OKARCHE | KINGFISHER | OK | OK_73762 | 73762 | Rural Fringe | 1733 | 0.88939
40153 | 73801 | 40 | WOODWARD | WOODWARD | OK | OK_73801 | 73801 | Town Fringe | 5449 | 0.89066
40045 | 73832 | 40 | ARNETT | ELLIS | OK | OK_73832 | 73832 | Rural Fringe | 320 | 0.88803
40153 | 73841 | 40 | FORT SUPPLY | WOODWARD | OK | OK_73841 | 73841 | Rural Fringe | 0 | 0.87556
40059 | 73851 | 40 | MAY | HARPER | OK | OK_73851 | 73851 | Rural Fringe | 0 | 0.88092
40037 | 74010 | 40 | BRISTOW | CREEK | OK | OK_74010 | 74010 | Rural Fringe | 3850 | 0.84887
40113 | 74035 | 40 | HOMINY | OSAGE | OK | OK_74035 | 74035 | Town Fringe | 1641 | 0.86206
40037 | 74052 | 40 | OILTON | CREEK | OK | OK_74052 | 74052 | Rural Fringe | 0 | 0.80236
40113 | 74056 | 40 | PAWHUSKA | OSAGE | OK | OK_74056 | 74056 | Town Fringe | 2986 | 0.86916
40117 | 74058 | 40 | PAWNEE | PAWNEE | OK | OK_74058 | 74058 | Rural Fringe | 1652 | 0.86872
40113 | 74060 | 40 | PRUE | OSAGE | OK | OK_74060 | 74060 | Rural Fringe | 0 | 0.81717
40071 | 74601 | 40 | PONCA CITY | KAY | OK | OK_74601 | 74601 | Town Fringe | 8195 | 0.88456
40071 | 74604 | 40 | PONCA CITY | KAY | OK | OK_74604 | 74604 | Town Fringe | 3566 | 0.87562
40103 | 74644 | 40 | MARLAND | NOBLE | OK | OK_74644 | 74644 | Rural Fringe | 251 | 0.87624
40071 | 74647 | 40 | NEWKIRK | KAY | OK | OK_74647 | 74647 | Rural Fringe | 1273 | 0.87582
40113 | 74650 | 40 | RALSTON | OSAGE | OK | OK_74650 | 74650 | Rural Fringe | 759 | 0.8698
40125 | 74804 | 40 | SHAWNEE | POTTAWATOMIE | OK | OK_74804 | 74804 | Rural Fringe | 6566 | 0.87226
40133 | 74840 | 40 | EARLSBORO | SEMINOLE | OK | OK_74840 | 74840 | Rural Fringe | 1464 | 0.87379
40125 | 74851 | 40 | MCLOUD | POTTAWATOMIE | OK | OK_74851 | 74851 | Rural Fringe | 1943 | 0.86292
40107 | 74859 | 40 | OKEMAH | OKFUSKEE | OK | OK_74859 | 74859 | Rural Fringe | 2734 | 0.86339
40107 | 74860 | 40 | PADEN | OKFUSKEE | OK | OK_74860 | 74860 | Rural Fringe | 723 | 0.85876
40081 | 74864 | 40 | PRAGUE | LINCOLN | OK | OK_74864 | 74864 | Rural Fringe | 1725 | 0.871
40081 | 74869 | 40 | SPARKS | LINCOLN | OK | OK_74869 | 74869 | Rural Fringe | 553 | 0.86405
48211 | 79014 | 48 | CANADIAN | HEMPHILL | TX | TX_79014 | 79014 | Rural Fringe | 1383 | 0.89531
48295 | 79024 | 48 | DARROUZETT | LIPSCOMB | TX | TX_79024 | 79024 | Rural Fringe | 0 | 0.88558
48211 | 79046 | 48 | HIGGINS | HEMPHILL | TX | TX_79046 | 79046 | Rural Fringe | 0 | 0.89603
48295 | 79056 | 48 | LIPSCOMB | LIPSCOMB | TX | TX_79056 | 79056 | Rural Fringe | 0 | 0.8915
40017 | 73064 | 40 | MUSTANG | CANADIAN | OK | OK_73064 | 73064 | Suburb Large | 7292 | 0.89739
40109 | 73102 | 40 | OKLAHOMA CITY | OKLAHOMA | OK | OK_73102 | 73102 | City Large | 142 | 0.89437
40109 | 73003 | 40 | EDMOND | OKLAHOMA | OK | OK_73003 | 73003 | Suburb Large | 6777 | 0.86505
40109 | 73007 | 40 | ARCADIA | OKLAHOMA | OK | OK_73007 | 73007 | City Large | 852 | 0.85106
40109 | 73008 | 40 | BETHANY | OKLAHOMA | OK | OK_73008 | 73008 | City Large | 7490 | 0.81696
40015 | 73009 | 40 | BINGER | CADDO | OK | OK_73009 | 73009 | Rural Fringe | 253 | 0.87448
40109 | 73012 | 40 | EDMOND | OKLAHOMA | OK | OK_73012 | 73012 | Rural Fringe | 8434 | 0.87587
40017 | 73014 | 40 | CALUMET | CANADIAN | OK | OK_73014 | 73014 | Rural Fringe | 510 | 0.88679
40073 | 73016 | 40 | CASHION | KINGFISHER | OK | OK_73016 | 73016 | Rural Fringe | 536 | 0.88081
40109 | 73134 | 40 | OKLAHOMA CITY | OKLAHOMA | OK | OK_73134 | 73134 | Suburb Large | 1217 | 0.87989
40109 | 73020 | 40 | CHOCTAW | OKLAHOMA | OK | OK_73020 | 73020 | Suburb Large | 7876 | 0.85558
40109 | 73145 | 40 | OKLAHOMA CITY | OKLAHOMA | OK | OK_73145 | 73145 | Suburb Large | 443 | 0.94357
40149 | 73021 | 40 | COLONY | WASHITA | OK | OK_73021 | 73021 | Rural Fringe | 0 | 0.89209
40149 | 73024 | 40 | CORN | WASHITA | OK | OK_73024 | 73024 | Rural Fringe | 137 | 0.89268
40083 | 73025 | 40 | EDMOND | LOGAN | OK | OK_73025 | 73025 | Rural Fringe | 3497 | 0.86946
40119 | 73027 | 40 | COYLE | PAYNE | OK | OK_73027 | 73027 | Rural Fringe | 387 | 0.86681
40083 | 73028 | 40 | CRESCENT | LOGAN | OK | OK_73028 | 73028 | Rural Fringe | 732 | 0.87772
40109 | 73151 | 40 | OKLAHOMA CITY | OKLAHOMA | OK | OK_73151 | 73151 | City Large | 591 | 0.90355
40109 | 73034 | 40 | EDMOND | OKLAHOMA | OK | OK_73034 | 73034 | Suburb Large | 9145 | 0.8547
40017 | 73036 | 40 | EL RENO | CANADIAN | OK | OK_73036 | 73036 | Town Fringe | 5789 | 0.89687
40011 | 73040 | 40 | GEARY | BLAINE | OK | OK_73040 | 73040 | Rural Fringe | 556 | 0.88259
40109 | 73045 | 40 | HARRAH | OKLAHOMA | OK | OK_73045 | 73045 | Rural Fringe | 2916 | 0.85875
40109 | 73049 | 40 | JONES | OKLAHOMA | OK | OK_73049 | 73049 | Rural Fringe | 2294 | 0.86003
40015 | 73053 | 40 | LOOKEBA | CADDO | OK | OK_73053 | 73053 | Rural Fringe | 0 | 0.88199
40109 | 73054 | 40 | LUTHER | OKLAHOMA | OK | OK_73054 | 73054 | Rural Fringe | 932 | 0.85483
40083 | 73056 | 40 | MARSHALL | LOGAN | OK | OK_73056 | 73056 | Rural Fringe | 420 | 0.88131
40083 | 73058 | 40 | MERIDIAN | LOGAN | OK | OK_73058 | 73058 | Rural Fringe | 0 | 0.85665
40103 | 73061 | 40 | MORRISON | NOBLE | OK | OK_73061 | 73061 | Rural Fringe | 0 | 0.87457
40083 | 73063 | 40 | MULHALL | LOGAN | OK | OK_73063 | 73063 | Rural Fringe | 573 | 0.87371
40047 | 73073 | 40 | ORLANDO | GARFIELD | OK | OK_73073 | 73073 | Rural Fringe | 0 | 0.8753
40043 | 73667 | 40 | TALOGA | DEWEY | OK | OK_73667 | 73667 | Rural Fringe | 0 | 0.87333
40017 | 73078 | 40 | PIEDMONT | CANADIAN | OK | OK_73078 | 73078 | Rural Fringe | 1555 | 0.88475
40109 | 73084 | 40 | SPENCER | OKLAHOMA | OK | OK_73084 | 73084 | City Large | 2201 | 0.81808
40053 | 73758 | 40 | MANCHESTER | GRANT | OK | OK_73758 | 73758 | Rural Fringe | 0 | 0.8761
40043 | 73835 | 40 | CAMARGO | DEWEY | OK | OK_73835 | 73835 | Rural Fringe | 0 | 0.8745
40039 | 73096 | 40 | WEATHERFORD | CUSTER | OK | OK_73096 | 73096 | Town Fringe | 2995 | 0.89814
40017 | 73099 | 40 | YUKON | CANADIAN | OK | OK_73099 | 73099 | Suburb Large | 18700 | 0.89608
40109 | 73103 | 40 | OKLAHOMA CITY | OKLAHOMA | OK | OK_73103 | 73103 | City Large | 1702 | 0.82315
40109 | 73104 | 40 | OKLAHOMA CITY | OKLAHOMA | OK | OK_73104 | 73104 | City Large | 475 | 0.88842
40109 | 73105 | 40 | OKLAHOMA CITY | OKLAHOMA | OK | OK_73105 | 73105 | City Large | 2310 | 0.8974
40109 | 73106 | 40 | OKLAHOMA CITY | OKLAHOMA | OK | OK_73106 | 73106 | City Large | 4363 | 0.80701
40119 | 74078 | 40 | STILLWATER | PAYNE | OK | OK_74078 | 74078 | Town Fringe | 855 | 0.90593
40109 | 73107 | 40 | OKLAHOMA CITY | OKLAHOMA | OK | OK_73107 | 73107 | City Large | 11074 | 0.79276
40109 | 73108 | 40 | OKLAHOMA CITY | OKLAHOMA | OK | OK_73108 | 73108 | City Large | 5224 | 0.75402
40109 | 73109 | 40 | OKLAHOMA CITY | OKLAHOMA | OK | OK_73109 | 73109 | City Large | 7162 | 0.84055
40109 | 73110 | 40 | OKLAHOMA CITY | OKLAHOMA | OK | OK_73110 | 73110 | Suburb Large | 12101 | 0.89216
40109 | 73111 | 40 | OKLAHOMA CITY | OKLAHOMA | OK | OK_73111 | 73111 | Rural Fringe | 5883 | 0.86232
40109 | 73112 | 40 | OKLAHOMA CITY | OKLAHOMA | OK | OK_73112 | 73112 | City Large | 11293 | 0.89454
40109 | 73114 | 40 | OKLAHOMA CITY | OKLAHOMA | OK | OK_73114 | 73114 | City Large | 6411 | 0.93152
40109 | 73115 | 40 | OKLAHOMA CITY | OKLAHOMA | OK | OK_73115 | 73115 | Suburb Large | 8839 | 0.90904
40109 | 73116 | 40 | OKLAHOMA CITY | OKLAHOMA | OK | OK_73116 | 73116 | City Large | 3934 | 0.93238
40109 | 73117 | 40 | OKLAHOMA CITY | OKLAHOMA | OK | OK_73117 | 73117 | City Large | 2906 | 0.82622
40109 | 73118 | 40 | OKLAHOMA CITY | OKLAHOMA | OK | OK_73118 | 73118 | City Large | 6245 | 0.79888
40109 | 73119 | 40 | OKLAHOMA CITY | OKLAHOMA | OK | OK_73119 | 73119 | City Large | 10537 | 0.8604
40109 | 73120 | 40 | OKLAHOMA CITY | OKLAHOMA | OK | OK_73120 | 73120 | City Large | 11739 | 0.94659
40109 | 73121 | 40 | OKLAHOMA CITY | OKLAHOMA | OK | OK_73121 | 73121 | Rural Fringe | 1848 | 0.86472
40109 | 73122 | 40 | OKLAHOMA CITY | OKLAHOMA | OK | OK_73122 | 73122 | City Large | 4671 | 0.87647
40109 | 73127 | 40 | OKLAHOMA CITY | OKLAHOMA | OK | OK_73127 | 73127 | City Large | 7059 | 0.79232
40109 | 73128 | 40 | OKLAHOMA CITY | OKLAHOMA | OK | OK_73128 | 73128 | City Large | 1406 | 0.78165
40109 | 73129 | 40 | OKLAHOMA CITY | OKLAHOMA | OK | OK_73129 | 73129 | City Large | 8394 | 0.77972
40109 | 73130 | 40 | OKLAHOMA CITY | OKLAHOMA | OK | OK_73130 | 73130 | Suburb Large | 6554 | 0.85378
40109 | 73131 | 40 | OKLAHOMA CITY | OKLAHOMA | OK | OK_73131 | 73131 | City Large | 1490 | 0.88322
40109 | 73132 | 40 | OKLAHOMA CITY | OKLAHOMA | OK | OK_73132 | 73132 | City Large | 7445 | 0.97945
40109 | 73135 | 40 | OKLAHOMA CITY | OKLAHOMA | OK | OK_73135 | 73135 | Suburb Large | 7568 | 0.9342
40109 | 73139 | 40 | OKLAHOMA CITY | OKLAHOMA | OK | OK_73139 | 73139 | Suburb Large | 5239 | 0.96564
40109 | 73141 | 40 | OKLAHOMA CITY | OKLAHOMA | OK | OK_73141 | 73141 | City Large | 1773 | 0.78849
40109 | 73142 | 40 | OKLAHOMA CITY | OKLAHOMA | OK | OK_73142 | 73142 | Rural Fringe | 4417 | 0.85654
40109 | 73149 | 40 | OKLAHOMA CITY | OKLAHOMA | OK | OK_73149 | 73149 | City Large | 2440 | 0.87746
40109 | 73150 | 40 | OKLAHOMA CITY | OKLAHOMA | OK | OK_73150 | 73150 | Suburb Large | 1981 | 0.8475
40109 | 73159 | 40 | OKLAHOMA CITY | OKLAHOMA | OK | OK_73159 | 73159 | Suburb Large | 10618 | 0.98022
40027 | 73160 | 40 | OKLAHOMA CITY | CLEVELAND | OK | OK_73160 | 73160 | Suburb Large | 19936 | 0.97231
40109 | 73162 | 40 | OKLAHOMA CITY | OKLAHOMA | OK | OK_73162 | 73162 | City Large | 9214 | 0.98253
40027 | 73165 | 40 | OKLAHOMA CITY | CLEVELAND | OK | OK_73165 | 73165 | Suburb Large | 1980 | 0.87087
40109 | 73169 | 40 | OKLAHOMA CITY | OKLAHOMA | OK | OK_73169 | 73169 | Suburb Large | 1482 | 0.85965
40027 | 73170 | 40 | OKLAHOMA CITY | CLEVELAND | OK | OK_73170 | 73170 | Suburb Large | 10942 | 0.87971
40027 | 73173 | 40 | OKLAHOMA CITY | CLEVELAND | OK | OK_73173 | 73173 | Suburb Large | 1083 | 0.95291
40109 | 73179 | 40 | OKLAHOMA CITY | OKLAHOMA | OK | OK_73179 | 73179 | City Large | 2434 | 0.94864
40133 | 74818 | 40 | SEMINOLE | SEMINOLE | OK | OK_74818 | 74818 | Rural Fringe | 77 | 0.85329
40133 | 74837 | 40 | CROMWELL | SEMINOLE | OK | OK_74837 | 74837 | Rural Fringe | -999 | 0.76882
40027 | 73019 | 40 | NORMAN | CLEVELAND | OK | OK_73019 | 73019 | Suburb Small | 318 | 0.87778
40149 | 73601 | 40 | CLINTON | WASHITA | OK | OK_73601 | 73601 | Town Fringe | 2343 | 0.89694
40039 | 73620 | 40 | ARAPAHO | CUSTER | OK | OK_73620 | 73620 | Rural Fringe | 1200 | 0.88817
40039 | 73625 | 40 | BUTLER | CUSTER | OK | OK_73625 | 73625 | Rural Fringe | 258 | 0.88806
40149 | 73626 | 40 | CANUTE | WASHITA | OK | OK_73626 | 73626 | Rural Fringe | 552 | 0.88962
40129 | 73628 | 40 | CHEYENNE | ROGER MILLS | OK | OK_73628 | 73628 | Rural Fringe | 0 | 0.895
40129 | 73638 | 40 | CRAWFORD | ROGER MILLS | OK | OK_73638 | 73638 | Rural Fringe | 87 | 0.8927
40039 | 73639 | 40 | CUSTER CITY | CUSTER | OK | OK_73639 | 73639 | Town Fringe | 108 | 0.89664
40149 | 73641 | 40 | DILL CITY | WASHITA | OK | OK_73641 | 73641 | Rural Fringe | 271 | 0.89099
40009 | 73644 | 40 | ELK CITY | BECKHAM | OK | OK_73644 | 73644 | Rural Fringe | 3873 | 0.88971
40039 | 73646 | 40 | FAY | CUSTER | OK | OK_73646 | 73646 | Town Fringe | 0 | 0.89151
40039 | 73647 | 40 | FOSS | CUSTER | OK | OK_73647 | 73647 | Rural Fringe | 207 | 0.88537
40129 | 73650 | 40 | HAMMON | ROGER MILLS | OK | OK_73650 | 73650 | Rural Fringe | 231 | 0.89341
40043 | 73658 | 40 | OAKWOOD | DEWEY | OK | OK_73658 | 73658 | Rural Fringe | 147 | 0.87856
40043 | 73659 | 40 | PUTNAM | DEWEY | OK | OK_73659 | 73659 | Rural Fringe | 0 | 0.87981
40129 | 73660 | 40 | REYDON | ROGER MILLS | OK | OK_73660 | 73660 | Rural Fringe | 163 | 0.89414
40009 | 73662 | 40 | SAYRE | BECKHAM | OK | OK_73662 | 73662 | Rural Fringe | 1698 | 0.89191
40043 | 73663 | 40 | SEILING | DEWEY | OK | OK_73663 | 73663 | Rural Fringe | 201 | 0.87582
40129 | 73666 | 40 | SWEETWATER | ROGER MILLS | OK | OK_73666 | 73666 | Rural Fringe | 0 | 0.89383
40039 | 73669 | 40 | THOMAS | CUSTER | OK | OK_73669 | 73669 | Town Fringe | 28 | 0.89188
40047 | 73701 | 40 | ENID | GARFIELD | OK | OK_73701 | 73701 | Rural Fringe | 8787 | 0.87901
40047 | 73705 | 40 | ENID | GARFIELD | OK | OK_73705 | 73705 | Rural Fringe | 286 | 0.85049
40151 | 73716 | 40 | ALINE | WOODS | OK | OK_73716 | 73716 | Rural Fringe | 116 | 0.88174
40093 | 73718 | 40 | AMES | MAJOR | OK | OK_73718 | 73718 | Rural Fringe | 206 | 0.87922
40047 | 73720 | 40 | BISON | GARFIELD | OK | OK_73720 | 73720 | Rural Fringe | 0 | 0.88458
40011 | 73724 | 40 | CANTON | BLAINE | OK | OK_73724 | 73724 | Rural Fringe | 248 | 0.87359
40003 | 73726 | 40 | CARMEN | ALFALFA | OK | OK_73726 | 73726 | Town Fringe | 163 | 0.89075
40047 | 73727 | 40 | CARRIER | GARFIELD | OK | OK_73727 | 73727 | Rural Fringe | 57 | 0.88274
40003 | 73728 | 40 | CHEROKEE | ALFALFA | OK | OK_73728 | 73728 | Rural Fringe | 665 | 0.88013
40093 | 73729 | 40 | CLEO SPRINGS | MAJOR | OK | OK_73729 | 73729 | Rural Fringe | 76 | 0.87572
40047 | 73730 | 40 | COVINGTON | GARFIELD | OK | OK_73730 | 73730 | Rural Fringe | 0 | 0.87885
40047 | 73733 | 40 | DOUGLAS | GARFIELD | OK | OK_73733 | 73733 | Rural Fringe | 8 | 0.88424
40073 | 73734 | 40 | DOVER | KINGFISHER | OK | OK_73734 | 73734 | Rural Fringe | 135 | 0.87855
40047 | 73735 | 40 | DRUMMOND | GARFIELD | OK | OK_73735 | 73735 | Rural Fringe | 0 | 0.88398
40047 | 73736 | 40 | FAIRMONT | GARFIELD | OK | OK_73736 | 73736 | Rural Fringe | 625 | 0.88169
40093 | 73737 | 40 | FAIRVIEW | MAJOR | OK | OK_73737 | 73737 | Rural Fringe | 1262 | 0.88137
40047 | 73738 | 40 | GARBER | GARFIELD | OK | OK_73738 | 73738 | Rural Fringe | 201 | 0.87973
40003 | 73739 | 40 | GOLTRY | ALFALFA | OK | OK_73739 | 73739 | Rural Fringe | 0 | 0.88183
40003 | 73741 | 40 | HELENA | ALFALFA | OK | OK_73741 | 73741 | Rural Fringe | 88 | 0.88172
40073 | 73742 | 40 | HENNESSEY | KINGFISHER | OK | OK_73742 | 73742 | Rural Fringe | 723 | 0.87886
40011 | 73744 | 40 | HITCHCOCK | BLAINE | OK | OK_73744 | 73744 | Rural Fringe | 0 | 0.88701
40073 | 73750 | 40 | KINGFISHER | KINGFISHER | OK | OK_73750 | 73750 | Town Fringe | 2055 | 0.89355
40047 | 73753 | 40 | KREMLIN | GARFIELD | OK | OK_73753 | 73753 | Rural Fringe | 42 | 0.88201
40047 | 73754 | 40 | LAHOMA | GARFIELD | OK | OK_73754 | 73754 | Rural Fringe | 488 | 0.88186
40011 | 73755 | 40 | LONGDALE | BLAINE | OK | OK_73755 | 73755 | Rural Fringe | 0 | 0.86663
40073 | 73756 | 40 | LOYAL | KINGFISHER | OK | OK_73756 | 73756 | Rural Fringe | 14 | 0.88461
40103 | 73757 | 40 | LUCIEN | NOBLE | OK | OK_73757 | 73757 | Rural Fringe | 0 | 0.87731
40093 | 73760 | 40 | MENO | MAJOR | OK | OK_73760 | 73760 | Rural Fringe | 0 | 0.88075
40053 | 73761 | 40 | NASH | GRANT | OK | OK_73761 | 73761 | Rural Fringe | 137 | 0.87948
40011 | 73763 | 40 | OKEENE | BLAINE | OK | OK_73763 | 73763 | Rural Fringe | 306 | 0.88656
40093 | 73768 | 40 | RINGWOOD | MAJOR | OK | OK_73768 | 73768 | Rural Fringe | 91 | 0.87107
40053 | 73771 | 40 | WAKITA | GRANT | OK | OK_73771 | 73771 | Rural Fringe | 316 | 0.87988
40011 | 73772 | 40 | WATONGA | BLAINE | OK | OK_73772 | 73772 | Town Fringe | 1431 | 0.89209
40047 | 73773 | 40 | WAUKOMIS | GARFIELD | OK | OK_73773 | 73773 | Rural Fringe | 250 | 0.88262
40059 | 73834 | 40 | BUFFALO | HARPER | OK | OK_73834 | 73834 | Rural Fringe | 468 | 0.88149
40093 | 73838 | 40 | CHESTER | MAJOR | OK | OK_73838 | 73838 | Rural Fringe | 31 | 0.87139
40045 | 73840 | 40 | FARGO | ELLIS | OK | OK_73840 | 73840 | Rural Fringe | 10 | 0.88561
40045 | 73843 | 40 | GAGE | ELLIS | OK | OK_73843 | 73843 | Rural Fringe | 498 | 0.88398
40153 | 73852 | 40 | MOORELAND | WOODWARD | OK | OK_73852 | 73852 | Rural Fringe | 363 | 0.87702
40153 | 73853 | 40 | MUTUAL | WOODWARD | OK | OK_73853 | 73853 | Rural Fringe | 102 | 0.87765
40153 | 73857 | 40 | SHARON | WOODWARD | OK | OK_73857 | 73857 | Rural Fringe | 0 | 0.88213
40045 | 73858 | 40 | SHATTUCK | ELLIS | OK | OK_73858 | 73858 | Rural Fringe | 224 | 0.88618
40043 | 73859 | 40 | VICI | DEWEY | OK | OK_73859 | 73859 | Rural Fringe | 189 | 0.87831
40151 | 73860 | 40 | WAYNOKA | WOODS | OK | OK_73860 | 73860 | Rural Fringe | 284 | 0.88376
40113 | 74002 | 40 | BARNSDALL | OSAGE | OK | OK_74002 | 74002 | Rural Fringe | 552 | 0.8452
40117 | 74020 | 40 | CLEVELAND | PAWNEE | OK | OK_74020 | 74020 | Rural Fringe | 1696 | 0.82788
40119 | 74023 | 40 | CUSHING | PAYNE | OK | OK_74023 | 74023 | Town Fringe | 4673 | 0.87492
40037 | 74028 | 40 | DEPEW | CREEK | OK | OK_74028 | 74028 | Rural Fringe | 485 | 0.84634
40037 | 74030 | 40 | DRUMRIGHT | CREEK | OK | OK_74030 | 74030 | Town Fringe | 1027 | 0.85559
40119 | 74032 | 40 | GLENCOE | PAYNE | OK | OK_74032 | 74032 | Rural Fringe | 1073 | 0.86989
40117 | 74038 | 40 | JENNINGS | PAWNEE | OK | OK_74038 | 74038 | Rural Fringe | 813 | 0.84673
40037 | 74039 | 40 | KELLYVILLE | CREEK | OK | OK_74039 | 74039 | Rural Fringe | 917 | 0.84193
40037 | 74041 | 40 | KIEFER | CREEK | OK | OK_74041 | 74041 | Town Fringe | 997 | 0.87262
40037 | 74044 | 40 | MANNFORD | CREEK | OK | OK_74044 | 74044 | Town Fringe | 1745 | 0.838
40117 | 74045 | 40 | MARAMEC | PAWNEE | OK | OK_74045 | 74045 | Rural Fringe | 43 | 0.86873
40113 | 74054 | 40 | OSAGE | OSAGE | OK | OK_74054 | 74054 | Rural Fringe | 0 | 0.82908
40119 | 74059 | 40 | PERKINS | PAYNE | OK | OK_74059 | 74059 | Rural Fringe | 1380 | 0.86805
40119 | 74062 | 40 | RIPLEY | PAYNE | OK | OK_74062 | 74062 | Rural Fringe | 476 | 0.86449
40143 | 74063 | 40 | SAND SPRINGS | TULSA | OK | OK_74063 | 74063 | Suburb Large | 9492 | 0.84235
40037 | 74066 | 40 | SAPULPA | CREEK | OK | OK_74066 | 74066 | Suburb Large | 10467 | 0.84531
40113 | 74070 | 40 | SKIATOOK | OSAGE | OK | OK_74070 | 74070 | Town Fringe | 4519 | 0.85555
40119 | 74074 | 40 | STILLWATER | PAYNE | OK | OK_74074 | 74074 | Town Fringe | 7551 | 0.86639
40119 | 74075 | 40 | STILLWATER | PAYNE | OK | OK_74075 | 74075 | Town Fringe | 4781 | 0.87317
40119 | 74077 | 40 | STILLWATER | PAYNE | OK | OK_74077 | 74077 | Rural Fringe | -999 | 0.89761
40081 | 74079 | 40 | STROUD | LINCOLN | OK | OK_74079 | 74079 | Rural Fringe | 1315 | 0.85811
40117 | 74081 | 40 | TERLTON | PAWNEE | OK | OK_74081 | 74081 | Rural Fringe | 200 | 0.82965
40119 | 74085 | 40 | YALE | PAYNE | OK | OK_74085 | 74085 | Rural Fringe | 938 | 0.85974
40143 | 74104 | 40 | TULSA | TULSA | OK | OK_74104 | 74104 | City Large | 5222 | 0.82804
40143 | 74106 | 40 | TULSA | TULSA | OK | OK_74106 | 74106 | City Large | 6917 | 0.89779
40143 | 74107 | 40 | TULSA | TULSA | OK | OK_74107 | 74107 | City Large | 8656 | 0.85351
40143 | 74119 | 40 | TULSA | TULSA | OK | OK_74119 | 74119 | City Large | 583 | 0.85249
40143 | 74172 | 40 | TULSA | TULSA | OK | OK_74172 | 74172 | City Large | 13 | 0.69231
40107 | 74829 | 40 | BOLEY | OKFUSKEE | OK | OK_74829 | 74829 | Rural Fringe | 0 | 0.80595
40133 | 74868 | 40 | SEMINOLE | SEMINOLE | OK | OK_74868 | 74868 | Rural Fringe | 3991 | 0.85872
40103 | 74630 | 40 | BILLINGS | NOBLE | OK | OK_74630 | 74630 | Rural Fringe | 122 | 0.88061
40071 | 74631 | 40 | BLACKWELL | KAY | OK | OK_74631 | 74631 | Town Fringe | 1700 | 0.88576
40071 | 74632 | 40 | BRAMAN | KAY | OK | OK_74632 | 74632 | Rural Fringe | 775 | 0.87612
40113 | 74633 | 40 | BURBANK | OSAGE | OK | OK_74633 | 74633 | Rural Fringe | 246 | 0.87045
40113 | 74637 | 40 | FAIRFAX | OSAGE | OK | OK_74637 | 74637 | Rural Fringe | 548 | 0.8746
40053 | 74640 | 40 | HUNTER | GRANT | OK | OK_74640 | 74640 | Rural Fringe | 233 | 0.88098
40053 | 74646 | 40 | NARDIN | GRANT | OK | OK_74646 | 74646 | Rural Fringe | 1044 | 0.87924
40103 | 74651 | 40 | RED ROCK | NOBLE | OK | OK_74651 | 74651 | Rural Fringe | 265 | 0.87601
40071 | 74653 | 40 | TONKAWA | KAY | OK | OK_74653 | 74653 | Town Fringe | 1150 | 0.88705
40081 | 74824 | 40 | AGRA | LINCOLN | OK | OK_74824 | 74824 | Rural Fringe | 305 | 0.86792
40081 | 74832 | 40 | CARNEY | LINCOLN | OK | OK_74832 | 74832 | Rural Fringe | 64 | 0.86425
40107 | 74833 | 40 | CASTLE | OKFUSKEE | OK | OK_74833 | 74833 | Rural Fringe | 175 | 0.87027
40081 | 74834 | 40 | CHANDLER | LINCOLN | OK | OK_74834 | 74834 | Town Fringe | 2839 | 0.8703
40063 | 74839 | 40 | DUSTIN | HUGHES | OK | OK_74839 | 74839 | Rural Fringe | 481 | 0.85349
40081 | 74855 | 40 | MEEKER | LINCOLN | OK | OK_74855 | 74855 | Rural Fringe | 1533 | 0.8639
40027 | 74857 | 40 | NEWALLA | CLEVELAND | OK | OK_74857 | 74857 | Rural Fringe | 1924 | 0.83834
40125 | 74873 | 40 | TECUMSEH | POTTAWATOMIE | OK | OK_74873 | 74873 | Rural Fringe | 2391 | 0.85685
40081 | 74875 | 40 | TRYON | LINCOLN | OK | OK_74875 | 74875 | Rural Fringe | 241 | 0.86612
40081 | 74881 | 40 | WELLSTON | LINCOLN | OK | OK_74881 | 74881 | Rural Fringe | 1348 | 0.8605
48483 | 79003 | 48 | ALLISON | WHEELER | TX | TX_79003 | 79003 | Rural Fringe | 0 | 0.88869
48295 | 79005 | 48 | BOOKER | LIPSCOMB | TX | TX_79005 | 79005 | Rural Fringe | 304 | 0.88842
48211 | 79011 | 48 | BRISCOE | HEMPHILL | TX | TX_79011 | 79011 | Rural Fringe | 0 | 0.89627
48295 | 79034 | 48 | FOLLETT | LIPSCOMB | TX | TX_79034 | 79034 | Rural Fringe | 0 | 0.88814
48179 | 79057 | 48 | MCLEAN | GRAY | TX | TX_79057 | 79057 | Rural Fringe | 383 | 0.89929
48393 | 79059 | 48 | MIAMI | ROBERTS | TX | TX_79059 | 79059 | Rural Fringe | 0 | 0.89652
48483 | 79061 | 48 | MOBEETIE | WHEELER | TX | TX_79061 | 79061 | Rural Fringe | 199 | 0.89827
48483 | 79096 | 48 | WHEELER | WHEELER | TX | TX_79096 | 79096 | Rural Fringe | 694 | 0.89773
48049 | 76801 | 48 | BROWNWOOD | BROWN | TX | TX_76801 | 76801 | Rural Fringe | 8798 | 0.90818
48399 | 76821 | 48 | BALLINGER | RUNNELS | TX | TX_76821 | 76821 | Town Fringe | 1790 | 0.92902
48267 | 76849 | 48 | JUNCTION | KIMBLE | TX | TX_76849 | 76849 | Town Fringe | 2085 | 0.93526
48307 | 76852 | 48 | LOHN | MCCULLOCH | TX | TX_76852 | 76852 | Rural Fringe | 0 | 0.92353
48095 | 76855 | 48 | LOWAKE | CONCHO | TX | TX_76855 | 76855 | Rural Fringe | 0 | 0.91083
48319 | 76856 | 48 | MASON | MASON | TX | TX_76856 | 76856 | Rural Fringe | 1750 | 0.92215
48327 | 76859 | 48 | MENARD | MENARD | TX | TX_76859 | 76859 | Rural Fringe | 897 | 0.93679
48095 | 76862 | 48 | MILLERSVIEW | CONCHO | TX | TX_76862 | 76862 | Rural Fringe | 0 | 0.9246
48307 | 76872 | 48 | ROCHELLE | MCCULLOCH | TX | TX_76872 | 76872 | Rural Fringe | 0 | 0.91656
48083 | 76873 | 48 | ROCKWOOD | COLEMAN | TX | TX_76873 | 76873 | Rural Fringe | 0 | 0.91733
48083 | 76888 | 48 | VOSS | COLEMAN | TX | TX_76888 | 76888 | Rural Fringe | 0 | 0.9237
48235 | 76901 | 48 | SAN ANGELO | IRION | TX | TX_76901 | 76901 | Rural Fringe | 10292 | 0.92943
48451 | 76904 | 48 | SAN ANGELO | TOM GREEN | TX | TX_76904 | 76904 | Rural Fringe | 10642 | 0.92623
48451 | 76905 | 48 | SAN ANGELO | TOM GREEN | TX | TX_76905 | 76905 | Rural Fringe | 4010 | 0.9154
48451 | 76937 | 48 | EOLA | TOM GREEN | TX | TX_76937 | 76937 | Rural Fringe | 0 | 0.92151
48435 | 76950 | 48 | SONORA | SUTTON | TX | TX_76950 | 76950 | Town Fringe | 1098 | 0.946
48431 | 76951 | 48 | STERLING CITY | STERLING | TX | TX_76951 | 76951 | Rural Fringe | 163 | 0.92708
48451 | 76955 | 48 | VANCOURT | TOM GREEN | TX | TX_76955 | 76955 | Rural Fringe | 0 | 0.92424
48451 | 76958 | 48 | WATER VALLEY | TOM GREEN | TX | TX_76958 | 76958 | Rural Fringe | 0 | 0.88634
48465 | 78837 | 48 | COMSTOCK | VAL VERDE | TX | TX_78837 | 78837 | Rural Fringe | 285 | 0.94713
48059 | 79510 | 48 | CLYDE | CALLAHAN | TX | TX_79510 | 79510 | Town Fringe | 2362 | 0.92318
48335 | 79512 | 48 | COLORADO CITY | MITCHELL | TX | TX_79512 | 79512 | Town Fringe | 2115 | 0.92987
48399 | 79567 | 48 | WINTERS | RUNNELS | TX | TX_79567 | 79567 | Rural Fringe | 1400 | 0.91349
48227 | 79720 | 48 | BIG SPRING | HOWARD | TX | TX_79720 | 79720 | Rural Fringe | 9814 | 0.92297
48059 | 76469 | 48 | PUTNAM | CALLAHAN | TX | TX_76469 | 76469 | Rural Fringe | 0 | 0.89996
48133 | 76437 | 48 | CISCO | EASTLAND | TX | TX_76437 | 76437 | Town Fringe | 2575 | 0.90978
48059 | 76443 | 48 | CROSS PLAINS | CALLAHAN | TX | TX_76443 | 76443 | Rural Fringe | 273 | 0.90799
48083 | 76884 | 48 | VALERA | COLEMAN | TX | TX_76884 | 76884 | Rural Fringe | 0 | 0.91627
48451 | 76940 | 48 | MERETA | TOM GREEN | TX | TX_76940 | 76940 | Rural Fringe | 0 | 0.92056
48105 | 76943 | 48 | OZONA | CROCKETT | TX | TX_76943 | 76943 | Town Fringe | 178 | 0.95231
48417 | 76464 | 48 | MORAN | SHACKELFORD | TX | TX_76464 | 76464 | Rural Fringe | 30 | 0.91452
48133 | 76471 | 48 | RISING STAR | EASTLAND | TX | TX_76471 | 76471 | Rural Fringe | 440 | 0.90505
48451 | 76957 | 48 | WALL | TOM GREEN | TX | TX_76957 | 76957 | Rural Fringe | 0 | 0.92272
48319 | 76820 | 48 | ART | MASON | TX | TX_76820 | 76820 | Rural Fringe | 0 | 0.9268
48049 | 76823 | 48 | BANGS | BROWN | TX | TX_76823 | 76823 | Rural Fringe | 680 | 0.90976
48307 | 76825 | 48 | BRADY | MCCULLOCH | TX | TX_76825 | 76825 | Town Fringe | 2740 | 0.93053
48049 | 76827 | 48 | BROOKESMITH | BROWN | TX | TX_76827 | 76827 | Rural Fringe | 0 | 0.9172
48083 | 76828 | 48 | BURKETT | COLEMAN | TX | TX_76828 | 76828 | Town Fringe | 0 | 0.9289
48083 | 76834 | 48 | COLEMAN | COLEMAN | TX | TX_76834 | 76834 | Town Fringe | 2443 | 0.92666
48307 | 76836 | 48 | DOOLE | MCCULLOCH | TX | TX_76836 | 76836 | Town Fringe | 0 | 0.93114
48095 | 76837 | 48 | EDEN | CONCHO | TX | TX_76837 | 76837 | Rural Fringe | 588 | 0.93025
48267 | 76841 | 48 | FORT MC KAVETT | KIMBLE | TX | TX_76841 | 76841 | Town Fringe | 0 | 0.95015
48411 | 76842 | 48 | FREDONIA | SAN SABA | TX | TX_76842 | 76842 | Rural Fringe | 0 | 0.9156
48083 | 76845 | 48 | GOULDBUSK | COLEMAN | TX | TX_76845 | 76845 | Rural Fringe | 0 | 0.92139
48307 | 76858 | 48 | MELVIN | MCCULLOCH | TX | TX_76858 | 76858 | Town Fringe | 0 | 0.93637
48451 | 76861 | 48 | MILES | TOM GREEN | TX | TX_76861 | 76861 | Rural Fringe | 169 | 0.91697
48399 | 76865 | 48 | NORTON | RUNNELS | TX | TX_76865 | 76865 | Rural Fringe | 0 | 0.91709
48095 | 76866 | 48 | PAINT ROCK | CONCHO | TX | TX_76866 | 76866 | Rural Fringe | 0 | 0.92254
48399 | 76875 | 48 | ROWENA | RUNNELS | TX | TX_76875 | 76875 | Town Fringe | 0 | 0.92221
48083 | 76878 | 48 | SANTA ANNA | COLEMAN | TX | TX_76878 | 76878 | Rural Fringe | 16 | 0.91486
48083 | 76882 | 48 | TALPA | COLEMAN | TX | TX_76882 | 76882 | Rural Fringe | 104 | 0.92456
48451 | 76903 | 48 | SAN ANGELO | TOM GREEN | TX | TX_76903 | 76903 | City Small | 7364 | 0.77377
48451 | 76908 | 48 | GOODFELLOW AFB | TOM GREEN | TX | TX_76908 | 76908 | City Small | 0 | 0.73485
48451 | 76909 | 48 | SAN ANGELO | TOM GREEN | TX | TX_76909 | 76909 | City Small | 209 | 0.79861
48105 | 76930 | 48 | BARNHART | CROCKETT | TX | TX_76930 | 76930 | Town Fringe | 264 | 0.94933
48105 | 76932 | 48 | BIG LAKE | CROCKETT | TX | TX_76932 | 76932 | Town Fringe | 1552 | 0.9469
48081 | 76933 | 48 | BRONTE | COKE | TX | TX_76933 | 76933 | Rural Fringe | 503 | 0.91876
48451 | 76934 | 48 | CARLSBAD | TOM GREEN | TX | TX_76934 | 76934 | Rural Fringe | 325 | 0.92835
48413 | 76936 | 48 | ELDORADO | SCHLEICHER | TX | TX_76936 | 76936 | Rural Fringe | 387 | 0.93855
48235 | 76941 | 48 | MERTZON | IRION | TX | TX_76941 | 76941 | Rural Fringe | 0 | 0.93074
48081 | 76945 | 48 | ROBERT LEE | COKE | TX | TX_76945 | 76945 | Rural Fringe | 712 | 0.9243
48265 | 78010 | 48 | CENTER POINT | KERR | TX | TX_78010 | 78010 | Rural Fringe | 829 | 0.90899
48265 | 78024 | 48 | HUNT | KERR | TX | TX_78024 | 78024 | Rural Fringe | 816 | 0.91456
48441 | 79508 | 48 | BUFFALO GAP | TAYLOR | TX | TX_79508 | 79508 | Rural Fringe | 0 | 0.88794
48399 | 79519 | 48 | GOLDSBORO | RUNNELS | TX | TX_79519 | 79519 | Rural Fringe | 0 | 0.90746
48353 | 79537 | 48 | NOLAN | NOLAN | TX | TX_79537 | 79537 | Rural Fringe | 0 | 0.92692
48151 | 79560 | 48 | SYLVESTER | FISHER | TX | TX_79560 | 79560 | Rural Fringe | 0 | 0.91227
48171 | 78618 | 48 | DOSS | GILLESPIE | TX | TX_78618 | 78618 | Rural Fringe | 187 | 0.9272
48267 | 78631 | 48 | HARPER | KIMBLE | TX | TX_78631 | 78631 | Rural Fringe | 732 | 0.92942
48465 | 78840 | 48 | DEL RIO | VAL VERDE | TX | TX_78840 | 78840 | Rural Fringe | 12904 | 0.94647
48465 | 78871 | 48 | LANGTRY | VAL VERDE | TX | TX_78871 | 78871 | Rural Fringe | 0 | 0.94931
48385 | 78879 | 48 | RIO FRIO | REAL | TX | TX_78879 | 78879 | Rural Fringe | 0 | 0.90104
48463 | 78884 | 48 | UTOPIA | UVALDE | TX | TX_78884 | 78884 | Rural Fringe | 0 | 0.9167
48019 | 78885 | 48 | VANDERPOOL | BANDERA | TX | TX_78885 | 78885 | Rural Fringe | 61 | 0.91122
48059 | 79504 | 48 | BAIRD | CALLAHAN | TX | TX_79504 | 79504 | Rural Fringe | 888 | 0.90934
48353 | 79506 | 48 | BLACKWELL | NOLAN | TX | TX_79506 | 79506 | Rural Fringe | 156 | 0.9182
48227 | 79511 | 48 | COAHOMA | HOWARD | TX | TX_79511 | 79511 | Rural Fringe | 539 | 0.92064
48415 | 79527 | 48 | IRA | SCURRY | TX | TX_79527 | 79527 | Rural Fringe | 0 | 0.91338
48441 | 79530 | 48 | LAWN | TAYLOR | TX | TX_79530 | 79530 | Rural Fringe | 0 | 0.90834
48335 | 79532 | 48 | LORAINE | MITCHELL | TX | TX_79532 | 79532 | Rural Fringe | 531 | 0.91893
48353 | 79535 | 48 | MARYNEAL | NOLAN | TX | TX_79535 | 79535 | Rural Fringe | 0 | 0.92348
48441 | 79536 | 48 | MERKEL | TAYLOR | TX | TX_79536 | 79536 | Town Fringe | 1549 | 0.91711
48083 | 79538 | 48 | NOVICE | COLEMAN | TX | TX_79538 | 79538 | Rural Fringe | 0 | 0.91285
48441 | 79541 | 48 | OVALO | TAYLOR | TX | TX_79541 | 79541 | Rural Fringe | 207 | 0.91199
48353 | 79545 | 48 | ROSCOE | NOLAN | TX | TX_79545 | 79545 | Rural Fringe | 225 | 0.91657
48353 | 79556 | 48 | SWEETWATER | NOLAN | TX | TX_79556 | 79556 | Town Fringe | 4827 | 0.91803
48151 | 79561 | 48 | TRENT | FISHER | TX | TX_79561 | 79561 | Rural Fringe | 82 | 0.90974
48441 | 79562 | 48 | TUSCOLA | TAYLOR | TX | TX_79562 | 79562 | Rural Fringe | 242 | 0.89255
48441 | 79566 | 48 | WINGATE | TAYLOR | TX | TX_79566 | 79566 | Rural Fringe | 0 | 0.91223
48441 | 79602 | 48 | ABILENE | TAYLOR | TX | TX_79602 | 79602 | Rural Fringe | 7810 | 0.89919
48441 | 79603 | 48 | ABILENE | TAYLOR | TX | TX_79603 | 79603 | Rural Fringe | 8272 | 0.89781
48441 | 79606 | 48 | ABILENE | TAYLOR | TX | TX_79606 | 79606 | Rural Fringe | 6745 | 0.89801
48441 | 79607 | 48 | DYESS AFB | TAYLOR | TX | TX_79607 | 79607 | Town Fringe | 117 | 0.83042
48329 | 79701 | 48 | MIDLAND | MIDLAND | TX | TX_79701 | 79701 | City Small | 7585 | 0.81572
48329 | 79707 | 48 | MIDLAND | MIDLAND | TX | TX_79707 | 79707 | City Small | 7701 | 0.82857
48033 | 79713 | 48 | ACKERLY | BORDEN | TX | TX_79713 | 79713 | Rural Fringe | 0 | 0.91704
48173 | 79739 | 48 | GARDEN CITY | GLASSCOCK | TX | TX_79739 | 79739 | Rural Fringe | 0 | 0.92549
48461 | 79752 | 48 | MC CAMEY | UPTON | TX | TX_79752 | 79752 | Rural Fringe | 431 | 0.93539
48461 | 79755 | 48 | MIDKIFF | UPTON | TX | TX_79755 | 79755 | Rural Fringe | 244 | 0.92945
48135 | 79761 | 48 | ODESSA | ECTOR | TX | TX_79761 | 79761 | City Small | 8017 | 0.79425
48461 | 79778 | 48 | RANKIN | UPTON | TX | TX_79778 | 79778 | Rural Fringe | 0 | 0.93583
48173 | 79782 | 48 | STANTON | GLASSCOCK | TX | TX_79782 | 79782 | Rural Fringe | 178 | 0.92241
48257 | 75143 | 48 | KEMP | KAUFMAN | TX | TX_75143 | 75143 | Rural Fringe | 4928 | 0.89771
48349 | 75144 | 48 | KERENS | NAVARRO | TX | TX_75144 | 75144 | Rural Fringe | 1502 | 0.90069
48213 | 75148 | 48 | MALAKOFF | HENDERSON | TX | TX_75148 | 75148 | Rural Fringe | 2544 | 0.90229
48139 | 75152 | 48 | PALMER | ELLIS | TX | TX_75152 | 75152 | Rural Fringe | 927 | 0.91283
48213 | 75163 | 48 | TRINIDAD | HENDERSON | TX | TX_75163 | 75163 | Town Fringe | 1809 | 0.9085
48161 | 75848 | 48 | KIRVIN | FREESTONE | TX | TX_75848 | 75848 | Town Fringe | -999 | 0.81346
48161 | 75855 | 48 | OAKWOOD | FREESTONE | TX | TX_75855 | 75855 | Rural Fringe | 1635 | 0.90776
48001 | 75861 | 48 | TENNESSEE COLONY | ANDERSON | TX | TX_75861 | 75861 | Rural Fringe | 1069 | 0.91173
48251 | 76031 | 48 | CLEBURNE | JOHNSON | TX | TX_76031 | 76031 | Town Fringe | 5698 | 0.90509
48251 | 76033 | 48 | CLEBURNE | JOHNSON | TX | TX_76033 | 76033 | Town Fringe | 7876 | 0.91093
48193 | 76436 | 48 | CARLTON | HAMILTON | TX | TX_76436 | 76436 | Rural Fringe | 0 | 0.90459
48027 | 76508 | 48 | TEMPLE | BELL | TX | TX_76508 | 76508 | City Small | 63 | 0.7107
48331 | 76520 | 48 | CAMERON | MILAM | TX | TX_76520 | 76520 | Rural Fringe | 3233 | 0.91339
48099 | 76522 | 48 | COPPERAS COVE | CORYELL | TX | TX_76522 | 76522 | Suburb Midsize | 10541 | 0.92634
48099 | 76528 | 48 | GATESVILLE | CORYELL | TX | TX_76528 | 76528 | Town Fringe | 5454 | 0.91894
48193 | 76531 | 48 | HAMILTON | HAMILTON | TX | TX_76531 | 76531 | Town Fringe | 2264 | 0.92239
48099 | 76544 | 48 | FORT HOOD | CORYELL | TX | TX_76544 | 76544 | City Midsize | 1111 | 0.80845
48099 | 76599 | 48 | GATESVILLE | CORYELL | TX | TX_76599 | 76599 | Town Fringe | 0 | 0.8852
48035 | 76634 | 48 | CLIFTON | BOSQUE | TX | TX_76634 | 76634 | Town Fringe | 2672 | 0.91321
48035 | 76652 | 48 | KOPPERL | BOSQUE | TX | TX_76652 | 76652 | Rural Fringe | 136 | 0.89873
48293 | 76686 | 48 | TEHUACANA | LIMESTONE | TX | TX_76686 | 76686 | Rural Fringe | 571 | 0.92111
48293 | 76687 | 48 | THORNTON | LIMESTONE | TX | TX_76687 | 76687 | Town Fringe | 1025 | 0.91646
48309 | 76704 | 48 | WACO | MCLENNAN | TX | TX_76704 | 76704 | City Midsize | 1883 | 0.75281
48309 | 76798 | 48 | WACO | MCLENNAN | TX | TX_76798 | 76798 | City Midsize | -999 | 0.84145
48333 | 76844 | 48 | GOLDTHWAITE | MILLS | TX | TX_76844 | 76844 | Rural Fringe | 1111 | 0.91668
48281 | 76853 | 48 | LOMETA | LAMPASAS | TX | TX_76853 | 76853 | Rural Fringe | 330 | 0.91575
48333 | 76864 | 48 | MULLIN | MILLS | TX | TX_76864 | 76864 | Rural Fringe | 214 | 0.91652
48411 | 76871 | 48 | RICHLAND SPRINGS | SAN SABA | TX | TX_76871 | 76871 | Rural Fringe | 211 | 0.91882
48411 | 76877 | 48 | SAN SABA | SAN SABA | TX | TX_76877 | 76877 | Town Fringe | 1162 | 0.91854
48041 | 77808 | 48 | BRYAN | BRAZOS | TX | TX_77808 | 77808 | City Small | 4195 | 0.82279
48395 | 77859 | 48 | HEARNE | ROBERTSON | TX | TX_77859 | 77859 | Rural Fringe | 2284 | 0.91158
48313 | 77864 | 48 | MADISONVILLE | MADISON | TX | TX_77864 | 77864 | Rural Fringe | 2987 | 0.93116
48139 | 75101 | 48 | BARDWELL | ELLIS | TX | TX_75101 | 75101 | Rural Fringe | -999 | 0.87139
48349 | 75153 | 48 | POWELL | NAVARRO | TX | TX_75153 | 75153 | Rural Fringe | 820 | 0.91198
48439 | 75054 | 48 | GRAND PRAIRIE | TARRANT | TX | TX_75054 | 75054 | City Large | 3446 | 0.87107
48289 | 75850 | 48 | LEONA | LEON | TX | TX_75850 | 75850 | Rural Fringe | 810 | 0.92443
48161 | 75859 | 48 | STREETMAN | FREESTONE | TX | TX_75859 | 75859 | Town Fringe | 1684 | 0.90954
48139 | 76041 | 48 | FORRESTON | ELLIS | TX | TX_76041 | 76041 | Town Fringe | 0 | 0.91873
48349 | 75102 | 48 | BARRY | NAVARRO | TX | TX_75102 | 75102 | Rural Fringe | 708 | 0.91616
48467 | 75103 | 48 | CANTON | VAN ZANDT | TX | TX_75103 | 75103 | Town Fringe | 4649 | 0.91993
48113 | 75104 | 48 | CEDAR HILL | DALLAS | TX | TX_75104 | 75104 | Suburb Large | 13994 | 0.89801
48349 | 75105 | 48 | CHATFIELD | NAVARRO | TX | TX_75105 | 75105 | Rural Fringe | 556 | 0.90437
48349 | 75109 | 48 | CORSICANA | NAVARRO | TX | TX_75109 | 75109 | Rural Fringe | 1553 | 0.8961
48349 | 75110 | 48 | CORSICANA | NAVARRO | TX | TX_75110 | 75110 | Town Fringe | 7335 | 0.91634
48257 | 75114 | 48 | CRANDALL | KAUFMAN | TX | TX_75114 | 75114 | Rural Fringe | 1375 | 0.9084
48113 | 75115 | 48 | DESOTO | DALLAS | TX | TX_75115 | 75115 | Suburb Large | 16443 | 0.90564
48139 | 75119 | 48 | ENNIS | ELLIS | TX | TX_75119 | 75119 | Rural Fringe | 8191 | 0.91033
48213 | 75124 | 48 | EUSTACE | HENDERSON | TX | TX_75124 | 75124 | Rural Fringe | 1548 | 0.90854
48467 | 75147 | 48 | MABANK | VAN ZANDT | TX | TX_75147 | 75147 | Town Fringe | 2577 | 0.92461
48139 | 75154 | 48 | RED OAK | ELLIS | TX | TX_75154 | 75154 | Suburb Large | 10240 | 0.91878
48349 | 75155 | 48 | RICE | NAVARRO | TX | TX_75155 | 75155 | Rural Fringe | 814 | 0.90748
48213 | 75156 | 48 | MABANK | HENDERSON | TX | TX_75156 | 75156 | Town Fringe | 5656 | 0.89303
48257 | 75158 | 48 | SCURRY | KAUFMAN | TX | TX_75158 | 75158 | Rural Fringe | 2286 | 0.90993
48139 | 75165 | 48 | WAXAHACHIE | ELLIS | TX | TX_75165 | 75165 | Town Fringe | 11277 | 0.91586
48139 | 75167 | 48 | WAXAHACHIE | ELLIS | TX | TX_75167 | 75167 | Town Fringe | 2857 | 0.91851
48425 | 76077 | 48 | RAINBOW | SOMERVELL | TX | TX_76077 | 76077 | Rural Fringe | 0 | 0.8779
48143 | 76402 | 48 | STEPHENVILLE | ERATH | TX | TX_76402 | 76402 | Town Fringe | 383 | 0.90423
48213 | 75751 | 48 | ATHENS | HENDERSON | TX | TX_75751 | 75751 | Town Fringe | 5766 | 0.91353
48213 | 75752 | 48 | ATHENS | HENDERSON | TX | TX_75752 | 75752 | Town Fringe | 3144 | 0.918
48289 | 75831 | 48 | BUFFALO | LEON | TX | TX_75831 | 75831 | Rural Fringe | 1527 | 0.90489
48289 | 75833 | 48 | CENTERVILLE | LEON | TX | TX_75833 | 75833 | Rural Fringe | 2092 | 0.91207
48161 | 75838 | 48 | DONIE | FREESTONE | TX | TX_75838 | 75838 | Town Fringe | 855 | 0.93096
48161 | 75840 | 48 | FAIRFIELD | FREESTONE | TX | TX_75840 | 75840 | Town Fringe | 2399 | 0.91677
48289 | 75846 | 48 | JEWETT | LEON | TX | TX_75846 | 75846 | Rural Fringe | 1641 | 0.90943
48001 | 75853 | 48 | MONTALBA | ANDERSON | TX | TX_75853 | 75853 | Rural Fringe | 980 | 0.91351
48161 | 75860 | 48 | TEAGUE | FREESTONE | TX | TX_75860 | 75860 | Town Fringe | 2091 | 0.91703
48439 | 76002 | 48 | ARLINGTON | TARRANT | TX | TX_76002 | 76002 | City Large | 9521 | 0.88986
48251 | 76009 | 48 | ALVARADO | JOHNSON | TX | TX_76009 | 76009 | Town Fringe | 4665 | 0.91158
48367 | 76035 | 48 | CRESSON | PARKER | TX | TX_76035 | 76035 | Town Fringe | 1448 | 0.92434
48439 | 76036 | 48 | CROWLEY | TARRANT | TX | TX_76036 | 76036 | City Large | 8424 | 0.89737
48425 | 76043 | 48 | GLEN ROSE | SOMERVELL | TX | TX_76043 | 76043 | Rural Fringe | 1908 | 0.88188
48251 | 76044 | 48 | GODLEY | JOHNSON | TX | TX_76044 | 76044 | Rural Fringe | 495 | 0.91154
48221 | 76048 | 48 | GRANBURY | HOOD | TX | TX_76048 | 76048 | Town Fringe | 5104 | 0.88776
48221 | 76049 | 48 | GRANBURY | HOOD | TX | TX_76049 | 76049 | Town Fringe | 8636 | 0.89044
48251 | 76050 | 48 | GRANDVIEW | JOHNSON | TX | TX_76050 | 76050 | Rural Fringe | 1395 | 0.90401
48217 | 76055 | 48 | ITASCA | HILL | TX | TX_76055 | 76055 | Rural Fringe | 481 | 0.90792
48251 | 76058 | 48 | JOSHUA | JOHNSON | TX | TX_76058 | 76058 | Rural Fringe | 3012 | 0.89348
48251 | 76059 | 48 | KEENE | JOHNSON | TX | TX_76059 | 76059 | Rural Fringe | 122 | 0.84468
48139 | 76064 | 48 | MAYPEARL | ELLIS | TX | TX_76064 | 76064 | Rural Fringe | 542 | 0.90611
48139 | 76065 | 48 | MIDLOTHIAN | ELLIS | TX | TX_76065 | 76065 | Town Fringe | 9009 | 0.91002
48425 | 76070 | 48 | NEMO | SOMERVELL | TX | TX_76070 | 76070 | Rural Fringe | 0 | 0.89344
48251 | 76084 | 48 | VENUS | JOHNSON | TX | TX_76084 | 76084 | Rural Fringe | 1760 | 0.91231
48251 | 76093 | 48 | RIO VISTA | JOHNSON | TX | TX_76093 | 76093 | Rural Fringe | 380 | 0.90661
48439 | 76123 | 48 | FORT WORTH | TARRANT | TX | TX_76123 | 76123 | City Large | 8055 | 0.89433
48439 | 76126 | 48 | FORT WORTH | TARRANT | TX | TX_76126 | 76126 | City Large | 8333 | 0.89542
48439 | 76140 | 48 | FORT WORTH | TARRANT | TX | TX_76140 | 76140 | Rural Fringe | 8462 | 0.89397
48491 | 76537 | 48 | JARRELL | WILLIAMSON | TX | TX_76537 | 76537 | Rural Fringe | 798 | 0.91836
48193 | 76565 | 48 | POTTSVILLE | HAMILTON | TX | TX_76565 | 76565 | Town Fringe | 0 | 0.92988
48309 | 76624 | 48 | AXTELL | MCLENNAN | TX | TX_76624 | 76624 | Rural Fringe | 1009 | 0.91558
48309 | 76630 | 48 | BRUCEVILLE | MCLENNAN | TX | TX_76630 | 76630 | Rural Fringe | 303 | 0.91339
48217 | 76631 | 48 | BYNUM | HILL | TX | TX_76631 | 76631 | Rural Fringe | 0 | 0.91865
48143 | 76401 | 48 | STEPHENVILLE | ERATH | TX | TX_76401 | 76401 | Town Fringe | 6760 | 0.90606
48049 | 76432 | 48 | BLANKET | BROWN | TX | TX_76432 | 76432 | Rural Fringe | 268 | 0.90797
48143 | 76433 | 48 | BLUFF DALE | ERATH | TX | TX_76433 | 76433 | Rural Fringe | 505 | 0.88675
48133 | 76435 | 48 | CARBON | EASTLAND | TX | TX_76435 | 76435 | Town Fringe | 835 | 0.9173
48093 | 76442 | 48 | COMANCHE | COMANCHE | TX | TX_76442 | 76442 | Town Fringe | 2514 | 0.92106
48093 | 76444 | 48 | DE LEON | COMANCHE | TX | TX_76444 | 76444 | Rural Fringe | 1433 | 0.9117
48133 | 76445 | 48 | DESDEMONA | EASTLAND | TX | TX_76445 | 76445 | Rural Fringe | 141 | 0.8996
48143 | 76446 | 48 | DUBLIN | ERATH | TX | TX_76446 | 76446 | Town Fringe | 2715 | 0.91538
48133 | 76448 | 48 | EASTLAND | EASTLAND | TX | TX_76448 | 76448 | Town Fringe | 1922 | 0.90568
48217 | 76676 | 48 | PENELOPE | HILL | TX | TX_76676 | 76676 | Rural Fringe | 8 | 0.91945
48293 | 76678 | 48 | PRAIRIE HILL | LIMESTONE | TX | TX_76678 | 76678 | Town Fringe | 350 | 0.92902
48363 | 76453 | 48 | GORDON | PALO PINTO | TX | TX_76453 | 76453 | Rural Fringe | 263 | 0.88318
48133 | 76454 | 48 | GORMAN | EASTLAND | TX | TX_76454 | 76454 | Rural Fringe | 383 | 0.90595
48349 | 76679 | 48 | PURDON | NAVARRO | TX | TX_76679 | 76679 | Rural Fringe | 241 | 0.90838
48093 | 76455 | 48 | GUSTINE | COMANCHE | TX | TX_76455 | 76455 | Rural Fringe | 443 | 0.91597
48143 | 76457 | 48 | HICO | ERATH | TX | TX_76457 | 76457 | Rural Fringe | 1101 | 0.90287
48221 | 76462 | 48 | LIPAN | HOOD | TX | TX_76462 | 76462 | Rural Fringe | 1253 | 0.90186
48143 | 76463 | 48 | MINGUS | ERATH | TX | TX_76463 | 76463 | Rural Fringe | 0 | 0.88502
48133 | 76470 | 48 | RANGER | EASTLAND | TX | TX_76470 | 76470 | Rural Fringe | 594 | 0.88202
48093 | 76474 | 48 | SIDNEY | COMANCHE | TX | TX_76474 | 76474 | Rural Fringe | 27 | 0.90695
48221 | 76476 | 48 | TOLAR | HOOD | TX | TX_76476 | 76476 | Rural Fringe | 1075 | 0.89259
48363 | 76484 | 48 | PALO PINTO | PALO PINTO | TX | TX_76484 | 76484 | Rural Fringe | 0 | 0.88017
48027 | 76501 | 48 | TEMPLE | BELL | TX | TX_76501 | 76501 | Rural Fringe | 6077 | 0.9224
48027 | 76502 | 48 | TEMPLE | BELL | TX | TX_76502 | 76502 | Suburb Small | 8516 | 0.87107
48331 | 76519 | 48 | BURLINGTON | MILAM | TX | TX_76519 | 76519 | Rural Fringe | 641 | 0.92516
48145 | 76524 | 48 | EDDY | FALLS | TX | TX_76524 | 76524 | Rural Fringe | 562 | 0.9206
48193 | 76525 | 48 | EVANT | HAMILTON | TX | TX_76525 | 76525 | Rural Fringe | 275 | 0.91587
48491 | 76527 | 48 | FLORENCE | WILLIAMSON | TX | TX_76527 | 76527 | Rural Fringe | 2869 | 0.90777
48027 | 76534 | 48 | HOLLAND | BELL | TX | TX_76534 | 76534 | Rural Fringe | 1089 | 0.92494
48099 | 76538 | 48 | JONESBORO | CORYELL | TX | TX_76538 | 76538 | Rural Fringe | 0 | 0.90799
48281 | 76539 | 48 | KEMPNER | LAMPASAS | TX | TX_76539 | 76539 | Town Fringe | 2856 | 0.9142
48027 | 76542 | 48 | KILLEEN | BELL | TX | TX_76542 | 76542 | City Midsize | 10406 | 0.80261
48027 | 76543 | 48 | KILLEEN | BELL | TX | TX_76543 | 76543 | City Midsize | 7610 | 0.78515
48281 | 76550 | 48 | LAMPASAS | LAMPASAS | TX | TX_76550 | 76550 | Town Fringe | 4799 | 0.92484
48309 | 76557 | 48 | MOODY | MCLENNAN | TX | TX_76557 | 76557 | Rural Fringe | 2507 | 0.9175
48027 | 76559 | 48 | NOLANVILLE | BELL | TX | TX_76559 | 76559 | City Midsize | 245 | 0.79959
48099 | 76561 | 48 | OGLESBY | CORYELL | TX | TX_76561 | 76561 | Rural Fringe | 95 | 0.91605
48099 | 76566 | 48 | PURMELA | CORYELL | TX | TX_76566 | 76566 | Rural Fringe | 0 | 0.91576
48395 | 77856 | 48 | FRANKLIN | ROBERTSON | TX | TX_77856 | 77856 | Rural Fringe | 2142 | 0.90334
48027 | 76571 | 48 | SALADO | BELL | TX | TX_76571 | 76571 | Rural Fringe | 1414 | 0.9053
48027 | 76579 | 48 | TROY | BELL | TX | TX_76579 | 76579 | Rural Fringe | 531 | 0.92402
48099 | 76596 | 48 | GATESVILLE | CORYELL | TX | TX_76596 | 76596 | Town Fringe | 0 | 0.8437
48217 | 76621 | 48 | ABBOTT | HILL | TX | TX_76621 | 76621 | Rural Fringe | 310 | 0.91627
48217 | 76622 | 48 | AQUILLA | HILL | TX | TX_76622 | 76622 | Rural Fringe | 635 | 0.90313
48349 | 76626 | 48 | BLOOMING GROVE | NAVARRO | TX | TX_76626 | 76626 | Rural Fringe | 1006 | 0.90937
48217 | 76627 | 48 | BLUM | HILL | TX | TX_76627 | 76627 | Rural Fringe | 766 | 0.89778
48395 | 76629 | 48 | BREMOND | ROBERTSON | TX | TX_76629 | 76629 | Rural Fringe | 1119 | 0.91518
48145 | 76632 | 48 | CHILTON | FALLS | TX | TX_76632 | 76632 | Rural Fringe | 500 | 0.91066
48309 | 76633 | 48 | CHINA SPRING | MCLENNAN | TX | TX_76633 | 76633 | Rural Fringe | 1492 | 0.9117
48293 | 76635 | 48 | COOLIDGE | LIMESTONE | TX | TX_76635 | 76635 | Rural Fringe | 586 | 0.9165
48217 | 76636 | 48 | COVINGTON | HILL | TX | TX_76636 | 76636 | Rural Fringe | 495 | 0.91227
48035 | 76637 | 48 | CRANFILLS GAP | BOSQUE | TX | TX_76637 | 76637 | Rural Fringe | 289 | 0.90736
48309 | 76638 | 48 | CRAWFORD | MCLENNAN | TX | TX_76638 | 76638 | Rural Fringe | 555 | 0.91898
48349 | 76639 | 48 | DAWSON | NAVARRO | TX | TX_76639 | 76639 | Rural Fringe | 644 | 0.91224
48309 | 76640 | 48 | ELM MOTT | MCLENNAN | TX | TX_76640 | 76640 | Town Fringe | 1544 | 0.91415
48349 | 76641 | 48 | FROST | NAVARRO | TX | TX_76641 | 76641 | Rural Fringe | 739 | 0.91344
48293 | 76642 | 48 | GROESBECK | LIMESTONE | TX | TX_76642 | 76642 | Town Fringe | 2265 | 0.92145
48309 | 76643 | 48 | HEWITT | MCLENNAN | TX | TX_76643 | 76643 | Rural Fringe | 2311 | 0.88257
48217 | 76645 | 48 | HILLSBORO | HILL | TX | TX_76645 | 76645 | Town Fringe | 3356 | 0.91882
48217 | 76648 | 48 | HUBBARD | HILL | TX | TX_76648 | 76648 | Rural Fringe | 874 | 0.91446
48035 | 76649 | 48 | IREDELL | BOSQUE | TX | TX_76649 | 76649 | Rural Fringe | 85 | 0.90394
48139 | 76651 | 48 | ITALY | ELLIS | TX | TX_76651 | 76651 | Rural Fringe | 808 | 0.91008
48293 | 76653 | 48 | KOSSE | LIMESTONE | TX | TX_76653 | 76653 | Town Fringe | 599 | 0.91282
48309 | 76655 | 48 | LORENA | MCLENNAN | TX | TX_76655 | 76655 | Rural Fringe | 3507 | 0.91791
48309 | 76657 | 48 | MC GREGOR | MCLENNAN | TX | TX_76657 | 76657 | Rural Fringe | 2843 | 0.91817
48217 | 76660 | 48 | MALONE | HILL | TX | TX_76660 | 76660 | Rural Fringe | 195 | 0.91767
48145 | 76661 | 48 | MARLIN | FALLS | TX | TX_76661 | 76661 | Town Fringe | 3223 | 0.92186
48293 | 76664 | 48 | MART | LIMESTONE | TX | TX_76664 | 76664 | Rural Fringe | 1451 | 0.92023
48035 | 76665 | 48 | MERIDIAN | BOSQUE | TX | TX_76665 | 76665 | Rural Fringe | 930 | 0.89848
48217 | 76666 | 48 | MERTENS | HILL | TX | TX_76666 | 76666 | Rural Fringe | 0 | 0.9146
48293 | 76667 | 48 | MEXIA | LIMESTONE | TX | TX_76667 | 76667 | Town Fringe | 3967 | 0.92207
48139 | 76670 | 48 | MILFORD | ELLIS | TX | TX_76670 | 76670 | Rural Fringe | 419 | 0.91073
48035 | 76671 | 48 | MORGAN | BOSQUE | TX | TX_76671 | 76671 | Rural Fringe | 280 | 0.88906
48293 | 76673 | 48 | MOUNT CALM | LIMESTONE | TX | TX_76673 | 76673 | Rural Fringe | 766 | 0.91792
48349 | 76681 | 48 | RICHLAND | NAVARRO | TX | TX_76681 | 76681 | Town Fringe | 890 | 0.9165
48145 | 76682 | 48 | RIESEL | FALLS | TX | TX_76682 | 76682 | Rural Fringe | 1170 | 0.91826
48035 | 76689 | 48 | VALLEY MILLS | BOSQUE | TX | TX_76689 | 76689 | Rural Fringe | 1673 | 0.91071
48035 | 76690 | 48 | WALNUT SPRINGS | BOSQUE | TX | TX_76690 | 76690 | Rural Fringe | 0 | 0.90567
48309 | 76691 | 48 | WEST | MCLENNAN | TX | TX_76691 | 76691 | Town Fringe | 2908 | 0.92081
48217 | 76692 | 48 | WHITNEY | HILL | TX | TX_76692 | 76692 | Rural Fringe | 2741 | 0.88518
48161 | 76693 | 48 | WORTHAM | FREESTONE | TX | TX_76693 | 76693 | Rural Fringe | 636 | 0.91405
48309 | 76701 | 48 | WACO | MCLENNAN | TX | TX_76701 | 76701 | City Midsize | 367 | 0.79355
48309 | 76705 | 48 | WACO | MCLENNAN | TX | TX_76705 | 76705 | Suburb Midsize | 7990 | 0.90583
48309 | 76706 | 48 | WACO | MCLENNAN | TX | TX_76706 | 76706 | Rural Fringe | 7537 | 0.90922
48309 | 76707 | 48 | WACO | MCLENNAN | TX | TX_76707 | 76707 | City Midsize | 3569 | 0.74063
48309 | 76708 | 48 | WACO | MCLENNAN | TX | TX_76708 | 76708 | Rural Fringe | 7224 | 0.89126
48309 | 76710 | 48 | WACO | MCLENNAN | TX | TX_76710 | 76710 | City Midsize | 6739 | 0.76753
48309 | 76711 | 48 | WACO | MCLENNAN | TX | TX_76711 | 76711 | City Midsize | 2159 | 0.73939
48309 | 76712 | 48 | WOODWAY | MCLENNAN | TX | TX_76712 | 76712 | Rural Fringe | 7843 | 0.89027
48049 | 76802 | 48 | EARLY | BROWN | TX | TX_76802 | 76802 | Town Fringe | 1220 | 0.91071
48049 | 76857 | 48 | MAY | BROWN | TX | TX_76857 | 76857 | Rural Fringe | 401 | 0.90662
48333 | 76870 | 48 | PRIDDY | MILLS | TX | TX_76870 | 76870 | Rural Fringe | 0 | 0.92043
48049 | 76890 | 48 | ZEPHYR | BROWN | TX | TX_76890 | 76890 | Rural Fringe | 159 | 0.91452
48289 | 77850 | 48 | CONCORD | LEON | TX | TX_77850 | 77850 | Rural Fringe | 1123 | 0.93062
48299 | 78607 | 48 | BLUFFTON | LLANO | TX | TX_78607 | 78607 | Town Fringe | 5 | 0.90935
48053 | 78608 | 48 | BRIGGS | BURNET | TX | TX_78608 | 78608 | Town Fringe | 181 | 0.92046
48299 | 78672 | 48 | TOW | LLANO | TX | TX_78672 | 78672 | Town Fringe | 0 | 0.897
48395 | 77867 | 48 | MUMFORD | ROBERTSON | TX | TX_77867 | 77867 | Rural Fringe | 447 | 0.92645
48319 | 76831 | 48 | CASTELL | MASON | TX | TX_76831 | 76831 | Rural Fringe | 0 | 0.93701
48331 | 76567 | 48 | ROCKDALE | MILAM | TX | TX_76567 | 76567 | Town Fringe | 3541 | 0.91846
48041 | 77807 | 48 | BRYAN | BRAZOS | TX | TX_77807 | 77807 | City Small | 2269 | 0.82159
48185 | 77830 | 48 | ANDERSON | GRIMES | TX | TX_77830 | 77830 | Rural Fringe | 2053 | 0.92722
48185 | 77831 | 48 | BEDIAS | GRIMES | TX | TX_77831 | 77831 | Rural Fringe | 2548 | 0.91875
48051 | 77836 | 48 | CALDWELL | BURLESON | TX | TX_77836 | 77836 | Town Fringe | 4207 | 0.92215
48041 | 77843 | 48 | COLLEGE STATION | BRAZOS | TX | TX_77843 | 77843 | City Small | -999 | 0.75528
48185 | 77861 | 48 | IOLA | GRIMES | TX | TX_77861 | 77861 | Rural Fringe | 1409 | 0.92545
48051 | 77863 | 48 | LYONS | BURLESON | TX | TX_77863 | 77863 | Rural Fringe | 921 | 0.93342
48185 | 77868 | 48 | NAVASOTA | GRIMES | TX | TX_77868 | 77868 | Town Fringe | 4596 | 0.93613
48259 | 78004 | 48 | BERGHEIM | KENDALL | TX | TX_78004 | 78004 | Town Fringe | 0 | 0.92095
48259 | 78006 | 48 | BOERNE | KENDALL | TX | TX_78006 | 78006 | Town Fringe | 10346 | 0.92094
48091 | 78163 | 48 | BULVERDE | COMAL | TX | TX_78163 | 78163 | Rural Fringe | 2808 | 0.89584
48209 | 78619 | 48 | DRIFTWOOD | HAYS | TX | TX_78619 | 78619 | Rural Fringe | 2286 | 0.90985
48055 | 78622 | 48 | FENTRESS | CALDWELL | TX | TX_78622 | 78622 | Rural Fringe | -999 | 0.72336
48053 | 78654 | 48 | MARBLE FALLS | BURNET | TX | TX_78654 | 78654 | Town Fringe | 7042 | 0.9031
48149 | 78938 | 48 | ELLINGER | FAYETTE | TX | TX_78938 | 78938 | Town Fringe | 582 | 0.93608
48287 | 78946 | 48 | LEDBETTER | LEE | TX | TX_78946 | 78946 | Rural Fringe | 894 | 0.92052
48287 | 78947 | 48 | LEXINGTON | LEE | TX | TX_78947 | 78947 | Rural Fringe | 2301 | 0.91584
48287 | 78948 | 48 | LINCOLN | LEE | TX | TX_78948 | 78948 | Rural Fringe | 727 | 0.92468
48015 | 78950 | 48 | NEW ULM | AUSTIN | TX | TX_78950 | 78950 | Town Fringe | 1446 | 0.91884
48473 | 77423 | 48 | BROOKSHIRE | WALLER | TX | TX_77423 | 77423 | Rural Fringe | 3606 | 0.93524
48491 | 76530 | 48 | GRANGER | WILLIAMSON | TX | TX_76530 | 76530 | Rural Fringe | 940 | 0.92085
48331 | 76577 | 48 | THORNDALE | MILAM | TX | TX_76577 | 76577 | Rural Fringe | 1268 | 0.91174
48015 | 77418 | 48 | BELLVILLE | AUSTIN | TX | TX_77418 | 77418 | Town Fringe | 3665 | 0.93095
48201 | 77450 | 48 | KATY | HARRIS | TX | TX_77450 | 77450 | Suburb Large | 20866 | 0.93328
48453 | 78722 | 48 | AUSTIN | TRAVIS | TX | TX_78722 | 78722 | City Large | 1963 | 0.68212
48453 | 78726 | 48 | AUSTIN | TRAVIS | TX | TX_78726 | 78726 | Suburb Large | 2685 | 0.89014
48041 | 77802 | 48 | BRYAN | BRAZOS | TX | TX_77802 | 77802 | City Small | 4332 | 0.79131
48453 | 78730 | 48 | AUSTIN | TRAVIS | TX | TX_78730 | 78730 | Suburb Large | 2760 | 0.88451
48041 | 77803 | 48 | BRYAN | BRAZOS | TX | TX_77803 | 77803 | City Small | 6330 | 0.79158
48287 | 77853 | 48 | DIME BOX | LEE | TX | TX_77853 | 77853 | Rural Fringe | 842 | 0.91709
48331 | 77857 | 48 | GAUSE | MILAM | TX | TX_77857 | 77857 | Rural Fringe | 399 | 0.90181
48339 | 77873 | 48 | RICHARDS | MONTGOMERY | TX | TX_77873 | 77873 | Rural Fringe | 1172 | 0.91004
48051 | 77879 | 48 | SOMERVILLE | BURLESON | TX | TX_77879 | 77879 | Rural Fringe | 2346 | 0.917
48453 | 78732 | 48 | AUSTIN | TRAVIS | TX | TX_78732 | 78732 | Suburb Large | 4450 | 0.88815
48453 | 78733 | 48 | AUSTIN | TRAVIS | TX | TX_78733 | 78733 | Suburb Large | 2600 | 0.87811
48259 | 78013 | 48 | COMFORT | KENDALL | TX | TX_78013 | 78013 | Town Fringe | 2076 | 0.92866
48029 | 78015 | 48 | BOERNE | BEXAR | TX | TX_78015 | 78015 | Town Fringe | 3206 | 0.8973
48091 | 78070 | 48 | SPRING BRANCH | COMAL | TX | TX_78070 | 78070 | Rural Fringe | 4401 | 0.89589
48021 | 78602 | 48 | BASTROP | BASTROP | TX | TX_78602 | 78602 | Rural Fringe | 6621 | 0.90314
48031 | 78606 | 48 | BLANCO | BLANCO | TX | TX_78606 | 78606 | Rural Fringe | 2192 | 0.91927
48209 | 78610 | 48 | BUDA | HAYS | TX | TX_78610 | 78610 | Rural Fringe | 6134 | 0.91523
48021 | 78612 | 48 | CEDAR CREEK | BASTROP | TX | TX_78612 | 78612 | Rural Fringe | 2632 | 0.89515
48055 | 78616 | 48 | DALE | CALDWELL | TX | TX_78616 | 78616 | Town Fringe | 997 | 0.9156
48021 | 78621 | 48 | ELGIN | BASTROP | TX | TX_78621 | 78621 | Town Fringe | 5761 | 0.91822
48491 | 78626 | 48 | GEORGETOWN | WILLIAMSON | TX | TX_78626 | 78626 | Town Fringe | 7454 | 0.92026
48491 | 78633 | 48 | GEORGETOWN | WILLIAMSON | TX | TX_78633 | 78633 | Town Fringe | 7420 | 0.89949
48031 | 78636 | 48 | JOHNSON CITY | BLANCO | TX | TX_78636 | 78636 | Rural Fringe | 1048 | 0.9201
48209 | 78640 | 48 | KYLE | HAYS | TX | TX_78640 | 78640 | Rural Fringe | 9959 | 0.91312
48453 | 78652 | 48 | MANCHACA | TRAVIS | TX | TX_78652 | 78652 | Rural Fringe | 2339 | 0.8827
48453 | 78653 | 48 | MANOR | TRAVIS | TX | TX_78653 | 78653 | Rural Fringe | 5641 | 0.9216
48055 | 78655 | 48 | MARTINDALE | CALDWELL | TX | TX_78655 | 78655 | Town Fringe | 444 | 0.92988
48055 | 78656 | 48 | MAXWELL | CALDWELL | TX | TX_78656 | 78656 | Town Fringe | 203 | 0.92622
48299 | 78657 | 48 | HORSESHOE BAY | LLANO | TX | TX_78657 | 78657 | Town Fringe | 2644 | 0.90116
48021 | 78659 | 48 | PAIGE | BASTROP | TX | TX_78659 | 78659 | Rural Fringe | 1513 | 0.9099
48055 | 78661 | 48 | PRAIRIE LEA | CALDWELL | TX | TX_78661 | 78661 | Rural Fringe | 322 | 0.90063
48021 | 78662 | 48 | RED ROCK | BASTROP | TX | TX_78662 | 78662 | Rural Fringe | 1022 | 0.90246
48031 | 78663 | 48 | ROUND MOUNTAIN | BLANCO | TX | TX_78663 | 78663 | Rural Fringe | 405 | 0.91789
48491 | 78665 | 48 | ROUND ROCK | WILLIAMSON | TX | TX_78665 | 78665 | Suburb Large | 10453 | 0.92217
48453 | 78669 | 48 | SPICEWOOD | TRAVIS | TX | TX_78669 | 78669 | Town Fringe | 3470 | 0.90656
48171 | 78675 | 48 | WILLOW CITY | GILLESPIE | TX | TX_78675 | 78675 | Town Fringe | 0 | 0.92581
48491 | 78681 | 48 | ROUND ROCK | WILLIAMSON | TX | TX_78681 | 78681 | Suburb Large | 13361 | 0.89899
48453 | 78701 | 48 | AUSTIN | TRAVIS | TX | TX_78701 | 78701 | City Large | 554 | 0.83032
48453 | 78702 | 48 | AUSTIN | TRAVIS | TX | TX_78702 | 78702 | City Large | 6269 | 0.70266
48453 | 78704 | 48 | AUSTIN | TRAVIS | TX | TX_78704 | 78704 | City Large | 9566 | 0.76552
48453 | 78705 | 48 | AUSTIN | TRAVIS | TX | TX_78705 | 78705 | City Large | 1819 | 0.76526
48453 | 78712 | 48 | AUSTIN | TRAVIS | TX | TX_78712 | 78712 | City Large | 28 | 0.71429
48453 | 78719 | 48 | AUSTIN | TRAVIS | TX | TX_78719 | 78719 | Rural Fringe | 178 | 0.90152
48453 | 78721 | 48 | AUSTIN | TRAVIS | TX | TX_78721 | 78721 | City Large | 3071 | 0.8043
48453 | 78723 | 48 | AUSTIN | TRAVIS | TX | TX_78723 | 78723 | City Large | 7353 | 0.86591
48491 | 78729 | 48 | AUSTIN | WILLIAMSON | TX | TX_78729 | 78729 | Suburb Large | 5068 | 0.9032
48453 | 78734 | 48 | AUSTIN | TRAVIS | TX | TX_78734 | 78734 | Rural Fringe | 5907 | 0.85837
48453 | 78735 | 48 | AUSTIN | TRAVIS | TX | TX_78735 | 78735 | City Large | 3296 | 0.85743
48453 | 78736 | 48 | AUSTIN | TRAVIS | TX | TX_78736 | 78736 | City Large | 2053 | 0.87461
48453 | 78738 | 48 | AUSTIN | TRAVIS | TX | TX_78738 | 78738 | Rural Fringe | 3697 | 0.8885
48453 | 78746 | 48 | AUSTIN | TRAVIS | TX | TX_78746 | 78746 | Suburb Large | 8048 | 0.86883
48453 | 78751 | 48 | AUSTIN | TRAVIS | TX | TX_78751 | 78751 | City Large | 3502 | 0.60765
48453 | 78756 | 48 | AUSTIN | TRAVIS | TX | TX_78756 | 78756 | City Large | 2343 | 0.71362
48453 | 78758 | 48 | AUSTIN | TRAVIS | TX | TX_78758 | 78758 | City Large | 6877 | 0.89284
48453 | 78759 | 48 | AUSTIN | TRAVIS | TX | TX_78759 | 78759 | City Large | 9700 | 0.86472
48015 | 78931 | 48 | BLEIBLERVILLE | AUSTIN | TX | TX_78931 | 78931 | Town Fringe | 1045 | 0.94111
48149 | 78945 | 48 | LA GRANGE | FAYETTE | TX | TX_78945 | 78945 | Town Fringe | 4743 | 0.92959
48149 | 78949 | 48 | MULDOON | FAYETTE | TX | TX_78949 | 78949 | Rural Fringe | 808 | 0.92241
48149 | 78954 | 48 | ROUND TOP | FAYETTE | TX | TX_78954 | 78954 | Rural Fringe | 1015 | 0.92312
48021 | 78957 | 48 | SMITHVILLE | BASTROP | TX | TX_78957 | 78957 | Town Fringe | 3114 | 0.91895
48149 | 78963 | 48 | WEST POINT | FAYETTE | TX | TX_78963 | 78963 | Town Fringe | 608 | 0.92398
48439 | 76127 | 48 | NAVAL AIR STATION/ JRB | TARRANT | TX | TX_76127 | 76127 | City Large | 339 | 0.87268
48113 | 75202 | 48 | DALLAS | DALLAS | TX | TX_75202 | 75202 | City Large | 0 | 0.89988
48113 | 75226 | 48 | DALLAS | DALLAS | TX | TX_75226 | 75226 | City Large | 106 | 0.90195
48439 | 76103 | 48 | FORT WORTH | TARRANT | TX | TX_76103 | 76103 | City Large | 4024 | 0.83656
48113 | 75215 | 48 | DALLAS | DALLAS | TX | TX_75215 | 75215 | City Large | 4108 | 0.86881
48439 | 76112 | 48 | FORT WORTH | TARRANT | TX | TX_76112 | 76112 | City Large | 9917 | 0.84492
48439 | 76107 | 48 | FORT WORTH | TARRANT | TX | TX_76107 | 76107 | City Large | 9689 | 0.87582
48439 | 76105 | 48 | FORT WORTH | TARRANT | TX | TX_76105 | 76105 | City Large | 6063 | 0.8412
48439 | 76010 | 48 | ARLINGTON | TARRANT | TX | TX_76010 | 76010 | City Large | 9373 | 0.8639
48113 | 75224 | 48 | DALLAS | DALLAS | TX | TX_75224 | 75224 | City Large | 7281 | 0.82972
48439 | 76116 | 48 | FORT WORTH | TARRANT | TX | TX_76116 | 76116 | City Large | 9450 | 0.85906
48367 | 76086 | 48 | WEATHERFORD | PARKER | TX | TX_76086 | 76086 | Town Fringe | 4694 | 0.86252
48113 | 75216 | 48 | DALLAS | DALLAS | TX | TX_75216 | 75216 | City Large | 13180 | 0.82135
48439 | 76109 | 48 | FORT WORTH | TARRANT | TX | TX_76109 | 76109 | City Large | 5546 | 0.86721
48113 | 75180 | 48 | BALCH SPRINGS | DALLAS | TX | TX_75180 | 75180 | Suburb Large | 5118 | 0.83992
48113 | 75236 | 48 | DALLAS | DALLAS | TX | TX_75236 | 75236 | Suburb Large | 2427 | 0.88596
48113 | 75116 | 48 | DUNCANVILLE | DALLAS | TX | TX_75116 | 75116 | Suburb Large | 5571 | 0.8808
48439 | 76018 | 48 | ARLINGTON | TARRANT | TX | TX_76018 | 76018 | City Large | 8107 | 0.87792
48113 | 75217 | 48 | DALLAS | DALLAS | TX | TX_75217 | 75217 | City Large | 18739 | 0.85102
48113 | 75232 | 48 | DALLAS | DALLAS | TX | TX_75232 | 75232 | City Large | 8146 | 0.85798
48439 | 76133 | 48 | FORT WORTH | TARRANT | TX | TX_76133 | 76133 | City Large | 14297 | 0.89154
48113 | 75249 | 48 | DALLAS | DALLAS | TX | TX_75249 | 75249 | Suburb Large | 6156 | 0.88789
48113 | 75052 | 48 | GRAND PRAIRIE | DALLAS | TX | TX_75052 | 75052 | Suburb Large | 19700 | 0.90402
48439 | 76134 | 48 | FORT WORTH | TARRANT | TX | TX_76134 | 76134 | City Large | 7295 | 0.88775
48439 | 76060 | 48 | KENNEDALE | TARRANT | TX | TX_76060 | 76060 | Suburb Large | 2721 | 0.89628
48113 | 75241 | 48 | DALLAS | DALLAS | TX | TX_75241 | 75241 | Suburb Large | 9716 | 0.89637
48113 | 75134 | 48 | LANCASTER | DALLAS | TX | TX_75134 | 75134 | Suburb Large | 5278 | 0.91119
48481 | 77432 | 48 | DANEVANG | WHARTON | TX | TX_77432 | 77432 | Town Fringe | 191 | 0.9575
48481 | 77435 | 48 | EAST BERNARD | WHARTON | TX | TX_77435 | 77435 | Rural Fringe | 2036 | 0.94182
48481 | 77436 | 48 | EGYPT | WHARTON | TX | TX_77436 | 77436 | Town Fringe | 0 | 0.94462
48481 | 77437 | 48 | EL CAMPO | WHARTON | TX | TX_77437 | 77437 | Town Fringe | 5418 | 0.95207
48481 | 77443 | 48 | GLEN FLORA | WHARTON | TX | TX_77443 | 77443 | Town Fringe | -999 | 0.82506
48473 | 77445 | 48 | HEMPSTEAD | WALLER | TX | TX_77445 | 77445 | Town Fringe | 4458 | 0.93194
48481 | 77448 | 48 | HUNGERFORD | WHARTON | TX | TX_77448 | 77448 | Rural Fringe | -999 | 0.93213
48481 | 77454 | 48 | LISSIE | WHARTON | TX | TX_77454 | 77454 | Rural Fringe | -999 | 0.82825
48321 | 77457 | 48 | MATAGORDA | MATAGORDA | TX | TX_77457 | 77457 | Town Fringe | 0 | 0.96302
48321 | 77465 | 48 | PALACIOS | MATAGORDA | TX | TX_77465 | 77465 | Town Fringe | 2708 | 0.95369
48015 | 77474 | 48 | SEALY | AUSTIN | TX | TX_77474 | 77474 | Town Fringe | 5091 | 0.94062
48473 | 77484 | 48 | WALLER | WALLER | TX | TX_77484 | 77484 | Rural Fringe | 4597 | 0.93052
48157 | 77485 | 48 | WALLIS | FORT BEND | TX | TX_77485 | 77485 | Rural Fringe | 1949 | 0.9377
48481 | 77488 | 48 | WHARTON | WHARTON | TX | TX_77488 | 77488 | Town Fringe | 5899 | 0.94818
48477 | 77833 | 48 | BRENHAM | WASHINGTON | TX | TX_77833 | 77833 | Town Fringe | 9645 | 0.93013
48477 | 77835 | 48 | BURTON | WASHINGTON | TX | TX_77835 | 77835 | Rural Fringe | 1565 | 0.9222
48469 | 77905 | 48 | VICTORIA | VICTORIA | TX | TX_77905 | 77905 | City Small | 5522 | 0.84967
48239 | 77957 | 48 | EDNA | JACKSON | TX | TX_77957 | 77957 | Town Fringe | 2976 | 0.94595
48175 | 77963 | 48 | GOLIAD | GOLIAD | TX | TX_77963 | 77963 | Rural Fringe | 2801 | 0.94628
48285 | 77964 | 48 | HALLETTSVILLE | LAVACA | TX | TX_77964 | 77964 | Rural Fringe | 3696 | 0.91966
48469 | 77968 | 48 | INEZ | VICTORIA | TX | TX_77968 | 77968 | City Small | 2522 | 0.85187
48469 | 77973 | 48 | MCFADDIN | VICTORIA | TX | TX_77973 | 77973 | Town Fringe | 0 | 0.95586
48057 | 77982 | 48 | PORT O CONNOR | CALHOUN | TX | TX_77982 | 77982 | Town Fringe | 0 | 0.92206
48057 | 77983 | 48 | SEADRIFT | CALHOUN | TX | TX_77983 | 77983 | Town Fringe | 1269 | 0.95927
48391 | 77990 | 48 | TIVOLI | REFUGIO | TX | TX_77990 | 77990 | Rural Fringe | 1484 | 0.95537
48013 | 78012 | 48 | CHRISTINE | ATASCOSA | TX | TX_78012 | 78012 | Town Fringe | 0 | 0.95953
48311 | 78072 | 48 | TILDEN | MCMULLEN | TX | TX_78072 | 78072 | Rural Fringe | 146 | 0.96387
48025 | 78102 | 48 | BEEVILLE | BEE | TX | TX_78102 | 78102 | Town Fringe | 7245 | 0.95677
48255 | 78111 | 48 | ECLETO | KARNES | TX | TX_78111 | 78111 | Town Fringe | 0 | 0.94646
48493 | 78114 | 48 | FLORESVILLE | WILSON | TX | TX_78114 | 78114 | Rural Fringe | 6575 | 0.94108
48255 | 78117 | 48 | HOBSON | KARNES | TX | TX_78117 | 78117 | Town Fringe | 151 | 0.9566
48187 | 78123 | 48 | MC QUEENEY | GUADALUPE | TX | TX_78123 | 78123 | Town Fringe | 116 | 0.88594
48187 | 78124 | 48 | MARION | GUADALUPE | TX | TX_78124 | 78124 | Rural Fringe | 2873 | 0.92871
48091 | 78132 | 48 | NEW BRAUNFELS | COMAL | TX | TX_78132 | 78132 | Rural Fringe | 8503 | 0.8951
48493 | 78143 | 48 | PANDORA | WILSON | TX | TX_78143 | 78143 | Rural Fringe | 264 | 0.94197
48255 | 78144 | 48 | PANNA MARIA | KARNES | TX | TX_78144 | 78144 | Town Fringe | -999 | 0.94682
48029 | 78150 | 48 | RANDOLPH A F B | BEXAR | TX | TX_78150 | 78150 | Suburb Large | 58 | 0.81034
48029 | 78154 | 48 | SCHERTZ | BEXAR | TX | TX_78154 | 78154 | Suburb Large | 10589 | 0.92955
48187 | 78155 | 48 | SEGUIN | GUADALUPE | TX | TX_78155 | 78155 | Town Fringe | 13558 | 0.92556
48123 | 78164 | 48 | YORKTOWN | DE WITT | TX | TX_78164 | 78164 | Rural Fringe | 2042 | 0.93808
48029 | 78206 | 48 | SAN ANTONIO | BEXAR | TX | TX_78206 | 78206 | City Large | 8 | 1
48029 | 78222 | 48 | SAN ANTONIO | BEXAR | TX | TX_78222 | 78222 | Rural Fringe | 5846 | 0.89867
48029 | 78260 | 48 | SAN ANTONIO | BEXAR | TX | TX_78260 | 78260 | Town Fringe | 7091 | 0.88459
48029 | 78261 | 48 | SAN ANTONIO | BEXAR | TX | TX_78261 | 78261 | Rural Fringe | 3060 | 0.886
48355 | 78343 | 48 | BISHOP | NUECES | TX | TX_78343 | 78343 | Town Fringe | 2004 | 0.97225
48355 | 78351 | 48 | DRISCOLL | NUECES | TX | TX_78351 | 78351 | Rural Fringe | 0 | 0.90827
48409 | 78362 | 48 | INGLESIDE | SAN PATRICIO | TX | TX_78362 | 78362 | Town Fringe | 2161 | 0.94501
48409 | 78368 | 48 | MATHIS | SAN PATRICIO | TX | TX_78368 | 78368 | Town Fringe | 3739 | 0.96045
48355 | 78373 | 48 | PORT ARANSAS | NUECES | TX | TX_78373 | 78373 | Town Fringe | 4090 | 0.96559
48409 | 78374 | 48 | PORTLAND | SAN PATRICIO | TX | TX_78374 | 78374 | Suburb Large | 3989 | 0.96748
48391 | 78377 | 48 | REFUGIO | REFUGIO | TX | TX_78377 | 78377 | Town Fringe | 1772 | 0.95926
48355 | 78380 | 48 | ROBSTOWN | NUECES | TX | TX_78380 | 78380 | Rural Fringe | 7771 | 0.95755
48007 | 78382 | 48 | ROCKPORT | ARANSAS | TX | TX_78382 | 78382 | Town Fringe | 9208 | 0.9551
48297 | 78383 | 48 | SANDIA | LIVE OAK | TX | TX_78383 | 78383 | Town Fringe | 1148 | 0.96252
48409 | 78390 | 48 | TAFT | SAN PATRICIO | TX | TX_78390 | 78390 | Town Fringe | 4131 | 0.96724
48391 | 78393 | 48 | WOODSBORO | REFUGIO | TX | TX_78393 | 78393 | Rural Fringe | 151 | 0.95343
48355 | 78402 | 48 | CORPUS CHRISTI | NUECES | TX | TX_78402 | 78402 | City Large | 0 | 0.94246
48355 | 78407 | 48 | CORPUS CHRISTI | NUECES | TX | TX_78407 | 78407 | City Large | 2744 | 0.61589
48355 | 78409 | 48 | CORPUS CHRISTI | NUECES | TX | TX_78409 | 78409 | City Large | 596 | 0.93924
48355 | 78415 | 48 | CORPUS CHRISTI | NUECES | TX | TX_78415 | 78415 | Rural Fringe | 12887 | 0.9565
48355 | 78418 | 48 | CORPUS CHRISTI | NUECES | TX | TX_78418 | 78418 | City Large | 6400 | 0.9196
48177 | 78629 | 48 | GONZALES | GONZALES | TX | TX_78629 | 78629 | Town Fringe | 3935 | 0.94102
48031 | 78635 | 48 | HYE | BLANCO | TX | TX_78635 | 78635 | Rural Fringe | 0 | 0.92163
48187 | 78638 | 48 | KINGSBURY | GUADALUPE | TX | TX_78638 | 78638 | Town Fringe | 919 | 0.92542
48055 | 78644 | 48 | LOCKHART | CALDWELL | TX | TX_78644 | 78644 | Town Fringe | 4833 | 0.92316
48055 | 78648 | 48 | LULING | CALDWELL | TX | TX_78648 | 78648 | Town Fringe | 2730 | 0.91534
48021 | 78650 | 48 | MC DADE | BASTROP | TX | TX_78650 | 78650 | Rural Fringe | 1028 | 0.91601
48177 | 78677 | 48 | WRIGHTSBORO | GONZALES | TX | TX_78677 | 78677 | Rural Fringe | 7 | 0.93822
48453 | 78725 | 48 | AUSTIN | TRAVIS | TX | TX_78725 | 78725 | Rural Fringe | 2216 | 0.92397
48453 | 78742 | 48 | AUSTIN | TRAVIS | TX | TX_78742 | 78742 | Rural Fringe | 338 | 0.81953
48477 | 78932 | 48 | CARMINE | WASHINGTON | TX | TX_78932 | 78932 | Rural Fringe | 836 | 0.92023
48089 | 78933 | 48 | CAT SPRING | COLORADO | TX | TX_78933 | 78933 | Town Fringe | 1734 | 0.93573
48089 | 78962 | 48 | WEIMAR | COLORADO | TX | TX_78962 | 78962 | Rural Fringe | 2721 | 0.92011
48477 | 77426 | 48 | CHAPPELL HILL | WASHINGTON | TX | TX_77426 | 77426 | Town Fringe | 1904 | 0.93804
48157 | 77441 | 48 | FULSHEAR | FORT BEND | TX | TX_77441 | 77441 | Suburb Large | 1489 | 0.94212
48321 | 77456 | 48 | MARKHAM | MATAGORDA | TX | TX_77456 | 77456 | Rural Fringe | 711 | 0.9467
48321 | 77458 | 48 | MIDFIELD | MATAGORDA | TX | TX_77458 | 77458 | Rural Fringe | -999 | 0.80701
48089 | 77475 | 48 | SHERIDAN | COLORADO | TX | TX_77475 | 77475 | Rural Fringe | 0 | 0.90976
48321 | 77483 | 48 | WADSWORTH | MATAGORDA | TX | TX_77483 | 77483 | Town Fringe | 536 | 0.9316
48477 | 77880 | 48 | WASHINGTON | WASHINGTON | TX | TX_77880 | 77880 | Town Fringe | 1469 | 0.93299
48057 | 77978 | 48 | POINT COMFORT | CALHOUN | TX | TX_77978 | 77978 | Town Fringe | 0 | 0.91767
48057 | 77979 | 48 | PORT LAVACA | CALHOUN | TX | TX_77979 | 77979 | Town Fringe | 7692 | 0.95558
48493 | 78161 | 48 | SUTHERLAND SPRINGS | WILSON | TX | TX_78161 | 78161 | Rural Fringe | 582 | 0.93441
48029 | 78263 | 48 | SAN ANTONIO | BEXAR | TX | TX_78263 | 78263 | Rural Fringe | 1068 | 0.91336
48355 | 78339 | 48 | BANQUETE | NUECES | TX | TX_78339 | 78339 | Rural Fringe | 0 | 0.86442
48007 | 78358 | 48 | FULTON | ARANSAS | TX | TX_78358 | 78358 | Town Fringe | -999 | 0.97505
48025 | 78391 | 48 | TYNAN | BEE | TX | TX_78391 | 78391 | Rural Fringe | 0 | 0.95798
48177 | 78614 | 48 | COST | GONZALES | TX | TX_78614 | 78614 | Town Fringe | 489 | 0.94875
48091 | 78623 | 48 | FISCHER | COMAL | TX | TX_78623 | 78623 | Rural Fringe | 265 | 0.8879
48089 | 77412 | 48 | ALTAIR | COLORADO | TX | TX_77412 | 77412 | Rural Fringe | 539 | 0.93871
48157 | 77417 | 48 | BEASLEY | FORT BEND | TX | TX_77417 | 77417 | Rural Fringe | 612 | 0.94552
48089 | 77434 | 48 | EAGLE LAKE | COLORADO | TX | TX_77434 | 77434 | Rural Fringe | 909 | 0.93754
48089 | 77442 | 48 | GARWOOD | COLORADO | TX | TX_77442 | 77442 | Rural Fringe | 729 | 0.93724
48481 | 77455 | 48 | LOUISE | WHARTON | TX | TX_77455 | 77455 | Rural Fringe | 687 | 0.93881
48089 | 77470 | 48 | ROCK ISLAND | COLORADO | TX | TX_77470 | 77470 | Town Fringe | 0 | 0.90191
48469 | 77901 | 48 | VICTORIA | VICTORIA | TX | TX_77901 | 77901 | City Small | 10093 | 0.80988
48469 | 77904 | 48 | VICTORIA | VICTORIA | TX | TX_77904 | 77904 | City Small | 6508 | 0.84023
48391 | 77950 | 48 | AUSTWELL | REFUGIO | TX | TX_77950 | 77950 | Rural Fringe | 0 | 0.86355
48123 | 77954 | 48 | CUERO | DE WITT | TX | TX_77954 | 77954 | Town Fringe | 3598 | 0.93727
48239 | 77962 | 48 | GANADO | JACKSON | TX | TX_77962 | 77962 | Rural Fringe | 1223 | 0.94172
48239 | 77969 | 48 | LA SALLE | JACKSON | TX | TX_77969 | 77969 | Rural Fringe | 279 | 0.9511
48239 | 77970 | 48 | LA WARD | JACKSON | TX | TX_77970 | 77970 | Rural Fringe | 173 | 0.95118
48239 | 77971 | 48 | LOLITA | JACKSON | TX | TX_77971 | 77971 | Rural Fringe | 663 | 0.94307
48123 | 77974 | 48 | MEYERSVILLE | DE WITT | TX | TX_77974 | 77974 | City Small | 775 | 0.84193
48285 | 77975 | 48 | MOULTON | LAVACA | TX | TX_77975 | 77975 | Rural Fringe | 1416 | 0.93685
48285 | 77984 | 48 | SHINER | LAVACA | TX | TX_77984 | 77984 | Rural Fringe | 2860 | 0.93804
48123 | 77994 | 48 | WESTHOFF | DE WITT | TX | TX_77994 | 77994 | Rural Fringe | 635 | 0.93943
48285 | 77995 | 48 | YOAKUM | LAVACA | TX | TX_77995 | 77995 | Town Fringe | 4612 | 0.93706
48311 | 78007 | 48 | CALLIHAM | MCMULLEN | TX | TX_78007 | 78007 | Rural Fringe | 0 | 0.95162
48013 | 78008 | 48 | CAMPBELLTON | ATASCOSA | TX | TX_78008 | 78008 | Town Fringe | 491 | 0.9611
48297 | 78022 | 48 | GEORGE WEST | LIVE OAK | TX | TX_78022 | 78022 | Town Fringe | 1843 | 0.96832
48013 | 78026 | 48 | JOURDANTON | ATASCOSA | TX | TX_78026 | 78026 | Town Fringe | 1214 | 0.96046
48259 | 78027 | 48 | KENDALIA | KENDALL | TX | TX_78027 | 78027 | Rural Fringe | 40 | 0.91972
48013 | 78064 | 48 | PLEASANTON | ATASCOSA | TX | TX_78064 | 78064 | Town Fringe | 3462 | 0.95769
48013 | 78065 | 48 | POTEET | ATASCOSA | TX | TX_78065 | 78065 | Rural Fringe | 3772 | 0.93903
48297 | 78071 | 48 | THREE RIVERS | LIVE OAK | TX | TX_78071 | 78071 | Rural Fringe | 1008 | 0.95507
48297 | 78075 | 48 | WHITSETT | LIVE OAK | TX | TX_78075 | 78075 | Rural Fringe | 160 | 0.9576
48029 | 78101 | 48 | ADKINS | BEXAR | TX | TX_78101 | 78101 | Rural Fringe | 2366 | 0.92072
48175 | 78107 | 48 | BERCLAIR | GOLIAD | TX | TX_78107 | 78107 | Rural Fringe | 0 | 0.93742
48187 | 78108 | 48 | CIBOLO | GUADALUPE | TX | TX_78108 | 78108 | Suburb Large | 7403 | 0.93378
48029 | 78109 | 48 | CONVERSE | BEXAR | TX | TX_78109 | 78109 | Rural Fringe | 11101 | 0.90999
48015 | 78944 | 48 | INDUSTRY | AUSTIN | TX | TX_78944 | 78944 | Town Fringe | 873 | 0.9266
48029 | 78112 | 48 | ELMENDORF | BEXAR | TX | TX_78112 | 78112 | Rural Fringe | 1367 | 0.92017
48013 | 78113 | 48 | FALLS CITY | ATASCOSA | TX | TX_78113 | 78113 | Rural Fringe | 1977 | 0.95079
48255 | 78116 | 48 | GILLETT | KARNES | TX | TX_78116 | 78116 | Town Fringe | 385 | 0.95292
48255 | 78118 | 48 | KARNES CITY | KARNES | TX | TX_78118 | 78118 | Town Fringe | 1750 | 0.96428
48255 | 78119 | 48 | KENEDY | KARNES | TX | TX_78119 | 78119 | Rural Fringe | 2669 | 0.95339
48493 | 78121 | 48 | LA VERNIA | WILSON | TX | TX_78121 | 78121 | Rural Fringe | 2936 | 0.92474
48177 | 78122 | 48 | LEESVILLE | GONZALES | TX | TX_78122 | 78122 | Rural Fringe | 252 | 0.93364
48187 | 78130 | 48 | NEW BRAUNFELS | GUADALUPE | TX | TX_78130 | 78130 | Rural Fringe | 18229 | 0.91336
48091 | 78133 | 48 | CANYON LAKE | COMAL | TX | TX_78133 | 78133 | Rural Fringe | 5598 | 0.87067
48177 | 78140 | 48 | NIXON | GONZALES | TX | TX_78140 | 78140 | Rural Fringe | 798 | 0.94019
48123 | 78141 | 48 | NORDHEIM | DE WITT | TX | TX_78141 | 78141 | Rural Fringe | 942 | 0.94406
48025 | 78146 | 48 | PETTUS | BEE | TX | TX_78146 | 78146 | Rural Fringe | 0 | 0.94918
48029 | 78148 | 48 | UNIVERSAL CITY | BEXAR | TX | TX_78148 | 78148 | Suburb Large | 6291 | 0.94707
48255 | 78151 | 48 | RUNGE | KARNES | TX | TX_78151 | 78151 | Rural Fringe | 1018 | 0.94971
48029 | 78152 | 48 | SAINT HEDWIG | BEXAR | TX | TX_78152 | 78152 | Rural Fringe | 1015 | 0.9329
48177 | 78159 | 48 | SMILEY | GONZALES | TX | TX_78159 | 78159 | Rural Fringe | 473 | 0.93826
48493 | 78160 | 48 | STOCKDALE | WILSON | TX | TX_78160 | 78160 | Rural Fringe | 1641 | 0.93682
48029 | 78201 | 48 | SAN ANTONIO | BEXAR | TX | TX_78201 | 78201 | City Large | 14164 | 0.89862
48029 | 78202 | 48 | SAN ANTONIO | BEXAR | TX | TX_78202 | 78202 | City Large | 4218 | 0.88336
48029 | 78203 | 48 | SAN ANTONIO | BEXAR | TX | TX_78203 | 78203 | City Large | 2205 | 0.88209
48029 | 78204 | 48 | SAN ANTONIO | BEXAR | TX | TX_78204 | 78204 | City Large | 3956 | 0.84403
48029 | 78205 | 48 | SAN ANTONIO | BEXAR | TX | TX_78205 | 78205 | City Large | 163 | 0.8773
48029 | 78207 | 48 | SAN ANTONIO | BEXAR | TX | TX_78207 | 78207 | City Large | 13760 | 0.87813
48029 | 78208 | 48 | SAN ANTONIO | BEXAR | TX | TX_78208 | 78208 | City Large | 1338 | 0.87369
48029 | 78209 | 48 | SAN ANTONIO | BEXAR | TX | TX_78209 | 78209 | City Large | 12717 | 0.89219
48029 | 78210 | 48 | SAN ANTONIO | BEXAR | TX | TX_78210 | 78210 | City Large | 12961 | 0.88265
48029 | 78211 | 48 | SAN ANTONIO | BEXAR | TX | TX_78211 | 78211 | City Large | 10052 | 0.89236
48029 | 78212 | 48 | SAN ANTONIO | BEXAR | TX | TX_78212 | 78212 | City Large | 9553 | 0.88831
48029 | 78213 | 48 | SAN ANTONIO | BEXAR | TX | TX_78213 | 78213 | City Large | 11222 | 0.93504
48029 | 78214 | 48 | SAN ANTONIO | BEXAR | TX | TX_78214 | 78214 | City Large | 8031 | 0.87772
48029 | 78215 | 48 | SAN ANTONIO | BEXAR | TX | TX_78215 | 78215 | City Large | 424 | 0.86085
48029 | 78216 | 48 | SAN ANTONIO | BEXAR | TX | TX_78216 | 78216 | City Large | 9207 | 0.94526
48029 | 78217 | 48 | SAN ANTONIO | BEXAR | TX | TX_78217 | 78217 | City Large | 8527 | 0.95227
48029 | 78218 | 48 | SAN ANTONIO | BEXAR | TX | TX_78218 | 78218 | City Large | 9490 | 0.94974
48029 | 78219 | 48 | SAN ANTONIO | BEXAR | TX | TX_78219 | 78219 | City Large | 5112 | 0.92919
48029 | 78220 | 48 | SAN ANTONIO | BEXAR | TX | TX_78220 | 78220 | City Large | 4498 | 0.88189
48029 | 78221 | 48 | SAN ANTONIO | BEXAR | TX | TX_78221 | 78221 | Rural Fringe | 10196 | 0.90564
48029 | 78223 | 48 | SAN ANTONIO | BEXAR | TX | TX_78223 | 78223 | Rural Fringe | 12472 | 0.90191
48029 | 78224 | 48 | SAN ANTONIO | BEXAR | TX | TX_78224 | 78224 | Rural Fringe | 3838 | 0.91533
48029 | 78225 | 48 | SAN ANTONIO | BEXAR | TX | TX_78225 | 78225 | City Large | 4698 | 0.87782
48029 | 78226 | 48 | SAN ANTONIO | BEXAR | TX | TX_78226 | 78226 | City Large | 1969 | 0.91315
48029 | 78228 | 48 | SAN ANTONIO | BEXAR | TX | TX_78228 | 78228 | City Large | 18146 | 0.9369
48029 | 78229 | 48 | SAN ANTONIO | BEXAR | TX | TX_78229 | 78229 | City Large | 3395 | 0.94551
48029 | 78230 | 48 | SAN ANTONIO | BEXAR | TX | TX_78230 | 78230 | City Large | 10643 | 0.90435
48029 | 78231 | 48 | SAN ANTONIO | BEXAR | TX | TX_78231 | 78231 | City Large | 2960 | 0.9125
48029 | 78232 | 48 | SAN ANTONIO | BEXAR | TX | TX_78232 | 78232 | City Large | 11325 | 0.91488
48029 | 78233 | 48 | SAN ANTONIO | BEXAR | TX | TX_78233 | 78233 | City Large | 15166 | 0.95266
48029 | 78234 | 48 | SAN ANTONIO | BEXAR | TX | TX_78234 | 78234 | City Large | 1002 | 0.96607
48029 | 78235 | 48 | SAN ANTONIO | BEXAR | TX | TX_78235 | 78235 | City Large | 354 | 0.9661
48029 | 78237 | 48 | SAN ANTONIO | BEXAR | TX | TX_78237 | 78237 | City Large | 11129 | 0.90359
48029 | 78239 | 48 | SAN ANTONIO | BEXAR | TX | TX_78239 | 78239 | City Large | 9648 | 0.95377
48029 | 78244 | 48 | SAN ANTONIO | BEXAR | TX | TX_78244 | 78244 | Suburb Large | 8055 | 0.91206
48029 | 78247 | 48 | SAN ANTONIO | BEXAR | TX | TX_78247 | 78247 | City Large | 17369 | 0.96367
48029 | 78248 | 48 | SAN ANTONIO | BEXAR | TX | TX_78248 | 78248 | City Large | 4700 | 0.96234
48029 | 78257 | 48 | SAN ANTONIO | BEXAR | TX | TX_78257 | 78257 | City Large | 2047 | 0.87592
48029 | 78258 | 48 | SAN ANTONIO | BEXAR | TX | TX_78258 | 78258 | City Large | 11747 | 0.87478
48029 | 78259 | 48 | SAN ANTONIO | BEXAR | TX | TX_78259 | 78259 | City Large | 5757 | 0.8797
48029 | 78264 | 48 | SAN ANTONIO | BEXAR | TX | TX_78264 | 78264 | Rural Fringe | 2377 | 0.92687
48091 | 78266 | 48 | SAN ANTONIO | COMAL | TX | TX_78266 | 78266 | Rural Fringe | 3582 | 0.89186
48249 | 78332 | 48 | ALICE | JIM WELLS | TX | TX_78332 | 78332 | Town Fringe | 11147 | 0.96297
48409 | 78336 | 48 | ARANSAS PASS | SAN PATRICIO | TX | TX_78336 | 78336 | Town Fringe | 3856 | 0.94039
48391 | 78340 | 48 | BAYSIDE | REFUGIO | TX | TX_78340 | 78340 | Rural Fringe | 0 | 0.9092
48131 | 78357 | 48 | FREER | DUVAL | TX | TX_78357 | 78357 | Rural Fringe | 740 | 0.9627
48409 | 78370 | 48 | ODEM | SAN PATRICIO | TX | TX_78370 | 78370 | Town Fringe | 1046 | 0.96934
48249 | 78372 | 48 | ORANGE GROVE | JIM WELLS | TX | TX_78372 | 78372 | Rural Fringe | 894 | 0.9555
48131 | 78384 | 48 | SAN DIEGO | DUVAL | TX | TX_78384 | 78384 | Town Fringe | 2573 | 0.97017
48409 | 78387 | 48 | SINTON | SAN PATRICIO | TX | TX_78387 | 78387 | Town Fringe | 3413 | 0.96425
48025 | 78389 | 48 | SKIDMORE | BEE | TX | TX_78389 | 78389 | Rural Fringe | 952 | 0.95348
48355 | 78401 | 48 | CORPUS CHRISTI | NUECES | TX | TX_78401 | 78401 | City Large | 1209 | 0.8445
48355 | 78404 | 48 | CORPUS CHRISTI | NUECES | TX | TX_78404 | 78404 | City Large | 6105 | 0.95332
48355 | 78405 | 48 | CORPUS CHRISTI | NUECES | TX | TX_78405 | 78405 | City Large | 5087 | 0.92788
48355 | 78406 | 48 | CORPUS CHRISTI | NUECES | TX | TX_78406 | 78406 | City Large | 93 | 0.9413
48355 | 78408 | 48 | CORPUS CHRISTI | NUECES | TX | TX_78408 | 78408 | City Large | 3982 | 0.89503
48355 | 78410 | 48 | CORPUS CHRISTI | NUECES | TX | TX_78410 | 78410 | City Large | 6564 | 0.92239
48355 | 78411 | 48 | CORPUS CHRISTI | NUECES | TX | TX_78411 | 78411 | City Large | 9390 | 0.9401
48355 | 78412 | 48 | CORPUS CHRISTI | NUECES | TX | TX_78412 | 78412 | City Large | 9897 | 0.91176
48355 | 78413 | 48 | CORPUS CHRISTI | NUECES | TX | TX_78413 | 78413 | Rural Fringe | 10113 | 0.96005
48355 | 78416 | 48 | CORPUS CHRISTI | NUECES | TX | TX_78416 | 78416 | City Large | 5001 | 0.92187
48453 | 78617 | 48 | DEL VALLE | TRAVIS | TX | TX_78617 | 78617 | Rural Fringe | 4004 | 0.91665
48029 | 78236 | 48 | LACKLAND A F B | BEXAR | TX | TX_78236 | 78236 | Rural Fringe | 787 | 0.79797
48029 | 78242 | 48 | SAN ANTONIO | BEXAR | TX | TX_78242 | 78242 | Rural Fringe | 8581 | 0.95152
48029 | 78002 | 48 | ATASCOSA | BEXAR | TX | TX_78002 | 78002 | Rural Fringe | 1783 | 0.94328
48013 | 78011 | 48 | CHARLOTTE | ATASCOSA | TX | TX_78011 | 78011 | Rural Fringe | 502 | 0.95162
48013 | 78069 | 48 | SOMERSET | ATASCOSA | TX | TX_78069 | 78069 | Rural Fringe | 798 | 0.92167
48029 | 78073 | 48 | VON ORMY | BEXAR | TX | TX_78073 | 78073 | Rural Fringe | 2217 | 0.93866
48029 | 78227 | 48 | SAN ANTONIO | BEXAR | TX | TX_78227 | 78227 | City Large | 13540 | 0.9452
48029 | 78238 | 48 | SAN ANTONIO | BEXAR | TX | TX_78238 | 78238 | City Large | 6641 | 0.93435
48029 | 78240 | 48 | SAN ANTONIO | BEXAR | TX | TX_78240 | 78240 | City Large | 11958 | 0.94272
48029 | 78249 | 48 | SAN ANTONIO | BEXAR | TX | TX_78249 | 78249 | City Large | 14362 | 0.96442
48029 | 78250 | 48 | SAN ANTONIO | BEXAR | TX | TX_78250 | 78250 | City Large | 18289 | 0.95128
48029 | 78251 | 48 | SAN ANTONIO | BEXAR | TX | TX_78251 | 78251 | City Large | 14039 | 0.86961
48029 | 78252 | 48 | SAN ANTONIO | BEXAR | TX | TX_78252 | 78252 | Rural Fringe | 2184 | 0.92655
48029 | 78255 | 48 | SAN ANTONIO | BEXAR | TX | TX_78255 | 78255 | City Large | 3350 | 0.86484
48029 | 78256 | 48 | SAN ANTONIO | BEXAR | TX | TX_78256 | 78256 | City Large | 1845 | 0.97182
48209 | 78620 | 48 | DRIPPING SPRINGS | HAYS | TX | TX_78620 | 78620 | Rural Fringe | 4119 | 0.90785
48177 | 78632 | 48 | HARWOOD | GONZALES | TX | TX_78632 | 78632 | Town Fringe | 415 | 0.9247
48209 | 78666 | 48 | SAN MARCOS | HAYS | TX | TX_78666 | 78666 | Town Fringe | 12079 | 0.91222
48209 | 78676 | 48 | WIMBERLEY | HAYS | TX | TX_78676 | 78676 | Rural Fringe | 4918 | 0.89751
48453 | 78703 | 48 | AUSTIN | TRAVIS | TX | TX_78703 | 78703 | City Large | 5484 | 0.77462
48453 | 78724 | 48 | AUSTIN | TRAVIS | TX | TX_78724 | 78724 | Rural Fringe | 3540 | 0.89187
48453 | 78731 | 48 | AUSTIN | TRAVIS | TX | TX_78731 | 78731 | City Large | 6297 | 0.84571
48209 | 78737 | 48 | AUSTIN | HAYS | TX | TX_78737 | 78737 | Rural Fringe | 5537 | 0.88289
48453 | 78739 | 48 | AUSTIN | TRAVIS | TX | TX_78739 | 78739 | City Large | 4433 | 0.86171
48453 | 78741 | 48 | AUSTIN | TRAVIS | TX | TX_78741 | 78741 | Rural Fringe | 4797 | 0.85262
48453 | 78744 | 48 | AUSTIN | TRAVIS | TX | TX_78744 | 78744 | Rural Fringe | 7953 | 0.88876
48453 | 78745 | 48 | AUSTIN | TRAVIS | TX | TX_78745 | 78745 | City Large | 13990 | 0.85383
48453 | 78747 | 48 | AUSTIN | TRAVIS | TX | TX_78747 | 78747 | Rural Fringe | 3496 | 0.9201
48453 | 78748 | 48 | AUSTIN | TRAVIS | TX | TX_78748 | 78748 | City Large | 10704 | 0.87052
48453 | 78749 | 48 | AUSTIN | TRAVIS | TX | TX_78749 | 78749 | City Large | 9768 | 0.87003
48453 | 78752 | 48 | AUSTIN | TRAVIS | TX | TX_78752 | 78752 | City Large | 2637 | 0.83466
48453 | 78757 | 48 | AUSTIN | TRAVIS | TX | TX_78757 | 78757 | City Large | 6776 | 0.8661
48089 | 78934 | 48 | COLUMBUS | COLORADO | TX | TX_78934 | 78934 | Town Fringe | 3110 | 0.9266
48089 | 78935 | 48 | ALLEYTON | COLORADO | TX | TX_78935 | 78935 | Town Fringe | 695 | 0.92388
48149 | 78940 | 48 | FAYETTEVILLE | FAYETTE | TX | TX_78940 | 78940 | Rural Fringe | 1804 | 0.92014
48149 | 78941 | 48 | FLATONIA | FAYETTE | TX | TX_78941 | 78941 | Rural Fringe | 1366 | 0.92392
48287 | 78942 | 48 | GIDDINGS | LEE | TX | TX_78942 | 78942 | Rural Fringe | 2760 | 0.9217
48089 | 78943 | 48 | GLIDDEN | COLORADO | TX | TX_78943 | 78943 | Town Fringe | 115 | 0.90847
48021 | 78953 | 48 | ROSANKY | BASTROP | TX | TX_78953 | 78953 | Town Fringe | 660 | 0.91541
48149 | 78956 | 48 | SCHULENBURG | FAYETTE | TX | TX_78956 | 78956 | Town Fringe | 2622 | 0.93911
48177 | 78959 | 48 | WAELDER | GONZALES | TX | TX_78959 | 78959 | Rural Fringe | 1106 | 0.92689
48283 | 78014 | 48 | COTULLA | LA SALLE | TX | TX_78014 | 78014 | Town Fringe | 764 | 0.96847
48479 | 78045 | 48 | LAREDO | WEBB | TX | TX_78045 | 78045 | City Midsize | 12956 | 0.86588
48163 | 78057 | 48 | MOORE | FRIO | TX | TX_78057 | 78057 | Town Fringe | 19 | 0.95357
48259 | 78074 | 48 | WARING | KENDALL | TX | TX_78074 | 78074 | Town Fringe | -999 | 0.85474
48029 | 78245 | 48 | SAN ANTONIO | BEXAR | TX | TX_78245 | 78245 | City Large | 15237 | 0.8943
48029 | 78253 | 48 | SAN ANTONIO | BEXAR | TX | TX_78253 | 78253 | Rural Fringe | 9573 | 0.89554
48171 | 78624 | 48 | FREDERICKSBURG | GILLESPIE | TX | TX_78624 | 78624 | Town Fringe | 8365 | 0.93004
48463 | 78802 | 48 | UVALDE | UVALDE | TX | TX_78802 | 78802 | Town Fringe | 0 | 0.95195
48137 | 78828 | 48 | BARKSDALE | EDWARDS | TX | TX_78828 | 78828 | Rural Fringe | 0 | 0.92047
48507 | 78829 | 48 | BATESVILLE | ZAVALA | TX | TX_78829 | 78829 | Town Fringe | 0 | 0.95742
48385 | 78833 | 48 | CAMP WOOD | REAL | TX | TX_78833 | 78833 | Rural Fringe | 0 | 0.91013
48127 | 78834 | 48 | CARRIZO SPRINGS | DIMMIT | TX | TX_78834 | 78834 | Town Fringe | 2414 | 0.96395
48323 | 78852 | 48 | EAGLE PASS | MAVERICK | TX | TX_78852 | 78852 | Town Fringe | 12529 | 0.96339
48323 | 78860 | 48 | EL INDIO | MAVERICK | TX | TX_78860 | 78860 | Town Fringe | 1106 | 0.9668
48271 | 78877 | 48 | QUEMADO | KINNEY | TX | TX_78877 | 78877 | Rural Fringe | 654 | 0.95118
48137 | 78880 | 48 | ROCKSPRINGS | EDWARDS | TX | TX_78880 | 78880 | Rural Fringe | 1079 | 0.93904
48325 | 78039 | 48 | LA COSTE | MEDINA | TX | TX_78039 | 78039 | Rural Fringe | 195 | 0.92824
48325 | 78059 | 48 | NATALIA | MEDINA | TX | TX_78059 | 78059 | Town Fringe | 454 | 0.94182
48163 | 78061 | 48 | PEARSALL | FRIO | TX | TX_78061 | 78061 | Town Fringe | 2352 | 0.95605
48283 | 78001 | 48 | ARTESIA WELLS | LA SALLE | TX | TX_78001 | 78001 | Town Fringe | 0 | 0.96943
48019 | 78003 | 48 | BANDERA | BANDERA | TX | TX_78003 | 78003 | Rural Fringe | 2984 | 0.9124
48163 | 78005 | 48 | BIGFOOT | FRIO | TX | TX_78005 | 78005 | Town Fringe | 581 | 0.95867
48463 | 78801 | 48 | UVALDE | UVALDE | TX | TX_78801 | 78801 | Town Fringe | 6365 | 0.94666
48127 | 78827 | 48 | ASHERTON | DIMMIT | TX | TX_78827 | 78827 | Town Fringe | 0 | 0.96109
48325 | 78009 | 48 | CASTROVILLE | MEDINA | TX | TX_78009 | 78009 | Rural Fringe | 1465 | 0.9129
48463 | 78838 | 48 | CONCAN | UVALDE | TX | TX_78838 | 78838 | Rural Fringe | 0 | 0.9133
48465 | 78843 | 48 | LAUGHLIN A F B | VAL VERDE | TX | TX_78843 | 78843 | Rural Fringe | 0 | 0.90696
48325 | 78016 | 48 | DEVINE | MEDINA | TX | TX_78016 | 78016 | Town Fringe | 3444 | 0.94502
48163 | 78017 | 48 | DILLEY | FRIO | TX | TX_78017 | 78017 | Town Fringe | 752 | 0.96254
48283 | 78019 | 48 | ENCINAL | LA SALLE | TX | TX_78019 | 78019 | Town Fringe | 63 | 0.96651
48283 | 78021 | 48 | FOWLERTON | LA SALLE | TX | TX_78021 | 78021 | Town Fringe | 287 | 0.97018
48029 | 78023 | 48 | HELOTES | BEXAR | TX | TX_78023 | 78023 | City Large | 7681 | 0.88566
48265 | 78025 | 48 | INGRAM | KERR | TX | TX_78025 | 78025 | Town Fringe | 0 | 0.89159
48265 | 78028 | 48 | KERRVILLE | KERR | TX | TX_78028 | 78028 | Town Fringe | 9498 | 0.90341
48479 | 78041 | 48 | LAREDO | WEBB | TX | TX_78041 | 78041 | City Midsize | 8953 | 0.86249
48479 | 78044 | 48 | LAREDO | WEBB | TX | TX_78044 | 78044 | City Midsize | 0 | 0.8726
48013 | 78052 | 48 | LYTLE | ATASCOSA | TX | TX_78052 | 78052 | Rural Fringe | 1148 | 0.93849
48019 | 78055 | 48 | MEDINA | BANDERA | TX | TX_78055 | 78055 | Rural Fringe | 162 | 0.90685
48325 | 78056 | 48 | MICO | MEDINA | TX | TX_78056 | 78056 | Rural Fringe | 0 | 0.88725
48265 | 78058 | 48 | MOUNTAIN HOME | KERR | TX | TX_78058 | 78058 | Town Fringe | 2192 | 0.93899
48019 | 78063 | 48 | PIPE CREEK | BANDERA | TX | TX_78063 | 78063 | Rural Fringe | 2945 | 0.89829
48325 | 78066 | 48 | RIO MEDINA | MEDINA | TX | TX_78066 | 78066 | Rural Fringe | 201 | 0.91719
48463 | 78870 | 48 | KNIPPA | UVALDE | TX | TX_78870 | 78870 | Rural Fringe | 0 | 0.93984
48019 | 78883 | 48 | TARPLEY | BANDERA | TX | TX_78883 | 78883 | Rural Fringe | 0 | 0.90759
48029 | 78254 | 48 | SAN ANTONIO | BEXAR | TX | TX_78254 | 78254 | City Large | 14133 | 0.89101
48479 | 78371 | 48 | OILTON | WEBB | TX | TX_78371 | 78371 | Rural Fringe | 135 | 0.96516
48171 | 78671 | 48 | STONEWALL | GILLESPIE | TX | TX_78671 | 78671 | Town Fringe | 0 | 0.92814
48127 | 78830 | 48 | BIG WELLS | DIMMIT | TX | TX_78830 | 78830 | Town Fringe | 0 | 0.96439
48271 | 78832 | 48 | BRACKETTVILLE | KINNEY | TX | TX_78832 | 78832 | Rural Fringe | 120 | 0.94453
48127 | 78836 | 48 | CATARINA | DIMMIT | TX | TX_78836 | 78836 | Town Fringe | 0 | 0.96673
48507 | 78839 | 48 | CRYSTAL CITY | ZAVALA | TX | TX_78839 | 78839 | Rural Fringe | 1901 | 0.95182
48325 | 78850 | 48 | D HANIS | MEDINA | TX | TX_78850 | 78850 | Rural Fringe | 0 | 0.94069
48325 | 78861 | 48 | HONDO | MEDINA | TX | TX_78861 | 78861 | Town Fringe | 2516 | 0.9279
48507 | 78872 | 48 | LA PRYOR | ZAVALA | TX | TX_78872 | 78872 | Rural Fringe | 0 | 0.94579
48385 | 78873 | 48 | LEAKEY | REAL | TX | TX_78873 | 78873 | Rural Fringe | 305 | 0.9049
48463 | 78881 | 48 | SABINAL | UVALDE | TX | TX_78881 | 78881 | Rural Fringe | 143 | 0.93676
48325 | 78886 | 48 | YANCEY | MEDINA | TX | TX_78886 | 78886 | Town Fringe | 132 | 0.94498
48479 | 78046 | 48 | LAREDO | WEBB | TX | TX_78046 | 78046 | Rural Fringe | 12521 | 0.9657
48505 | 78076 | 48 | ZAPATA | ZAPATA | TX | TX_78076 | 78076 | Town Fringe | 4112 | 0.97831
48047 | 78355 | 48 | FALFURRIAS | BROOKS | TX | TX_78355 | 78355 | Town Fringe | 2341 | 0.96772
48273 | 78363 | 48 | KINGSVILLE | KLEBERG | TX | TX_78363 | 78363 | Rural Fringe | 9377 | 0.96097
48479 | 78369 | 48 | MIRANDO CITY | WEBB | TX | TX_78369 | 78369 | Rural Fringe | 0 | 0.9653
48273 | 78379 | 48 | RIVIERA | KLEBERG | TX | TX_78379 | 78379 | Rural Fringe | 342 | 0.9607
48061 | 78520 | 48 | BROWNSVILLE | CAMERON | TX | TX_78520 | 78520 | City Midsize | 14276 | 0.86041
48061 | 78521 | 48 | BROWNSVILLE | CAMERON | TX | TX_78521 | 78521 | Town Fringe | 22099 | 0.97272
48215 | 78541 | 48 | EDINBURG | HIDALGO | TX | TX_78541 | 78541 | City Small | 9104 | 0.87362
48215 | 78542 | 48 | EDINBURG | HIDALGO | TX | TX_78542 | 78542 | City Small | 12683 | 0.87049
48427 | 78545 | 48 | FALCON HEIGHTS | STARR | TX | TX_78545 | 78545 | Town Fringe | 0 | 0.9821
48061 | 78550 | 48 | HARLINGEN | CAMERON | TX | TX_78550 | 78550 | Rural Fringe | 14161 | 0.96238
48505 | 78564 | 48 | LOPENO | ZAPATA | TX | TX_78564 | 78564 | Town Fringe | 0 | 0.9466
48061 | 78566 | 48 | LOS FRESNOS | CAMERON | TX | TX_78566 | 78566 | Suburb Midsize | 4812 | 0.98004
48489 | 78569 | 48 | LYFORD | WILLACY | TX | TX_78569 | 78569 | Rural Fringe | 2586 | 0.97285
48215 | 78572 | 48 | MISSION | HIDALGO | TX | TX_78572 | 78572 | Suburb Large | 18809 | 0.96656
48215 | 78574 | 48 | MISSION | HIDALGO | TX | TX_78574 | 78574 | Suburb Large | 11650 | 0.95689
48215 | 78577 | 48 | PHARR | HIDALGO | TX | TX_78577 | 78577 | City Small | 14044 | 0.86831
48061 | 78578 | 48 | PORT ISABEL | CAMERON | TX | TX_78578 | 78578 | Town Fringe | 1346 | 0.98695
48489 | 78580 | 48 | RAYMONDVILLE | WILLACY | TX | TX_78580 | 78580 | Town Fringe | 3534 | 0.97596
48505 | 78067 | 48 | SAN YGNACIO | ZAPATA | TX | TX_78067 | 78067 | Town Fringe | 0 | 0.97351
48247 | 78361 | 48 | HEBBRONVILLE | JIM HOGG | TX | TX_78361 | 78361 | Town Fringe | 1784 | 0.97567
48427 | 78584 | 48 | ROMA | STARR | TX | TX_78584 | 78584 | Town Fringe | 5105 | 0.98086
48061 | 78586 | 48 | SAN BENITO | CAMERON | TX | TX_78586 | 78586 | Suburb Midsize | 15368 | 0.97637
48479 | 78043 | 48 | LAREDO | WEBB | TX | TX_78043 | 78043 | City Midsize | 8607 | 0.86919
48479 | 78040 | 48 | LAREDO | WEBB | TX | TX_78040 | 78040 | City Midsize | 9261 | 0.86038
48131 | 78341 | 48 | BENAVIDES | DUVAL | TX | TX_78341 | 78341 | Rural Fringe | 0 | 0.95646
48479 | 78344 | 48 | BRUNI | WEBB | TX | TX_78344 | 78344 | Rural Fringe | 0 | 0.96117
48131 | 78349 | 48 | CONCEPCION | DUVAL | TX | TX_78349 | 78349 | Town Fringe | 111 | 0.9739
48047 | 78353 | 48 | ENCINO | BROOKS | TX | TX_78353 | 78353 | Town Fringe | 0 | 0.97215
48249 | 78375 | 48 | PREMONT | JIM WELLS | TX | TX_78375 | 78375 | Town Fringe | 328 | 0.96896
48131 | 78376 | 48 | REALITOS | DUVAL | TX | TX_78376 | 78376 | Rural Fringe | 800 | 0.96492
48261 | 78385 | 48 | SARITA | KENEDY | TX | TX_78385 | 78385 | Rural Fringe | 0 | 0.96308
48355 | 78414 | 48 | CORPUS CHRISTI | NUECES | TX | TX_78414 | 78414 | City Large | 8735 | 0.9396
48355 | 78417 | 48 | CORPUS CHRISTI | NUECES | TX | TX_78417 | 78417 | City Large | 646 | 0.942
48215 | 78501 | 48 | MCALLEN | HIDALGO | TX | TX_78501 | 78501 | City Midsize | 17264 | 0.95297
48215 | 78503 | 48 | MCALLEN | HIDALGO | TX | TX_78503 | 78503 | City Midsize | 5691 | 0.86491
48215 | 78504 | 48 | MCALLEN | HIDALGO | TX | TX_78504 | 78504 | City Midsize | 14140 | 0.97907
48215 | 78516 | 48 | ALAMO | HIDALGO | TX | TX_78516 | 78516 | Suburb Large | 9657 | 0.98411
48061 | 78526 | 48 | BROWNSVILLE | CAMERON | TX | TX_78526 | 78526 | Suburb Midsize | 12076 | 0.97689
48427 | 78536 | 48 | DELMITA | STARR | TX | TX_78536 | 78536 | Rural Fringe | 0 | 0.96788
48215 | 78537 | 48 | DONNA | HIDALGO | TX | TX_78537 | 78537 | Suburb Large | 11289 | 0.98668
48215 | 78538 | 48 | EDCOUCH | HIDALGO | TX | TX_78538 | 78538 | Rural Fringe | 5225 | 0.96329
48215 | 78539 | 48 | EDINBURG | HIDALGO | TX | TX_78539 | 78539 | City Small | 6808 | 0.85244
48061 | 78552 | 48 | HARLINGEN | CAMERON | TX | TX_78552 | 78552 | City Small | 7221 | 0.85832
48215 | 78557 | 48 | HIDALGO | HIDALGO | TX | TX_78557 | 78557 | Suburb Large | 1520 | 0.97936
48061 | 78559 | 48 | LA FERIA | CAMERON | TX | TX_78559 | 78559 | Suburb Midsize | 3293 | 0.97507
48215 | 78560 | 48 | LA JOYA | HIDALGO | TX | TX_78560 | 78560 | Suburb Large | 1472 | 0.96722
48215 | 78563 | 48 | LINN | HIDALGO | TX | TX_78563 | 78563 | City Small | 0 | 0.87633
48215 | 78570 | 48 | MERCEDES | HIDALGO | TX | TX_78570 | 78570 | Suburb Large | 7800 | 0.98484
48215 | 78573 | 48 | MISSION | HIDALGO | TX | TX_78573 | 78573 | City Small | 8263 | 0.84099
48061 | 78575 | 48 | OLMITO | CAMERON | TX | TX_78575 | 78575 | Suburb Midsize | 1314 | 0.93965
48215 | 78576 | 48 | PENITAS | HIDALGO | TX | TX_78576 | 78576 | Suburb Large | 2818 | 0.98425
48427 | 78582 | 48 | RIO GRANDE CITY | STARR | TX | TX_78582 | 78582 | Rural Fringe | 12921 | 0.96876
48061 | 78583 | 48 | RIO HONDO | CAMERON | TX | TX_78583 | 78583 | Suburb Midsize | 1781 | 0.98115
48427 | 78588 | 48 | SAN ISIDRO | STARR | TX | TX_78588 | 78588 | Rural Fringe | 0 | 0.96386
48215 | 78589 | 48 | SAN JUAN | HIDALGO | TX | TX_78589 | 78589 | City Small | 8739 | 0.85652
48427 | 78591 | 48 | SANTA ELENA | STARR | TX | TX_78591 | 78591 | Rural Fringe | 0 | 0.96541
48061 | 78593 | 48 | SANTA ROSA | CAMERON | TX | TX_78593 | 78593 | Rural Fringe | 1485 | 0.96718
48215 | 78595 | 48 | SULLIVAN CITY | HIDALGO | TX | TX_78595 | 78595 | Suburb Large | 390 | 0.97806
48215 | 78596 | 48 | WESLACO | HIDALGO | TX | TX_78596 | 78596 | Suburb Large | 14724 | 0.96966
48061 | 78597 | 48 | SOUTH PADRE ISLAND | CAMERON | TX | TX_78597 | 78597 | Town Fringe | 624 | 0.9864
48489 | 78598 | 48 | PORT MANSFIELD | WILLACY | TX | TX_78598 | 78598 | Rural Fringe | 0 | 0.97555
48289 | 77865 | 48 | MARQUEZ | LEON | TX | TX_77865 | 77865 | Rural Fringe | 940 | 0.91295
48289 | 77871 | 48 | NORMANGEE | LEON | TX | TX_77871 | 77871 | Rural Fringe | 1892 | 0.91602
48313 | 77872 | 48 | NORTH ZULCH | MADISON | TX | TX_77872 | 77872 | Rural Fringe | 1223 | 0.92829
48053 | 78611 | 48 | BURNET | BURNET | TX | TX_78611 | 78611 | Town Fringe | 4114 | 0.90462
48299 | 78643 | 48 | LLANO | LLANO | TX | TX_78643 | 78643 | Town Fringe | 3618 | 0.93043
48491 | 78664 | 48 | ROUND ROCK | WILLIAMSON | TX | TX_78664 | 78664 | Suburb Large | 13004 | 0.90734
48491 | 78674 | 48 | WEIR | WILLIAMSON | TX | TX_78674 | 78674 | Town Fringe | -999 | 0.89332
48027 | 76554 | 48 | LITTLE RIVER ACADEMY | BELL | TX | TX_76554 | 76554 | Rural Fringe | 366 | 0.9188
48299 | 76885 | 48 | VALLEY SPRING | LLANO | TX | TX_76885 | 76885 | Town Fringe | 0 | 0.93675
48027 | 76504 | 48 | TEMPLE | BELL | TX | TX_76504 | 76504 | City Small | 5865 | 0.80678
48027 | 76511 | 48 | BARTLETT | BELL | TX | TX_76511 | 76511 | Rural Fringe | 653 | 0.91739
48027 | 76513 | 48 | BELTON | BELL | TX | TX_76513 | 76513 | Suburb Small | 10166 | 0.8633
48331 | 76518 | 48 | BUCKHOLTS | MILAM | TX | TX_76518 | 76518 | Rural Fringe | 160 | 0.9168
48027 | 76541 | 48 | KILLEEN | BELL | TX | TX_76541 | 76541 | City Midsize | 4006 | 0.79649
48027 | 76548 | 48 | HARKER HEIGHTS | BELL | TX | TX_76548 | 76548 | City Midsize | 5711 | 0.77712
48027 | 76549 | 48 | KILLEEN | BELL | TX | TX_76549 | 76549 | City Midsize | 10623 | 0.80264
48331 | 76556 | 48 | MILANO | MILAM | TX | TX_76556 | 76556 | Rural Fringe | 282 | 0.9006
48027 | 76569 | 48 | ROGERS | BELL | TX | TX_76569 | 76569 | Rural Fringe | 719 | 0.92711
48145 | 76570 | 48 | ROSEBUD | FALLS | TX | TX_76570 | 76570 | Rural Fringe | 1169 | 0.921
48491 | 76574 | 48 | TAYLOR | WILLIAMSON | TX | TX_76574 | 76574 | Rural Fringe | 6930 | 0.92002
48491 | 76578 | 48 | THRALL | WILLIAMSON | TX | TX_76578 | 76578 | Rural Fringe | 614 | 0.91813
48145 | 76656 | 48 | LOTT | FALLS | TX | TX_76656 | 76656 | Rural Fringe | 963 | 0.91751
48145 | 76680 | 48 | REAGAN | FALLS | TX | TX_76680 | 76680 | Town Fringe | 383 | 0.92454
48411 | 76832 | 48 | CHEROKEE | SAN SABA | TX | TX_76832 | 76832 | Rural Fringe | 0 | 0.9155
48267 | 76854 | 48 | LONDON | KIMBLE | TX | TX_76854 | 76854 | Town Fringe | 29 | 0.93143
48319 | 76869 | 48 | PONTOTOC | MASON | TX | TX_76869 | 76869 | Rural Fringe | 0 | 0.92109
48435 | 76874 | 48 | ROOSEVELT | SUTTON | TX | TX_76874 | 76874 | Town Fringe | 0 | 0.95159
48413 | 76935 | 48 | CHRISTOVAL | SCHLEICHER | TX | TX_76935 | 76935 | Rural Fringe | 568 | 0.93815
48453 | 78645 | 48 | LEANDER | TRAVIS | TX | TX_78645 | 78645 | Rural Fringe | 3789 | 0.85695
48041 | 77801 | 48 | BRYAN | BRAZOS | TX | TX_77801 | 77801 | City Small | 1946 | 0.78937
48395 | 77837 | 48 | CALVERT | ROBERTSON | TX | TX_77837 | 77837 | Rural Fringe | 967 | 0.91344
48041 | 77840 | 48 | COLLEGE STATION | BRAZOS | TX | TX_77840 | 77840 | City Small | 5291 | 0.78878
48041 | 77845 | 48 | COLLEGE STATION | BRAZOS | TX | TX_77845 | 77845 | City Small | 14595 | 0.81072
48289 | 77855 | 48 | FLYNN | LEON | TX | TX_77855 | 77855 | Rural Fringe | 363 | 0.90848
48053 | 78605 | 48 | BERTRAM | BURNET | TX | TX_78605 | 78605 | Town Fringe | 973 | 0.92306
48299 | 78609 | 48 | BUCHANAN DAM | LLANO | TX | TX_78609 | 78609 | Town Fringe | 106 | 0.90449
48491 | 78613 | 48 | CEDAR PARK | WILLIAMSON | TX | TX_78613 | 78613 | Suburb Large | 18527 | 0.88893
48491 | 78615 | 48 | COUPLAND | WILLIAMSON | TX | TX_78615 | 78615 | Rural Fringe | 808 | 0.92793
48491 | 78628 | 48 | GEORGETOWN | WILLIAMSON | TX | TX_78628 | 78628 | Town Fringe | 8366 | 0.89443
48491 | 78634 | 48 | HUTTO | WILLIAMSON | TX | TX_78634 | 78634 | Rural Fringe | 8153 | 0.91833
48299 | 78639 | 48 | KINGSLAND | LLANO | TX | TX_78639 | 78639 | Town Fringe | 2507 | 0.90369
48453 | 78641 | 48 | LEANDER | TRAVIS | TX | TX_78641 | 78641 | Suburb Large | 14868 | 0.8999
48491 | 78642 | 48 | LIBERTY HILL | WILLIAMSON | TX | TX_78642 | 78642 | Rural Fringe | 2568 | 0.89162
48453 | 78660 | 48 | PFLUGERVILLE | TRAVIS | TX | TX_78660 | 78660 | Suburb Large | 22429 | 0.92782
48491 | 78717 | 48 | AUSTIN | WILLIAMSON | TX | TX_78717 | 78717 | Suburb Large | 6904 | 0.9099
48453 | 78727 | 48 | AUSTIN | TRAVIS | TX | TX_78727 | 78727 | City Large | 6094 | 0.88058
48453 | 78728 | 48 | AUSTIN | TRAVIS | TX | TX_78728 | 78728 | Suburb Large | 4602 | 0.91943
48453 | 78750 | 48 | AUSTIN | TRAVIS | TX | TX_78750 | 78750 | Suburb Large | 6438 | 0.88496
48453 | 78753 | 48 | AUSTIN | TRAVIS | TX | TX_78753 | 78753 | Suburb Large | 8541 | 0.90239
48453 | 78754 | 48 | AUSTIN | TRAVIS | TX | TX_78754 | 78754 | Rural Fringe | 2713 | 0.90213
48157 | 77461 | 48 | NEEDVILLE | FORT BEND | TX | TX_77461 | 77461 | Rural Fringe | 4128 | 0.94575
48039 | 77480 | 48 | SWEENY | BRAZORIA | TX | TX_77480 | 77480 | Town Fringe | 2608 | 0.95136
48039 | 77486 | 48 | WEST COLUMBIA | BRAZORIA | TX | TX_77486 | 77486 | Town Fringe | 1594 | 0.94014
48167 | 77510 | 48 | SANTA FE | GALVESTON | TX | TX_77510 | 77510 | Suburb Small | 3364 | 0.87834
48039 | 77511 | 48 | ALVIN | BRAZORIA | TX | TX_77511 | 77511 | Suburb Large | 14488 | 0.94514
48039 | 77534 | 48 | DANBURY | BRAZORIA | TX | TX_77534 | 77534 | Rural Fringe | 1837 | 0.94886
48167 | 77539 | 48 | DICKINSON | GALVESTON | TX | TX_77539 | 77539 | Suburb Small | 12106 | 0.8813
48039 | 77541 | 48 | FREEPORT | BRAZORIA | TX | TX_77541 | 77541 | Suburb Small | 6892 | 0.91969
48167 | 77546 | 48 | FRIENDSWOOD | GALVESTON | TX | TX_77546 | 77546 | Suburb Large | 15309 | 0.90543
48167 | 77563 | 48 | HITCHCOCK | GALVESTON | TX | TX_77563 | 77563 | Suburb Small | 1827 | 0.8941
48167 | 77565 | 48 | KEMAH | GALVESTON | TX | TX_77565 | 77565 | Suburb Large | 3117 | 0.90974
48167 | 77568 | 48 | LA MARQUE | GALVESTON | TX | TX_77568 | 77568 | Suburb Small | 6454 | 0.88567
48039 | 77581 | 48 | PEARLAND | BRAZORIA | TX | TX_77581 | 77581 | Suburb Large | 12825 | 0.89738
48039 | 77583 | 48 | ROSHARON | BRAZORIA | TX | TX_77583 | 77583 | Suburb Small | 9771 | 0.9164
48039 | 77584 | 48 | PEARLAND | BRAZORIA | TX | TX_77584 | 77584 | Suburb Large | 17916 | 0.91005
48201 | 77598 | 48 | WEBSTER | HARRIS | TX | TX_77598 | 77598 | Suburb Large | 4199 | 0.92295
48167 | 77617 | 48 | GILCHRIST | GALVESTON | TX | TX_77617 | 77617 | Rural Fringe | 59 | 0.94522
48167 | 77650 | 48 | PORT BOLIVAR | GALVESTON | TX | TX_77650 | 77650 | City Small | 354 | 0.85781
48201 | 77058 | 48 | HOUSTON | HARRIS | TX | TX_77058 | 77058 | Suburb Large | 3315 | 0.84796
48201 | 77089 | 48 | HOUSTON | HARRIS | TX | TX_77089 | 77089 | Suburb Large | 13465 | 0.94123
48201 | 77059 | 48 | HOUSTON | HARRIS | TX | TX_77059 | 77059 | Suburb Large | 7788 | 0.868
48167 | 77623 | 48 | HIGH ISLAND | GALVESTON | TX | TX_77623 | 77623 | Rural Fringe | 270 | 0.94926
48201 | 77075 | 48 | HOUSTON | HARRIS | TX | TX_77075 | 77075 | Suburb Large | 9444 | 0.93308
48201 | 77034 | 48 | HOUSTON | HARRIS | TX | TX_77034 | 77034 | Suburb Large | 7929 | 0.94892
48157 | 77478 | 48 | SUGAR LAND | FORT BEND | TX | TX_77478 | 77478 | Suburb Large | 8159 | 0.91212
48201 | 77505 | 48 | PASADENA | HARRIS | TX | TX_77505 | 77505 | Suburb Large | 7577 | 0.93929
48201 | 77083 | 48 | HOUSTON | HARRIS | TX | TX_77083 | 77083 | City Large | 17185 | 0.90578
48201 | 77025 | 48 | HOUSTON | HARRIS | TX | TX_77025 | 77025 | City Large | 6839 | 0.89004
48201 | 77033 | 48 | HOUSTON | HARRIS | TX | TX_77033 | 77033 | City Large | 9666 | 0.91403
48201 | 77047 | 48 | HOUSTON | HARRIS | TX | TX_77047 | 77047 | City Large | 8926 | 0.90208
48201 | 77048 | 48 | HOUSTON | HARRIS | TX | TX_77048 | 77048 | City Large | 5109 | 0.9448
48157 | 77053 | 48 | HOUSTON | FORT BEND | TX | TX_77053 | 77053 | Suburb Large | 9821 | 0.93783
48201 | 77054 | 48 | HOUSTON | HARRIS | TX | TX_77054 | 77054 | City Large | 1221 | 0.9312
48201 | 77061 | 48 | HOUSTON | HARRIS | TX | TX_77061 | 77061 | City Large | 4989 | 0.87432
48201 | 77085 | 48 | HOUSTON | HARRIS | TX | TX_77085 | 77085 | City Large | 4330 | 0.89711
48201 | 77099 | 48 | HOUSTON | HARRIS | TX | TX_77099 | 77099 | City Large | 7679 | 0.90691
48157 | 77406 | 48 | RICHMOND | FORT BEND | TX | TX_77406 | 77406 | Suburb Large | 14128 | 0.93682
48321 | 77414 | 48 | BAY CITY | MATAGORDA | TX | TX_77414 | 77414 | Town Fringe | 9369 | 0.95553
48321 | 77419 | 48 | BLESSING | MATAGORDA | TX | TX_77419 | 77419 | Rural Fringe | 0 | 0.93503
48321 | 77420 | 48 | BOLING | MATAGORDA | TX | TX_77420 | 77420 | Rural Fringe | 2266 | 0.94526
48039 | 77422 | 48 | BRAZORIA | BRAZORIA | TX | TX_77422 | 77422 | Town Fringe | 5313 | 0.94935
48321 | 77428 | 48 | COLLEGEPORT | MATAGORDA | TX | TX_77428 | 77428 | Town Fringe | 302 | 0.959
48039 | 77430 | 48 | DAMON | BRAZORIA | TX | TX_77430 | 77430 | Rural Fringe | 1930 | 0.9478
48157 | 77444 | 48 | GUY | FORT BEND | TX | TX_77444 | 77444 | Rural Fringe | 908 | 0.94827
48157 | 77459 | 48 | MISSOURI CITY | FORT BEND | TX | TX_77459 | 77459 | Suburb Large | 16945 | 0.92814
48157 | 77469 | 48 | RICHMOND | FORT BEND | TX | TX_77469 | 77469 | Suburb Large | 12662 | 0.95388
48157 | 77471 | 48 | ROSENBERG | FORT BEND | TX | TX_77471 | 77471 | Suburb Large | 9629 | 0.95495
48157 | 77477 | 48 | STAFFORD | FORT BEND | TX | TX_77477 | 77477 | Suburb Large | 8090 | 0.9216
48157 | 77479 | 48 | SUGAR LAND | FORT BEND | TX | TX_77479 | 77479 | Suburb Large | 21675 | 0.93506
48321 | 77482 | 48 | VAN VLECK | MATAGORDA | TX | TX_77482 | 77482 | Town Fringe | 1034 | 0.95356
48157 | 77489 | 48 | MISSOURI CITY | FORT BEND | TX | TX_77489 | 77489 | Suburb Large | 11840 | 0.92563
48157 | 77498 | 48 | SUGAR LAND | FORT BEND | TX | TX_77498 | 77498 | Suburb Large | 15506 | 0.91791
48201 | 77502 | 48 | PASADENA | HARRIS | TX | TX_77502 | 77502 | Suburb Large | 10311 | 0.91679
48039 | 77515 | 48 | ANGLETON | BRAZORIA | TX | TX_77515 | 77515 | Suburb Small | 7300 | 0.91554
48167 | 77517 | 48 | SANTA FE | GALVESTON | TX | TX_77517 | 77517 | Suburb Small | 2476 | 0.87181
48167 | 77518 | 48 | BACLIFF | GALVESTON | TX | TX_77518 | 77518 | Suburb Small | 1800 | 0.87541
48039 | 77531 | 48 | CLUTE | BRAZORIA | TX | TX_77531 | 77531 | Suburb Small | 3169 | 0.88988
48157 | 77545 | 48 | FRESNO | FORT BEND | TX | TX_77545 | 77545 | Suburb Large | 5588 | 0.92616
48167 | 77550 | 48 | GALVESTON | GALVESTON | TX | TX_77550 | 77550 | City Small | 8388 | 0.85298
48167 | 77551 | 48 | GALVESTON | GALVESTON | TX | TX_77551 | 77551 | City Small | 5655 | 0.84679
48167 | 77554 | 48 | GALVESTON | GALVESTON | TX | TX_77554 | 77554 | City Small | 6002 | 0.83152
48167 | 77555 | 48 | GALVESTON | GALVESTON | TX | TX_77555 | 77555 | City Small | 399 | 0.85517
48039 | 77566 | 48 | LAKE JACKSON | BRAZORIA | TX | TX_77566 | 77566 | Suburb Small | 7857 | 0.88422
48167 | 77573 | 48 | LEAGUE CITY | GALVESTON | TX | TX_77573 | 77573 | Suburb Large | 21338 | 0.9152
48039 | 77577 | 48 | LIVERPOOL | BRAZORIA | TX | TX_77577 | 77577 | Suburb Large | 188 | 0.96228
48039 | 77578 | 48 | MANVEL | BRAZORIA | TX | TX_77578 | 77578 | Suburb Large | 7960 | 0.92782
48167 | 77590 | 48 | TEXAS CITY | GALVESTON | TX | TX_77590 | 77590 | Suburb Small | 12855 | 0.89358
48167 | 77591 | 48 | TEXAS CITY | GALVESTON | TX | TX_77591 | 77591 | Suburb Small | 3370 | 0.88183
22001 | 70515 | 22 | BASILE | ACADIA | LA | LA_70515 | 70515 | Town Fringe | 632 | 0.95296
22053 | 70532 | 22 | ELTON | JEFFERSON DAVIS | LA | LA_70532 | 70532 | Town Fringe | 1005 | 0.94985
22113 | 70542 | 22 | GUEYDAN | VERMILION | LA | LA_70542 | 70542 | Town Fringe | 1118 | 0.95439
22053 | 70546 | 22 | JENNINGS | JEFFERSON DAVIS | LA | LA_70546 | 70546 | Town Fringe | 5306 | 0.94995
22053 | 70549 | 22 | LAKE ARTHUR | JEFFERSON DAVIS | LA | LA_70549 | 70549 | Town Fringe | 1131 | 0.95116
22019 | 70601 | 22 | LAKE CHARLES | CALCASIEU | LA | LA_70601 | 70601 | City Small | 9634 | 0.82233
22019 | 70605 | 22 | LAKE CHARLES | CALCASIEU | LA | LA_70605 | 70605 | City Small | 8148 | 0.81309
22023 | 70607 | 22 | LAKE CHARLES | CAMERON | LA | LA_70607 | 70607 | Rural Fringe | 6566 | 0.93081
22019 | 70629 | 22 | LAKE CHARLES | CALCASIEU | LA | LA_70629 | 70629 | City Small | 0 | 0.8323
22023 | 70631 | 22 | CAMERON | CAMERON | LA | LA_70631 | 70631 | Rural Fringe | 0 | 0.93481
22023 | 70632 | 22 | CREOLE | CAMERON | LA | LA_70632 | 70632 | Rural Fringe | 0 | 0.93481
22011 | 70634 | 22 | DERIDDER | BEAUREGARD | LA | LA_70634 | 70634 | Rural Fringe | 7506 | 0.91008
22003 | 70638 | 22 | ELIZABETH | ALLEN | LA | LA_70638 | 70638 | Rural Fringe | -999 | 0.94291
22053 | 70640 | 22 | FENTON | JEFFERSON DAVIS | LA | LA_70640 | 70640 | Town Fringe | -999 | 0.92054
22023 | 70643 | 22 | GRAND CHENIER | CAMERON | LA | LA_70643 | 70643 | Rural Fringe | 51 | 0.93832
22023 | 70645 | 22 | HACKBERRY | CAMERON | LA | LA_70645 | 70645 | Rural Fringe | 271 | 0.93435
22019 | 70646 | 22 | HAYES | CALCASIEU | LA | LA_70646 | 70646 | City Small | 0 | 0.82637
22053 | 70647 | 22 | IOWA | JEFFERSON DAVIS | LA | LA_70647 | 70647 | Town Fringe | 2627 | 0.94933
22053 | 70650 | 22 | LACASSINE | JEFFERSON DAVIS | LA | LA_70650 | 70650 | Town Fringe | 421 | 0.90871
22003 | 70651 | 22 | LEBLANC | ALLEN | LA | LA_70651 | 70651 | Rural Fringe | 0 | 0.93595
22011 | 70653 | 22 | MERRYVILLE | BEAUREGARD | LA | LA_70653 | 70653 | Rural Fringe | 754 | 0.91335
22003 | 70654 | 22 | MITTIE | ALLEN | LA | LA_70654 | 70654 | Rural Fringe | 0 | 0.90227
22115 | 70656 | 22 | PITKIN | VERNON | LA | LA_70656 | 70656 | Rural Fringe | 1057 | 0.8957
22019 | 70661 | 22 | STARKS | CALCASIEU | LA | LA_70661 | 70661 | City Small | 199 | 0.82737
22069 | 71002 | 22 | ASHLAND | NATCHITOCHES | LA | LA_71002 | 71002 | Town Fringe | 0 | 0.88808
22013 | 71016 | 22 | CASTOR | BIENVILLE | LA | LA_71016 | 71016 | Rural Fringe | 257 | 0.87601
22081 | 71019 | 22 | COUSHATTA | RED RIVER | LA | LA_71019 | 71019 | Town Fringe | 2910 | 0.90154
22069 | 71031 | 22 | GOLDONNA | NATCHITOCHES | LA | LA_71031 | 71031 | Town Fringe | 114 | 0.88262
22081 | 71034 | 22 | HALL SUMMIT | RED RIVER | LA | LA_71034 | 71034 | Town Fringe | 5 | 0.90641
22013 | 71045 | 22 | JAMESTOWN | BIENVILLE | LA | LA_71045 | 71045 | Rural Fringe | 0 | 0.87143
22031 | 71046 | 22 | KEATCHIE | DE SOTO | LA | LA_71046 | 71046 | Rural Fringe | 657 | 0.8969
22017 | 71047 | 22 | KEITHVILLE | CADDO | LA | LA_71047 | 71047 | City Midsize | 2393 | 0.78116
22031 | 71049 | 22 | LOGANSPORT | DE SOTO | LA | LA_71049 | 71049 | Rural Fringe | 572 | 0.90321
22015 | 71051 | 22 | ELM GROVE | BOSSIER | LA | LA_71051 | 71051 | City Small | 1426 | 0.80319
22031 | 71052 | 22 | MANSFIELD | DE SOTO | LA | LA_71052 | 71052 | Rural Fringe | 3088 | 0.89231
22031 | 71063 | 22 | PELICAN | DE SOTO | LA | LA_71063 | 71063 | Rural Fringe | 100 | 0.89076
22013 | 71068 | 22 | RINGGOLD | BIENVILLE | LA | LA_71068 | 71068 | Rural Fringe | 1039 | 0.87646
22069 | 71070 | 22 | SALINE | NATCHITOCHES | LA | LA_71070 | 71070 | Town Fringe | 259 | 0.88473
22031 | 71078 | 22 | STONEWALL | DE SOTO | LA | LA_71078 | 71078 | Rural Fringe | 494 | 0.884
22017 | 71106 | 22 | SHREVEPORT | CADDO | LA | LA_71106 | 71106 | City Midsize | 13027 | 0.68304
22017 | 71115 | 22 | SHREVEPORT | CADDO | LA | LA_71115 | 71115 | City Midsize | 5250 | 0.81665
22049 | 71251 | 22 | JONESBORO | JACKSON | LA | LA_71251 | 71251 | Rural Fringe | 2554 | 0.87161
22085 | 71406 | 22 | BELMONT | SABINE | LA | LA_71406 | 71406 | Rural Fringe | 0 | 0.89172
22043 | 71417 | 22 | COLFAX | GRANT | LA | LA_71417 | 71417 | Rural Fringe | 1651 | 0.89482
22085 | 71429 | 22 | FLORIEN | SABINE | LA | LA_71429 | 71429 | Rural Fringe | 1380 | 0.88732
22079 | 71430 | 22 | FOREST HILL | RAPIDES | LA | LA_71430 | 71430 | City Small | 482 | 0.80501
22115 | 71446 | 22 | LEESVILLE | VERNON | LA | LA_71446 | 71446 | Rural Fringe | 6893 | 0.88961
22079 | 71447 | 22 | LENA | RAPIDES | LA | LA_71447 | 71447 | City Small | 421 | 0.79474
22085 | 71449 | 22 | MANY | SABINE | LA | LA_71449 | 71449 | Rural Fringe | 2265 | 0.88493
22069 | 71452 | 22 | MELROSE | NATCHITOCHES | LA | LA_71452 | 71452 | Town Fringe | 485 | 0.93658
22069 | 71457 | 22 | NATCHITOCHES | NATCHITOCHES | LA | LA_71457 | 71457 | Town Fringe | 6771 | 0.909
22115 | 71461 | 22 | NEW LLANO | VERNON | LA | LA_71461 | 71461 | Rural Fringe | 243 | 0.87307
22085 | 71462 | 22 | NOBLE | SABINE | LA | LA_71462 | 71462 | Rural Fringe | 431 | 0.88222
48183 | 75603 | 48 | LONGVIEW | GREGG | TX | TX_75603 | 75603 | City Small | 2216 | 0.79415
48365 | 75631 | 48 | BECKVILLE | PANOLA | TX | TX_75631 | 75631 | Rural Fringe | 768 | 0.89201
48365 | 75633 | 48 | CARTHAGE | PANOLA | TX | TX_75633 | 75633 | Town Fringe | 4821 | 0.90053
48401 | 75652 | 48 | HENDERSON | RUSK | TX | TX_75652 | 75652 | Town Fringe | 4585 | 0.90322
48401 | 75654 | 48 | HENDERSON | RUSK | TX | TX_75654 | 75654 | Town Fringe | 3535 | 0.90157
48401 | 75667 | 48 | LANEVILLE | RUSK | TX | TX_75667 | 75667 | Town Fringe | 5 | 0.89592
48401 | 75691 | 48 | TATUM | RUSK | TX | TX_75691 | 75691 | Rural Fringe | 1442 | 0.88762
48347 | 75760 | 48 | CUSHING | NACOGDOCHES | TX | TX_75760 | 75760 | Rural Fringe | 1280 | 0.88561
48455 | 75845 | 48 | GROVETON | TRINITY | TX | TX_75845 | 75845 | Rural Fringe | 1318 | 0.89477
48225 | 75847 | 48 | KENNARD | HOUSTON | TX | TX_75847 | 75847 | Rural Fringe | 1266 | 0.89062
48005 | 75901 | 48 | LUFKIN | ANGELINA | TX | TX_75901 | 75901 | Town Fringe | 8621 | 0.90958
48005 | 75904 | 48 | LUFKIN | ANGELINA | TX | TX_75904 | 75904 | Rural Fringe | 9851 | 0.90239
48073 | 75925 | 48 | ALTO | CHEROKEE | TX | TX_75925 | 75925 | Rural Fringe | 1881 | 0.89696
48455 | 75926 | 48 | APPLE SPRINGS | TRINITY | TX | TX_75926 | 75926 | Rural Fringe | 269 | 0.89944
48419 | 75954 | 48 | JOAQUIN | SHELBY | TX | TX_75954 | 75954 | Rural Fringe | 888 | 0.9023
48241 | 75956 | 48 | KIRBYVILLE | JASPER | TX | TX_75956 | 75956 | Rural Fringe | 2819 | 0.90832
48403 | 75959 | 48 | MILAM | SABINE | TX | TX_75959 | 75959 | Rural Fringe | 74 | 0.8883
48347 | 75961 | 48 | NACOGDOCHES | NACOGDOCHES | TX | TX_75961 | 75961 | Rural Fringe | 5569 | 0.91002
48347 | 75964 | 48 | NACOGDOCHES | NACOGDOCHES | TX | TX_75964 | 75964 | Town Fringe | 4353 | 0.8994
48005 | 75969 | 48 | POLLOK | ANGELINA | TX | TX_75969 | 75969 | Rural Fringe | 1214 | 0.90491
48405 | 75972 | 48 | SAN AUGUSTINE | SAN AUGUSTINE | TX | TX_75972 | 75972 | Rural Fringe | 2400 | 0.89898
48419 | 75973 | 48 | SHELBYVILLE | SHELBY | TX | TX_75973 | 75973 | Rural Fringe | 1301 | 0.89263
48419 | 75975 | 48 | TIMPSON | SHELBY | TX | TX_75975 | 75975 | Rural Fringe | 1188 | 0.9012
48457 | 75979 | 48 | WOODVILLE | TYLER | TX | TX_75979 | 75979 | Rural Fringe | 4814 | 0.90523
48005 | 75980 | 48 | ZAVALLA | ANGELINA | TX | TX_75980 | 75980 | Rural Fringe | 790 | 0.87948
48201 | 77049 | 48 | HOUSTON | HARRIS | TX | TX_77049 | 77049 | Suburb Large | 8481 | 0.90929
48291 | 77327 | 48 | CLEVELAND | LIBERTY | TX | TX_77327 | 77327 | Rural Fringe | 4821 | 0.91383
48407 | 77331 | 48 | COLDSPRING | SAN JACINTO | TX | TX_77331 | 77331 | Rural Fringe | 3013 | 0.88757
48373 | 77351 | 48 | LIVINGSTON | POLK | TX | TX_77351 | 77351 | Town Fringe | 11176 | 0.91119
48407 | 77371 | 48 | SHEPHERD | SAN JACINTO | TX | TX_77371 | 77371 | Rural Fringe | 1893 | 0.91136
48199 | 77374 | 48 | THICKET | HARDIN | TX | TX_77374 | 77374 | Rural Fringe | 0 | 0.90479
48071 | 77514 | 48 | ANAHUAC | CHAMBERS | TX | TX_77514 | 77514 | Rural Fringe | 1444 | 0.94296
48201 | 77520 | 48 | BAYTOWN | HARRIS | TX | TX_77520 | 77520 | City Small | 9188 | 0.81214
48201 | 77521 | 48 | BAYTOWN | HARRIS | TX | TX_77521 | 77521 | City Small | 10320 | 0.80493
48071 | 77523 | 48 | BAYTOWN | CHAMBERS | TX | TX_77523 | 77523 | Rural Fringe | 5880 | 0.91557
48201 | 77530 | 48 | CHANNELVIEW | HARRIS | TX | TX_77530 | 77530 | Suburb Large | 11491 | 0.81751
48201 | 77532 | 48 | CROSBY | HARRIS | TX | TX_77532 | 77532 | Rural Fringe | 8512 | 0.91374
48291 | 77533 | 48 | DAISETTA | LIBERTY | TX | TX_77533 | 77533 | Rural Fringe | 0 | 0.79882
48291 | 77535 | 48 | DAYTON | LIBERTY | TX | TX_77535 | 77535 | Town Fringe | 7046 | 0.93674
48201 | 77571 | 48 | LA PORTE | HARRIS | TX | TX_77571 | 77571 | Suburb Large | 16804 | 0.87806
48201 | 77586 | 48 | SEABROOK | HARRIS | TX | TX_77586 | 77586 | Suburb Large | 4964 | 0.91902
48361 | 77611 | 48 | BRIDGE CITY | ORANGE | TX | TX_77611 | 77611 | Town Fringe | 1809 | 0.93001
48241 | 77612 | 48 | BUNA | JASPER | TX | TX_77612 | 77612 | Rural Fringe | 2455 | 0.9112
48245 | 77613 | 48 | CHINA | JEFFERSON | TX | TX_77613 | 77613 | Rural Fringe | 902 | 0.90525
48241 | 77615 | 48 | EVADALE | JASPER | TX | TX_77615 | 77615 | Rural Fringe | 0 | 0.91421
48457 | 77616 | 48 | FRED | TYLER | TX | TX_77616 | 77616 | Rural Fringe | 0 | 0.8982
48199 | 77625 | 48 | KOUNTZE | HARDIN | TX | TX_77625 | 77625 | Rural Fringe | 4068 | 0.91018
48245 | 77627 | 48 | NEDERLAND | JEFFERSON | TX | TX_77627 | 77627 | Suburb Midsize | 7307 | 0.92845
48361 | 77630 | 48 | ORANGE | ORANGE | TX | TX_77630 | 77630 | Rural Fringe | 9760 | 0.91396
48351 | 77632 | 48 | ORANGE | NEWTON | TX | TX_77632 | 77632 | Rural Fringe | 7366 | 0.91594
48245 | 77640 | 48 | PORT ARTHUR | JEFFERSON | TX | TX_77640 | 77640 | City Small | 6557 | 0.83371
48245 | 77642 | 48 | PORT ARTHUR | JEFFERSON | TX | TX_77642 | 77642 | City Small | 10487 | 0.83501
48245 | 77651 | 48 | PORT NECHES | JEFFERSON | TX | TX_77651 | 77651 | Suburb Midsize | 4090 | 0.93058
48361 | 77662 | 48 | VIDOR | ORANGE | TX | TX_77662 | 77662 | Suburb Midsize | 7577 | 0.91621
48071 | 77665 | 48 | WINNIE | CHAMBERS | TX | TX_77665 | 77665 | Town Fringe | 2924 | 0.95375
48245 | 77705 | 48 | BEAUMONT | JEFFERSON | TX | TX_77705 | 77705 | Rural Fringe | 11741 | 0.94109
48245 | 77708 | 48 | BEAUMONT | JEFFERSON | TX | TX_77708 | 77708 | City Midsize | 2374 | 0.81033
22043 | 71407 | 22 | BENTLEY | GRANT | LA | LA_71407 | 71407 | Rural Fringe | 0 | 0.87115
22069 | 71411 | 22 | CAMPTI | NATCHITOCHES | LA | LA_71411 | 71411 | Town Fringe | 633 | 0.89786
22079 | 71427 | 22 | FLATWOODS | RAPIDES | LA | LA_71427 | 71427 | City Small | 0 | 0.78254
22079 | 71433 | 22 | GLENMORA | RAPIDES | LA | LA_71433 | 71433 | City Small | 906 | 0.80765
22115 | 71459 | 22 | FORT POLK | VERNON | LA | LA_71459 | 71459 | Rural Fringe | 200 | 0.87113
22079 | 71466 | 22 | OTIS | RAPIDES | LA | LA_71466 | 71466 | City Small | 0 | 0.78954
22079 | 71472 | 22 | SIEPER | RAPIDES | LA | LA_71472 | 71472 | City Small | 0 | 0.81133
22127 | 71483 | 22 | WINNFIELD | WINN | LA | LA_71483 | 71483 | Rural Fringe | 2841 | 0.87416
22053 | 70581 | 22 | ROANOKE | JEFFERSON DAVIS | LA | LA_70581 | 70581 | Town Fringe | 293 | 0.95423
22011 | 70662 | 22 | SUGARTOWN | BEAUREGARD | LA | LA_70662 | 70662 | Rural Fringe | 0 | 0.909
22001 | 70543 | 22 | IOTA | ACADIA | LA | LA_70543 | 70543 | Town Fringe | 894 | 0.9524
22039 | 70576 | 22 | PINE PRAIRIE | EVANGELINE | LA | LA_70576 | 70576 | Rural Fringe | 8 | 0.94363
22053 | 70591 | 22 | WELSH | JEFFERSON DAVIS | LA | LA_70591 | 70591 | Town Fringe | 1988 | 0.95431
22019 | 70611 | 22 | LAKE CHARLES | CALCASIEU | LA | LA_70611 | 70611 | City Small | 5066 | 0.8302
22019 | 70615 | 22 | LAKE CHARLES | CALCASIEU | LA | LA_70615 | 70615 | City Small | 4069 | 0.82894
22023 | 70630 | 22 | BELL CITY | CAMERON | LA | LA_70630 | 70630 | Rural Fringe | 907 | 0.94072
22019 | 70633 | 22 | DEQUINCY | CALCASIEU | LA | LA_70633 | 70633 | City Small | 2318 | 0.82442
22011 | 70637 | 22 | DRY CREEK | BEAUREGARD | LA | LA_70637 | 70637 | Rural Fringe | 157 | 0.91661
22115 | 70639 | 22 | EVANS | VERNON | LA | LA_70639 | 70639 | Rural Fringe | 0 | 0.90494
22003 | 70648 | 22 | KINDER | ALLEN | LA | LA_70648 | 70648 | Rural Fringe | 2237 | 0.92841
22011 | 70652 | 22 | LONGVILLE | BEAUREGARD | LA | LA_70652 | 70652 | Rural Fringe | 379 | 0.91304
22003 | 70655 | 22 | OBERLIN | ALLEN | LA | LA_70655 | 70655 | Rural Fringe | 693 | 0.92626
22011 | 70657 | 22 | RAGLEY | BEAUREGARD | LA | LA_70657 | 70657 | Rural Fringe | 583 | 0.92754
22003 | 70658 | 22 | REEVES | ALLEN | LA | LA_70658 | 70658 | Rural Fringe | 109 | 0.92377
22011 | 70660 | 22 | SINGER | BEAUREGARD | LA | LA_70660 | 70660 | Rural Fringe | 523 | 0.91619
22019 | 70663 | 22 | SULPHUR | CALCASIEU | LA | LA_70663 | 70663 | City Small | 7485 | 0.82584
22019 | 70665 | 22 | SULPHUR | CALCASIEU | LA | LA_70665 | 70665 | City Small | 2685 | 0.83809
22019 | 70668 | 22 | VINTON | CALCASIEU | LA | LA_70668 | 70668 | City Small | 2328 | 0.83526
22019 | 70669 | 22 | WESTLAKE | CALCASIEU | LA | LA_70669 | 70669 | City Small | 2879 | 0.81865
22013 | 71008 | 22 | BIENVILLE | BIENVILLE | LA | LA_71008 | 71008 | Rural Fringe | 181 | 0.87039
22031 | 71027 | 22 | FRIERSON | DE SOTO | LA | LA_71027 | 71027 | Rural Fringe | 555 | 0.88705
22031 | 71030 | 22 | GLOSTER | DE SOTO | LA | LA_71030 | 71030 | Rural Fringe | 395 | 0.88699
22085 | 71065 | 22 | PLEASANT HILL | SABINE | LA | LA_71065 | 71065 | Rural Fringe | 69 | 0.88988
22115 | 71403 | 22 | ANACOCO | VERNON | LA | LA_71403 | 71403 | Rural Fringe | 823 | 0.88802
22017 | 71129 | 22 | SHREVEPORT | CADDO | LA | LA_71129 | 71129 | City Midsize | 2837 | 0.77823
22127 | 71404 | 22 | ATLANTA | WINN | LA | LA_71404 | 71404 | Rural Fringe | 263 | 0.87407
22079 | 71409 | 22 | BOYCE | RAPIDES | LA | LA_71409 | 71409 | City Small | 2364 | 0.80921
22127 | 71410 | 22 | CALVIN | WINN | LA | LA_71410 | 71410 | Rural Fringe | -999 | 0.81836
22069 | 71416 | 22 | CLOUTIERVILLE | NATCHITOCHES | LA | LA_71416 | 71416 | Town Fringe | 479 | 0.92014
22085 | 71419 | 22 | CONVERSE | SABINE | LA | LA_71419 | 71419 | Rural Fringe | 645 | 0.89521
22127 | 71422 | 22 | DODSON | WINN | LA | LA_71422 | 71422 | Rural Fringe | 127 | 0.87795
22043 | 71423 | 22 | DRY PRONG | GRANT | LA | LA_71423 | 71423 | Rural Fringe | 944 | 0.87156
22079 | 71424 | 22 | ELMER | RAPIDES | LA | LA_71424 | 71424 | City Small | 192 | 0.79506
22115 | 71438 | 22 | HINESTON | VERNON | LA | LA_71438 | 71438 | Rural Fringe | 151 | 0.89862
22115 | 71439 | 22 | HORNBECK | VERNON | LA | LA_71439 | 71439 | Rural Fringe | 45 | 0.894
22069 | 71450 | 22 | MARTHAVILLE | NATCHITOCHES | LA | LA_71450 | 71450 | Town Fringe | 175 | 0.89255
22043 | 71454 | 22 | MONTGOMERY | GRANT | LA | LA_71454 | 71454 | Rural Fringe | 399 | 0.87938
22069 | 71455 | 22 | MORA | NATCHITOCHES | LA | LA_71455 | 71455 | Town Fringe | 0 | 0.89114
22069 | 71456 | 22 | NATCHEZ | NATCHITOCHES | LA | LA_71456 | 71456 | Town Fringe | 429 | 0.93251
22003 | 71463 | 22 | OAKDALE | ALLEN | LA | LA_71463 | 71463 | Rural Fringe | 2879 | 0.91127
22069 | 71468 | 22 | PROVENCAL | NATCHITOCHES | LA | LA_71468 | 71468 | Town Fringe | 453 | 0.88623
22069 | 71469 | 22 | ROBELINE | NATCHITOCHES | LA | LA_71469 | 71469 | Town Fringe | 1196 | 0.90047
22085 | 71486 | 22 | ZWOLLE | SABINE | LA | LA_71486 | 71486 | Rural Fringe | 779 | 0.8872
48347 | 75944 | 48 | ETOILE | NACOGDOCHES | TX | TX_75944 | 75944 | Rural Fringe | 52 | 0.8859
48347 | 75946 | 48 | GARRISON | NACOGDOCHES | TX | TX_75946 | 75946 | Rural Fringe | 1771 | 0.90493
48403 | 75948 | 48 | HEMPHILL | SABINE | TX | TX_75948 | 75948 | Rural Fringe | 2378 | 0.88224
48005 | 75949 | 48 | HUNTINGTON | ANGELINA | TX | TX_75949 | 75949 | Rural Fringe | 2081 | 0.89899
48241 | 75951 | 48 | JASPER | JASPER | TX | TX_75951 | 75951 | Rural Fringe | 5402 | 0.9037
48347 | 75962 | 48 | NACOGDOCHES | NACOGDOCHES | TX | TX_75962 | 75962 | Town Fringe | 148 | 0.90477
48365 | 75643 | 48 | GARY | PANOLA | TX | TX_75643 | 75643 | Rural Fringe | 495 | 0.88172
48183 | 75662 | 48 | KILGORE | GREGG | TX | TX_75662 | 75662 | Town Fringe | 6828 | 0.89848
48365 | 75669 | 48 | LONG BRANCH | PANOLA | TX | TX_75669 | 75669 | Town Fringe | 849 | 0.89603
48401 | 75681 | 48 | MOUNT ENTERPRISE | RUSK | TX | TX_75681 | 75681 | Rural Fringe | 992 | 0.88846
48401 | 75682 | 48 | NEW LONDON | RUSK | TX | TX_75682 | 75682 | Rural Fringe | 0 | 0.82665
48401 | 75684 | 48 | OVERTON | RUSK | TX | TX_75684 | 75684 | Rural Fringe | 2883 | 0.88522
48073 | 75789 | 48 | TROUP | CHEROKEE | TX | TX_75789 | 75789 | Rural Fringe | 3868 | 0.89823
48351 | 75928 | 48 | BON WIER | NEWTON | TX | TX_75928 | 75928 | Rural Fringe | 0 | 0.92597
48405 | 75929 | 48 | BROADDUS | SAN AUGUSTINE | TX | TX_75929 | 75929 | Rural Fringe | 675 | 0.87965
48405 | 75930 | 48 | BRONSON | SAN AUGUSTINE | TX | TX_75930 | 75930 | Rural Fringe | 828 | 0.89662
48241 | 75931 | 48 | BROOKELAND | JASPER | TX | TX_75931 | 75931 | Rural Fringe | 429 | 0.88007
48351 | 75932 | 48 | BURKEVILLE | NEWTON | TX | TX_75932 | 75932 | Rural Fringe | 126 | 0.90121
48351 | 75933 | 48 | CALL | NEWTON | TX | TX_75933 | 75933 | Rural Fringe | 433 | 0.90882
48373 | 75934 | 48 | CAMDEN | POLK | TX | TX_75934 | 75934 | Rural Fringe | -999 | 0.83925
48419 | 75935 | 48 | CENTER | SHELBY | TX | TX_75935 | 75935 | Town Fringe | 3775 | 0.91123
48457 | 75936 | 48 | CHESTER | TYLER | TX | TX_75936 | 75936 | Rural Fringe | 279 | 0.90164
48347 | 75937 | 48 | CHIRENO | NACOGDOCHES | TX | TX_75937 | 75937 | Rural Fringe | 405 | 0.90761
48457 | 75938 | 48 | COLMESNEIL | TYLER | TX | TX_75938 | 75938 | Rural Fringe | 504 | 0.90385
48373 | 75939 | 48 | CORRIGAN | POLK | TX | TX_75939 | 75939 | Rural Fringe | 884 | 0.90275
48005 | 75941 | 48 | DIBOLL | ANGELINA | TX | TX_75941 | 75941 | Town Fringe | 1995 | 0.91757
48347 | 75943 | 48 | DOUGLASS | NACOGDOCHES | TX | TX_75943 | 75943 | Rural Fringe | 438 | 0.89149
48373 | 75960 | 48 | MOSCOW | POLK | TX | TX_75960 | 75960 | Rural Fringe | 313 | 0.90179
48347 | 75965 | 48 | NACOGDOCHES | NACOGDOCHES | TX | TX_75965 | 75965 | Town Fringe | 3861 | 0.90993
48351 | 75966 | 48 | NEWTON | NEWTON | TX | TX_75966 | 75966 | Rural Fringe | 1311 | 0.90977
48403 | 75968 | 48 | PINELAND | SABINE | TX | TX_75968 | 75968 | Rural Fringe | 254 | 0.89251
48365 | 75974 | 48 | TENAHA | PANOLA | TX | TX_75974 | 75974 | Town Fringe | 827 | 0.90266
48351 | 75977 | 48 | WIERGATE | NEWTON | TX | TX_75977 | 75977 | Rural Fringe | 198 | 0.8981
48291 | 77369 | 48 | RYE | LIBERTY | TX | TX_77369 | 77369 | Rural Fringe | 0 | 0.88718
48373 | 77399 | 48 | LIVINGSTON | POLK | TX | TX_77399 | 77399 | Town Fringe | -999 | 0.95388
48291 | 77582 | 48 | RAYWOOD | LIBERTY | TX | TX_77582 | 77582 | Rural Fringe | 765 | 0.93026
48201 | 77015 | 48 | HOUSTON | HARRIS | TX | TX_77015 | 77015 | Suburb Large | 16190 | 0.85133
48201 | 77547 | 48 | GALENA PARK | HARRIS | TX | TX_77547 | 77547 | Suburb Large | 3445 | 0.89405
48225 | 75858 | 48 | RATCLIFF | HOUSTON | TX | TX_75858 | 75858 | Rural Fringe | -999 | 0.87751
48201 | 77011 | 48 | HOUSTON | HARRIS | TX | TX_77011 | 77011 | City Large | 5430 | 0.85985
48201 | 77012 | 48 | HOUSTON | HARRIS | TX | TX_77012 | 77012 | City Large | 5108 | 0.84554
48201 | 77013 | 48 | HOUSTON | HARRIS | TX | TX_77013 | 77013 | City Large | 3784 | 0.88557
48201 | 77017 | 48 | HOUSTON | HARRIS | TX | TX_77017 | 77017 | City Large | 9161 | 0.84532
48201 | 77028 | 48 | HOUSTON | HARRIS | TX | TX_77028 | 77028 | City Large | 6719 | 0.82274
48201 | 77029 | 48 | HOUSTON | HARRIS | TX | TX_77029 | 77029 | City Large | 6717 | 0.92378
48201 | 77044 | 48 | HOUSTON | HARRIS | TX | TX_77044 | 77044 | Suburb Large | 10422 | 0.91331
48201 | 77050 | 48 | HOUSTON | HARRIS | TX | TX_77050 | 77050 | City Large | 1421 | 0.87674
48201 | 77062 | 48 | HOUSTON | HARRIS | TX | TX_77062 | 77062 | Suburb Large | 9604 | 0.89942
48201 | 77078 | 48 | HOUSTON | HARRIS | TX | TX_77078 | 77078 | City Large | 3227 | 0.88905
48201 | 77087 | 48 | HOUSTON | HARRIS | TX | TX_77087 | 77087 | City Large | 9995 | 0.90595
48407 | 77328 | 48 | CLEVELAND | SAN JACINTO | TX | TX_77328 | 77328 | Town Fringe | 3892 | 0.90393
48373 | 77335 | 48 | GOODRICH | POLK | TX | TX_77335 | 77335 | Rural Fringe | 1044 | 0.91747
48201 | 77336 | 48 | HUFFMAN | HARRIS | TX | TX_77336 | 77336 | Rural Fringe | 3349 | 0.8895
48201 | 77339 | 48 | KINGWOOD | HARRIS | TX | TX_77339 | 77339 | Suburb Large | 11989 | 0.89229
48339 | 77357 | 48 | NEW CANEY | MONTGOMERY | TX | TX_77357 | 77357 | Suburb Large | 4309 | 0.89111
48291 | 77368 | 48 | ROMAYOR | LIBERTY | TX | TX_77368 | 77368 | Rural Fringe | 0 | 0.89811
48199 | 77376 | 48 | VOTAW | HARDIN | TX | TX_77376 | 77376 | Rural Fringe | 0 | 0.90973
48201 | 77506 | 48 | PASADENA | HARRIS | TX | TX_77506 | 77506 | Suburb Large | 8861 | 0.89042
48201 | 77507 | 48 | PASADENA | HARRIS | TX | TX_77507 | 77507 | Suburb Large | 2129 | 0.46783
48199 | 77519 | 48 | BATSON | HARDIN | TX | TX_77519 | 77519 | Rural Fringe | 124 | 0.93283
48201 | 77536 | 48 | DEER PARK | HARRIS | TX | TX_77536 | 77536 | Suburb Large | 12526 | 0.92751
48291 | 77538 | 48 | DEVERS | LIBERTY | TX | TX_77538 | 77538 | Rural Fringe | 1958 | 0.93884
48071 | 77560 | 48 | HANKAMER | CHAMBERS | TX | TX_77560 | 77560 | Rural Fringe | 704 | 0.93777
48291 | 77561 | 48 | HARDIN | LIBERTY | TX | TX_77561 | 77561 | Rural Fringe | -999 | 0.82861
48201 | 77562 | 48 | HIGHLANDS | HARRIS | TX | TX_77562 | 77562 | City Small | 5418 | 0.84681
48291 | 77564 | 48 | HULL | LIBERTY | TX | TX_77564 | 77564 | Rural Fringe | 639 | 0.93083
48291 | 77575 | 48 | LIBERTY | LIBERTY | TX | TX_77575 | 77575 | Town Fringe | 4726 | 0.9468
48199 | 77585 | 48 | SARATOGA | HARDIN | TX | TX_77585 | 77585 | Rural Fringe | 0 | 0.92059
48201 | 77587 | 48 | SOUTH HOUSTON | HARRIS | TX | TX_77587 | 77587 | Suburb Large | 5140 | 0.88405
48071 | 77597 | 48 | WALLISVILLE | CHAMBERS | TX | TX_77597 | 77597 | Rural Fringe | 354 | 0.92165
48245 | 77619 | 48 | GROVES | JEFFERSON | TX | TX_77619 | 77619 | Suburb Midsize | 6343 | 0.93561
48245 | 77622 | 48 | HAMSHIRE | JEFFERSON | TX | TX_77622 | 77622 | Rural Fringe | 514 | 0.94575
48245 | 77629 | 48 | NOME | JEFFERSON | TX | TX_77629 | 77629 | Rural Fringe | 446 | 0.93385
48245 | 77655 | 48 | SABINE PASS | JEFFERSON | TX | TX_77655 | 77655 | Rural Fringe | 0 | 0.93983
48199 | 77656 | 48 | SILSBEE | HARDIN | TX | TX_77656 | 77656 | Town Fringe | 5403 | 0.91361
48199 | 77657 | 48 | LUMBERTON | HARDIN | TX | TX_77657 | 77657 | Rural Fringe | 3881 | 0.91214
48199 | 77659 | 48 | SOUR LAKE | HARDIN | TX | TX_77659 | 77659 | Rural Fringe | 1181 | 0.92756
48457 | 77660 | 48 | SPURGER | TYLER | TX | TX_77660 | 77660 | Rural Fringe | 24 | 0.90624
48457 | 77664 | 48 | WARREN | TYLER | TX | TX_77664 | 77664 | Rural Fringe | 802 | 0.90083
48245 | 77701 | 48 | BEAUMONT | JEFFERSON | TX | TX_77701 | 77701 | City Midsize | 4613 | 0.8405
48245 | 77702 | 48 | BEAUMONT | JEFFERSON | TX | TX_77702 | 77702 | City Midsize | 703 | 0.8332
48245 | 77703 | 48 | BEAUMONT | JEFFERSON | TX | TX_77703 | 77703 | City Midsize | 4383 | 0.80394
48245 | 77706 | 48 | BEAUMONT | JEFFERSON | TX | TX_77706 | 77706 | City Midsize | 7462 | 0.80671
48245 | 77707 | 48 | BEAUMONT | JEFFERSON | TX | TX_77707 | 77707 | City Midsize | 4878 | 0.82214
48245 | 77713 | 48 | BEAUMONT | JEFFERSON | TX | TX_77713 | 77713 | Rural Fringe | 4950 | 0.93721
48225 | 75851 | 48 | LOVELADY | HOUSTON | TX | TX_75851 | 75851 | Rural Fringe | 1399 | 0.91971
48313 | 75852 | 48 | MIDWAY | MADISON | TX | TX_75852 | 75852 | Rural Fringe | 1405 | 0.92736
48455 | 75862 | 48 | TRINITY | TRINITY | TX | TX_75862 | 75862 | Rural Fringe | 3351 | 0.89611
48201 | 77002 | 48 | HOUSTON | HARRIS | TX | TX_77002 | 77002 | City Large | 252 | 0.89286
48201 | 77043 | 48 | HOUSTON | HARRIS | TX | TX_77043 | 77043 | City Large | 4807 | 0.89922
48201 | 77074 | 48 | HOUSTON | HARRIS | TX | TX_77074 | 77074 | City Large | 6481 | 0.91597
48339 | 77354 | 48 | MAGNOLIA | MONTGOMERY | TX | TX_77354 | 77354 | Rural Fringe | 10163 | 0.89161
48339 | 77355 | 48 | MAGNOLIA | MONTGOMERY | TX | TX_77355 | 77355 | Rural Fringe | 5589 | 0.8747
48201 | 77375 | 48 | TOMBALL | HARRIS | TX | TX_77375 | 77375 | Town Fringe | 12719 | 0.89438
48201 | 77377 | 48 | TOMBALL | HARRIS | TX | TX_77377 | 77377 | Town Fringe | 7340 | 0.90813
48339 | 77380 | 48 | SPRING | MONTGOMERY | TX | TX_77380 | 77380 | Suburb Small | 6195 | 0.8664
48339 | 77381 | 48 | SPRING | MONTGOMERY | TX | TX_77381 | 77381 | Suburb Small | 11133 | 0.89124
48201 | 77389 | 48 | SPRING | HARRIS | TX | TX_77389 | 77389 | Suburb Large | 7820 | 0.90966
48157 | 77407 | 48 | RICHMOND | FORT BEND | TX | TX_77407 | 77407 | Suburb Large | 11703 | 0.93419
48201 | 77429 | 48 | CYPRESS | HARRIS | TX | TX_77429 | 77429 | Suburb Large | 23143 | 0.8986
48201 | 77447 | 48 | HOCKLEY | HARRIS | TX | TX_77447 | 77447 | Rural Fringe | 3578 | 0.92416
48423 | 75703 | 48 | TYLER | SMITH | TX | TX_75703 | 75703 | City Small | 9060 | 0.78835
48423 | 75704 | 48 | TYLER | SMITH | TX | TX_75704 | 75704 | City Small | 3305 | 0.81073
48213 | 75770 | 48 | LARUE | HENDERSON | TX | TX_75770 | 75770 | Rural Fringe | 1698 | 0.90529
48225 | 75835 | 48 | CROCKETT | HOUSTON | TX | TX_75835 | 75835 | Town Fringe | 4838 | 0.92249
48201 | 77003 | 48 | HOUSTON | HARRIS | TX | TX_77003 | 77003 | City Large | 2381 | 0.8761
48201 | 77004 | 48 | HOUSTON | HARRIS | TX | TX_77004 | 77004 | City Large | 8044 | 0.83143
48201 | 77005 | 48 | HOUSTON | HARRIS | TX | TX_77005 | 77005 | City Large | 8490 | 0.88634
48201 | 77006 | 48 | HOUSTON | HARRIS | TX | TX_77006 | 77006 | City Large | 4870 | 0.88665
48201 | 77007 | 48 | HOUSTON | HARRIS | TX | TX_77007 | 77007 | City Large | 8833 | 0.86766
48201 | 77008 | 48 | HOUSTON | HARRIS | TX | TX_77008 | 77008 | City Large | 13151 | 0.83484
48201 | 77009 | 48 | HOUSTON | HARRIS | TX | TX_77009 | 77009 | City Large | 14027 | 0.8525
48201 | 77010 | 48 | HOUSTON | HARRIS | TX | TX_77010 | 77010 | City Large | 6 | 0.83333
48201 | 77014 | 48 | HOUSTON | HARRIS | TX | TX_77014 | 77014 | Suburb Large | 5660 | 0.90929
48201 | 77016 | 48 | HOUSTON | HARRIS | TX | TX_77016 | 77016 | City Large | 9563 | 0.88048
48201 | 77018 | 48 | HOUSTON | HARRIS | TX | TX_77018 | 77018 | City Large | 11969 | 0.7547
48201 | 77019 | 48 | HOUSTON | HARRIS | TX | TX_77019 | 77019 | City Large | 4777 | 0.88424
48201 | 77020 | 48 | HOUSTON | HARRIS | TX | TX_77020 | 77020 | City Large | 8583 | 0.87196
48201 | 77021 | 48 | HOUSTON | HARRIS | TX | TX_77021 | 77021 | City Large | 8537 | 0.86916
48201 | 77022 | 48 | HOUSTON | HARRIS | TX | TX_77022 | 77022 | City Large | 8903 | 0.84758
48201 | 77023 | 48 | HOUSTON | HARRIS | TX | TX_77023 | 77023 | City Large | 7800 | 0.86244
48201 | 77024 | 48 | HOUSTON | HARRIS | TX | TX_77024 | 77024 | City Large | 10498 | 0.89969
48201 | 77026 | 48 | HOUSTON | HARRIS | TX | TX_77026 | 77026 | City Large | 9713 | 0.88109
48201 | 77027 | 48 | HOUSTON | HARRIS | TX | TX_77027 | 77027 | City Large | 2723 | 0.87587
48201 | 77030 | 48 | HOUSTON | HARRIS | TX | TX_77030 | 77030 | City Large | 2245 | 0.85434
48201 | 77031 | 48 | HOUSTON | HARRIS | TX | TX_77031 | 77031 | City Large | 3568 | 0.88718
48201 | 77032 | 48 | HOUSTON | HARRIS | TX | TX_77032 | 77032 | Suburb Large | 3041 | 0.83722
48201 | 77035 | 48 | HOUSTON | HARRIS | TX | TX_77035 | 77035 | City Large | 7970 | 0.91167
48201 | 77036 | 48 | HOUSTON | HARRIS | TX | TX_77036 | 77036 | City Large | 6775 | 0.91507
48201 | 77037 | 48 | HOUSTON | HARRIS | TX | TX_77037 | 77037 | Suburb Large | 4582 | 0.90751
48201 | 77038 | 48 | HOUSTON | HARRIS | TX | TX_77038 | 77038 | Suburb Large | 5139 | 0.9022
48201 | 77039 | 48 | HOUSTON | HARRIS | TX | TX_77039 | 77039 | Suburb Large | 5752 | 0.89304
48201 | 77040 | 48 | HOUSTON | HARRIS | TX | TX_77040 | 77040 | Suburb Large | 11315 | 0.91035
48201 | 77041 | 48 | HOUSTON | HARRIS | TX | TX_77041 | 77041 | Suburb Large | 9415 | 0.9123
48201 | 77042 | 48 | HOUSTON | HARRIS | TX | TX_77042 | 77042 | City Large | 5317 | 0.90275
48201 | 77045 | 48 | HOUSTON | HARRIS | TX | TX_77045 | 77045 | City Large | 8144 | 0.965
48201 | 77046 | 48 | HOUSTON | HARRIS | TX | TX_77046 | 77046 | City Large | 3 | 1
48201 | 77051 | 48 | HOUSTON | HARRIS | TX | TX_77051 | 77051 | City Large | 5167 | 0.93942
48201 | 77055 | 48 | HOUSTON | HARRIS | TX | TX_77055 | 77055 | City Large | 8818 | 0.92317
48201 | 77056 | 48 | HOUSTON | HARRIS | TX | TX_77056 | 77056 | City Large | 3357 | 0.92419
48201 | 77057 | 48 | HOUSTON | HARRIS | TX | TX_77057 | 77057 | City Large | 4720 | 0.92363
48201 | 77060 | 48 | HOUSTON | HARRIS | TX | TX_77060 | 77060 | Suburb Large | 4413 | 0.91174
48201 | 77063 | 48 | HOUSTON | HARRIS | TX | TX_77063 | 77063 | City Large | 4028 | 0.91875
48201 | 77064 | 48 | HOUSTON | HARRIS | TX | TX_77064 | 77064 | Suburb Large | 11929 | 0.89732
48201 | 77065 | 48 | HOUSTON | HARRIS | TX | TX_77065 | 77065 | Suburb Large | 9185 | 0.9064
48201 | 77066 | 48 | HOUSTON | HARRIS | TX | TX_77066 | 77066 | Suburb Large | 7903 | 0.89527
48201 | 77067 | 48 | HOUSTON | HARRIS | TX | TX_77067 | 77067 | Suburb Large | 6358 | 0.90479
48201 | 77068 | 48 | HOUSTON | HARRIS | TX | TX_77068 | 77068 | Suburb Large | 2813 | 0.89114
48201 | 77069 | 48 | HOUSTON | HARRIS | TX | TX_77069 | 77069 | Suburb Large | 4722 | 0.89488
48201 | 77070 | 48 | HOUSTON | HARRIS | TX | TX_77070 | 77070 | Suburb Large | 11927 | 0.92056
48201 | 77071 | 48 | HOUSTON | HARRIS | TX | TX_77071 | 77071 | City Large | 6192 | 0.90133
48201 | 77072 | 48 | HOUSTON | HARRIS | TX | TX_77072 | 77072 | City Large | 9744 | 0.90513
48201 | 77073 | 48 | HOUSTON | HARRIS | TX | TX_77073 | 77073 | Suburb Large | 8321 | 0.88675
48201 | 77076 | 48 | HOUSTON | HARRIS | TX | TX_77076 | 77076 | City Large | 7209 | 0.91416
48201 | 77077 | 48 | HOUSTON | HARRIS | TX | TX_77077 | 77077 | City Large | 10635 | 0.90154
48201 | 77079 | 48 | HOUSTON | HARRIS | TX | TX_77079 | 77079 | City Large | 7183 | 0.89235
48201 | 77080 | 48 | HOUSTON | HARRIS | TX | TX_77080 | 77080 | City Large | 8040 | 0.9038
48201 | 77081 | 48 | HOUSTON | HARRIS | TX | TX_77081 | 77081 | City Large | 2426 | 0.92536
48201 | 77082 | 48 | HOUSTON | HARRIS | TX | TX_77082 | 77082 | City Large | 9688 | 0.90151
48201 | 77084 | 48 | HOUSTON | HARRIS | TX | TX_77084 | 77084 | Suburb Large | 25659 | 0.90915
48201 | 77086 | 48 | HOUSTON | HARRIS | TX | TX_77086 | 77086 | Suburb Large | 6950 | 0.90322
48201 | 77088 | 48 | HOUSTON | HARRIS | TX | TX_77088 | 77088 | Suburb Large | 13552 | 0.91366
48201 | 77090 | 48 | HOUSTON | HARRIS | TX | TX_77090 | 77090 | Suburb Large | 4951 | 0.90825
48201 | 77091 | 48 | HOUSTON | HARRIS | TX | TX_77091 | 77091 | City Large | 5671 | 0.87246
48201 | 77092 | 48 | HOUSTON | HARRIS | TX | TX_77092 | 77092 | City Large | 6647 | 0.91365
48201 | 77093 | 48 | HOUSTON | HARRIS | TX | TX_77093 | 77093 | City Large | 10893 | 0.90248
48201 | 77094 | 48 | HOUSTON | HARRIS | TX | TX_77094 | 77094 | Suburb Large | 3034 | 0.93563
48201 | 77095 | 48 | HOUSTON | HARRIS | TX | TX_77095 | 77095 | Suburb Large | 20059 | 0.91055
48201 | 77096 | 48 | HOUSTON | HARRIS | TX | TX_77096 | 77096 | City Large | 9660 | 0.93001
48201 | 77098 | 48 | HOUSTON | HARRIS | TX | TX_77098 | 77098 | City Large | 2763 | 0.89468
48339 | 77301 | 48 | CONROE | MONTGOMERY | TX | TX_77301 | 77301 | Suburb Small | 5090 | 0.86985
48339 | 77302 | 48 | CONROE | MONTGOMERY | TX | TX_77302 | 77302 | Suburb Small | 5166 | 0.84971
48339 | 77306 | 48 | CONROE | MONTGOMERY | TX | TX_77306 | 77306 | Suburb Small | 1366 | 0.85774
48201 | 77338 | 48 | HUMBLE | HARRIS | TX | TX_77338 | 77338 | Suburb Large | 9958 | 0.89315
48201 | 77345 | 48 | KINGWOOD | HARRIS | TX | TX_77345 | 77345 | Suburb Large | 7158 | 0.92448
48201 | 77346 | 48 | HUMBLE | HARRIS | TX | TX_77346 | 77346 | Suburb Large | 15641 | 0.90794
48339 | 77362 | 48 | PINEHURST | MONTGOMERY | TX | TX_77362 | 77362 | Rural Fringe | 974 | 0.88832
48185 | 77363 | 48 | PLANTERSVILLE | GRIMES | TX | TX_77363 | 77363 | Town Fringe | 1320 | 0.92393
48339 | 77365 | 48 | PORTER | MONTGOMERY | TX | TX_77365 | 77365 | Suburb Large | 7315 | 0.89979
48201 | 77373 | 48 | SPRING | HARRIS | TX | TX_77373 | 77373 | Suburb Large | 18022 | 0.90474
48201 | 77379 | 48 | SPRING | HARRIS | TX | TX_77379 | 77379 | Suburb Large | 21661 | 0.89347
48339 | 77382 | 48 | SPRING | MONTGOMERY | TX | TX_77382 | 77382 | Suburb Small | 6582 | 0.87706
48339 | 77385 | 48 | CONROE | MONTGOMERY | TX | TX_77385 | 77385 | Suburb Small | 6882 | 0.86128
48339 | 77386 | 48 | SPRING | MONTGOMERY | TX | TX_77386 | 77386 | Suburb Small | 9689 | 0.86926
48201 | 77388 | 48 | SPRING | HARRIS | TX | TX_77388 | 77388 | Suburb Large | 13789 | 0.91448
48201 | 77396 | 48 | HUMBLE | HARRIS | TX | TX_77396 | 77396 | Suburb Large | 9755 | 0.89347
48201 | 77401 | 48 | BELLAIRE | HARRIS | TX | TX_77401 | 77401 | City Large | 6453 | 0.93525
48201 | 77433 | 48 | CYPRESS | HARRIS | TX | TX_77433 | 77433 | Suburb Large | 19337 | 0.94144
48201 | 77449 | 48 | KATY | HARRIS | TX | TX_77449 | 77449 | Suburb Large | 26364 | 0.93149
48201 | 77493 | 48 | KATY | HARRIS | TX | TX_77493 | 77493 | Suburb Large | 10348 | 0.95267
48157 | 77494 | 48 | KATY | FORT BEND | TX | TX_77494 | 77494 | Suburb Large | 22202 | 0.94459
48201 | 77503 | 48 | PASADENA | HARRIS | TX | TX_77503 | 77503 | Suburb Large | 7566 | 0.89334
48201 | 77504 | 48 | PASADENA | HARRIS | TX | TX_77504 | 77504 | Suburb Large | 5246 | 0.91594
48423 | 75750 | 48 | ARP | SMITH | TX | TX_75750 | 75750 | Rural Fringe | 1748 | 0.89561
48073 | 75757 | 48 | BULLARD | CHEROKEE | TX | TX_75757 | 75757 | Rural Fringe | 3536 | 0.89457
48213 | 75758 | 48 | CHANDLER | HENDERSON | TX | TX_75758 | 75758 | Rural Fringe | 1807 | 0.8795
48423 | 75762 | 48 | FLINT | SMITH | TX | TX_75762 | 75762 | City Small | 3463 | 0.78233
48001 | 75763 | 48 | FRANKSTON | ANDERSON | TX | TX_75763 | 75763 | Rural Fringe | 1854 | 0.89698
48073 | 75766 | 48 | JACKSONVILLE | CHEROKEE | TX | TX_75766 | 75766 | Town Fringe | 7848 | 0.89743
48073 | 75784 | 48 | REKLAW | CHEROKEE | TX | TX_75784 | 75784 | Town Fringe | 391 | 0.90219
48073 | 75785 | 48 | RUSK | CHEROKEE | TX | TX_75785 | 75785 | Town Fringe | 2533 | 0.89025
48423 | 75791 | 48 | WHITEHOUSE | SMITH | TX | TX_75791 | 75791 | Suburb Midsize | 4045 | 0.89146
48001 | 75802 | 48 | PALESTINE | ANDERSON | TX | TX_75802 | 75802 | Rural Fringe | 0 | 0.87597
48001 | 75803 | 48 | PALESTINE | ANDERSON | TX | TX_75803 | 75803 | Town Fringe | 5413 | 0.91121
48001 | 75839 | 48 | ELKHART | ANDERSON | TX | TX_75839 | 75839 | Rural Fringe | 2337 | 0.89307
48225 | 75844 | 48 | GRAPELAND | HOUSTON | TX | TX_75844 | 75844 | Rural Fringe | 2291 | 0.89797
48073 | 75976 | 48 | WELLS | CHEROKEE | TX | TX_75976 | 75976 | Rural Fringe | -999 | 0.8902
48471 | 77320 | 48 | HUNTSVILLE | WALKER | TX | TX_77320 | 77320 | Town Fringe | 6532 | 0.91319
48471 | 77340 | 48 | HUNTSVILLE | WALKER | TX | TX_77340 | 77340 | Town Fringe | 4963 | 0.91046
48471 | 77341 | 48 | HUNTSVILLE | WALKER | TX | TX_77341 | 77341 | Town Fringe | 456 | 0.95071
48339 | 77372 | 48 | SPLENDORA | MONTGOMERY | TX | TX_77372 | 77372 | Rural Fringe | 2745 | 0.88194
48339 | 77378 | 48 | WILLIS | MONTGOMERY | TX | TX_77378 | 77378 | Rural Fringe | 3447 | 0.89646
48225 | 75856 | 48 | PENNINGTON | HOUSTON | TX | TX_75856 | 75856 | Rural Fringe | 728 | 0.92491
48423 | 75701 | 48 | TYLER | SMITH | TX | TX_75701 | 75701 | City Small | 9874 | 0.8041
48423 | 75702 | 48 | TYLER | SMITH | TX | TX_75702 | 75702 | City Small | 6399 | 0.81104
48423 | 75705 | 48 | TYLER | SMITH | TX | TX_75705 | 75705 | Rural Fringe | 782 | 0.8922
48423 | 75707 | 48 | TYLER | SMITH | TX | TX_75707 | 75707 | Rural Fringe | 3670 | 0.88296
48423 | 75709 | 48 | TYLER | SMITH | TX | TX_75709 | 75709 | City Small | 1231 | 0.78988
48467 | 75754 | 48 | BEN WHEELER | VAN ZANDT | TX | TX_75754 | 75754 | Rural Fringe | 2697 | 0.90564
48213 | 75756 | 48 | BROWNSBORO | HENDERSON | TX | TX_75756 | 75756 | Rural Fringe | 1378 | 0.90241
48213 | 75778 | 48 | MURCHISON | HENDERSON | TX | TX_75778 | 75778 | Rural Fringe | 1889 | 0.91203
48001 | 75779 | 48 | NECHES | ANDERSON | TX | TX_75779 | 75779 | Rural Fringe | 0 | 0.88535
48467 | 75790 | 48 | VAN | VAN ZANDT | TX | TX_75790 | 75790 | Rural Fringe | 1404 | 0.91046
48001 | 75801 | 48 | PALESTINE | ANDERSON | TX | TX_75801 | 75801 | Town Fringe | 3810 | 0.89829
48339 | 77303 | 48 | CONROE | MONTGOMERY | TX | TX_77303 | 77303 | Suburb Small | 3902 | 0.87351
48339 | 77304 | 48 | CONROE | MONTGOMERY | TX | TX_77304 | 77304 | Suburb Small | 5843 | 0.86553
48339 | 77316 | 48 | MONTGOMERY | MONTGOMERY | TX | TX_77316 | 77316 | Rural Fringe | 4675 | 0.91394
48339 | 77318 | 48 | WILLIS | MONTGOMERY | TX | TX_77318 | 77318 | Rural Fringe | 5423 | 0.89788
48339 | 77356 | 48 | MONTGOMERY | MONTGOMERY | TX | TX_77356 | 77356 | Rural Fringe | 8709 | 0.89903
48471 | 77358 | 48 | NEW WAVERLY | WALKER | TX | TX_77358 | 77358 | Rural Fringe | 2050 | 0.90304
48407 | 77359 | 48 | OAKHURST | SAN JACINTO | TX | TX_77359 | 77359 | Rural Fringe | 660 | 0.8954
48373 | 77360 | 48 | ONALASKA | POLK | TX | TX_77360 | 77360 | Rural Fringe | 2072 | 0.87446
48407 | 77364 | 48 | POINTBLANK | SAN JACINTO | TX | TX_77364 | 77364 | Rural Fringe | 295 | 0.88551
48339 | 77384 | 48 | CONROE | MONTGOMERY | TX | TX_77384 | 77384 | Suburb Small | 5733 | 0.86575
40099 | 73032 | 40 | DOUGHERTY | MURRAY | OK | OK_73032 | 73032 | Rural Fringe | -999 | 0.79165
40027 | 73051 | 40 | LEXINGTON | CLEVELAND | OK | OK_73051 | 73051 | Town Fringe | 2661 | 0.88132
40099 | 73086 | 40 | SULPHUR | MURRAY | OK | OK_73086 | 73086 | Town Fringe | 3023 | 0.88574
40019 | 73401 | 40 | ARDMORE | CARTER | OK | OK_73401 | 73401 | Rural Fringe | 12918 | 0.87611
40095 | 73439 | 40 | KINGSTON | MARSHALL | OK | OK_73439 | 73439 | Rural Fringe | 3046 | 0.86423
40095 | 73446 | 40 | MADILL | MARSHALL | OK | OK_73446 | 73446 | Town Fringe | 2985 | 0.88911
40085 | 73448 | 40 | MARIETTA | LOVE | OK | OK_73448 | 73448 | Rural Fringe | 1659 | 0.88354
40085 | 73453 | 40 | OVERBROOK | LOVE | OK | OK_73453 | 73453 | Rural Fringe | 0 | 0.86755
40085 | 73459 | 40 | THACKERVILLE | LOVE | OK | OK_73459 | 73459 | Rural Fringe | 177 | 0.88214
40013 | 74733 | 40 | COLBERT | BRYAN | OK | OK_74733 | 74733 | Rural Fringe | 854 | 0.88133
40013 | 74741 | 40 | HENDRIX | BRYAN | OK | OK_74741 | 74741 | Rural Fringe | 737 | 0.889
40013 | 74753 | 40 | PLATTER | BRYAN | OK | OK_74753 | 74753 | Rural Fringe | -999 | 0.67539
40123 | 74820 | 40 | ADA | PONTOTOC | OK | OK_74820 | 74820 | Rural Fringe | 10518 | 0.86866
40123 | 74825 | 40 | ALLEN | PONTOTOC | OK | OK_74825 | 74825 | Rural Fringe | 1164 | 0.86057
40087 | 74831 | 40 | BYARS | MCCLAIN | OK | OK_74831 | 74831 | Rural Fringe | 556 | 0.87631
40133 | 74849 | 40 | KONAWA | SEMINOLE | OK | OK_74849 | 74849 | Rural Fringe | 992 | 0.85912
40125 | 74878 | 40 | WANETTE | POTTAWATOMIE | OK | OK_74878 | 74878 | Rural Fringe | 504 | 0.86519
48181 | 75020 | 48 | DENISON | GRAYSON | TX | TX_75020 | 75020 | City Small | 7288 | 0.77093
48181 | 75021 | 48 | DENISON | GRAYSON | TX | TX_75021 | 75021 | City Small | 2647 | 0.78214
48181 | 75489 | 48 | TOM BEAN | GRAYSON | TX | TX_75489 | 75489 | Rural Fringe | 0 | 0.86881
48097 | 76240 | 48 | GAINESVILLE | COOKE | TX | TX_76240 | 76240 | Town Fringe | 8511 | 0.898
48181 | 76264 | 48 | SADLER | GRAYSON | TX | TX_76264 | 76264 | Rural Fringe | 547 | 0.86929
48181 | 76268 | 48 | SOUTHMAYD | GRAYSON | TX | TX_76268 | 76268 | Rural Fringe | 720 | 0.88611
48181 | 76273 | 48 | WHITESBORO | GRAYSON | TX | TX_76273 | 76273 | Town Fringe | 3446 | 0.89129
40027 | 73026 | 40 | NORMAN | CLEVELAND | OK | OK_73026 | 73026 | Suburb Small | 4214 | 0.82188
40099 | 73030 | 40 | DAVIS | MURRAY | OK | OK_73030 | 73030 | Rural Fringe | 1633 | 0.87548
40069 | 73432 | 40 | COLEMAN | JOHNSTON | OK | OK_73432 | 73432 | Rural Fringe | 423 | 0.87686
40019 | 73443 | 40 | LONE GROVE | CARTER | OK | OK_73443 | 73443 | Rural Fringe | 703 | 0.88484
40027 | 73068 | 40 | NOBLE | CLEVELAND | OK | OK_73068 | 73068 | Rural Fringe | 2805 | 0.85768
40049 | 73074 | 40 | PAOLI | GARVIN | OK | OK_73074 | 73074 | Rural Fringe | 368 | 0.88519
40049 | 73075 | 40 | PAULS VALLEY | GARVIN | OK | OK_73075 | 73075 | Town Fringe | 2672 | 0.89084
40087 | 73095 | 40 | WAYNE | MCCLAIN | OK | OK_73095 | 73095 | Rural Fringe | 640 | 0.88674
40049 | 73098 | 40 | WYNNEWOOD | GARVIN | OK | OK_73098 | 73098 | Rural Fringe | 2768 | 0.87989
40085 | 73430 | 40 | BURNEYVILLE | LOVE | OK | OK_73430 | 73430 | Rural Fringe | 332 | 0.88506
40069 | 74530 | 40 | BROMIDE | JOHNSTON | OK | OK_74530 | 74530 | Rural Fringe | 102 | 0.80873
40095 | 73440 | 40 | LEBANON | MARSHALL | OK | OK_73440 | 73440 | Rural Fringe | 0 | 0.88089
40099 | 73444 | 40 | HENNEPIN | MURRAY | OK | OK_73444 | 73444 | Rural Fringe | 410 | 0.89246
40069 | 73447 | 40 | MANNSVILLE | JOHNSTON | OK | OK_73447 | 73447 | Town Fringe | 265 | 0.88658
40013 | 73449 | 40 | MEAD | BRYAN | OK | OK_73449 | 73449 | Rural Fringe | 758 | 0.85809
40069 | 73450 | 40 | MILBURN | JOHNSTON | OK | OK_73450 | 73450 | Rural Fringe | 701 | 0.87829
40019 | 73458 | 40 | SPRINGER | CARTER | OK | OK_73458 | 73458 | Rural Fringe | 230 | 0.89262
40069 | 73460 | 40 | TISHOMINGO | JOHNSTON | OK | OK_73460 | 73460 | Town Fringe | 1000 | 0.87529
40069 | 73461 | 40 | WAPANUCKA | JOHNSTON | OK | OK_73461 | 73461 | Rural Fringe | 562 | 0.87726
40005 | 74533 | 40 | CANEY | ATOKA | OK | OK_74533 | 74533 | Rural Fringe | 240 | 0.87049
40029 | 74534 | 40 | CENTRAHOMA | COAL | OK | OK_74534 | 74534 | Rural Fringe | 99 | 0.8685
40029 | 74556 | 40 | LEHIGH | COAL | OK | OK_74556 | 74556 | Rural Fringe | 461 | 0.88277
40063 | 74827 | 40 | ATWOOD | HUGHES | OK | OK_74827 | 74827 | Rural Fringe | 200 | 0.86347
40005 | 74525 | 40 | ATOKA | ATOKA | OK | OK_74525 | 74525 | Town Fringe | 2840 | 0.87585
40063 | 74531 | 40 | CALVIN | HUGHES | OK | OK_74531 | 74531 | Rural Fringe | 228 | 0.85895
40029 | 74535 | 40 | CLARITA | COAL | OK | OK_74535 | 74535 | Rural Fringe | 480 | 0.88233
40029 | 74538 | 40 | COALGATE | COAL | OK | OK_74538 | 74538 | Rural Fringe | 1453 | 0.8712
40063 | 74570 | 40 | STUART | HUGHES | OK | OK_74570 | 74570 | Rural Fringe | 461 | 0.85539
40029 | 74572 | 40 | TUPELO | COAL | OK | OK_74572 | 74572 | Rural Fringe | 587 | 0.87545
40013 | 74701 | 40 | DURANT | BRYAN | OK | OK_74701 | 74701 | Rural Fringe | 7638 | 0.88187
40013 | 74726 | 40 | BOKCHITO | BRYAN | OK | OK_74726 | 74726 | Rural Fringe | 1190 | 0.88544
40013 | 74729 | 40 | CADDO | BRYAN | OK | OK_74729 | 74729 | Rural Fringe | 768 | 0.88122
40013 | 74730 | 40 | CALERA | BRYAN | OK | OK_74730 | 74730 | Rural Fringe | 1780 | 0.88749
40013 | 74731 | 40 | CARTWRIGHT | BRYAN | OK | OK_74731 | 74731 | Rural Fringe | 198 | 0.85054
40013 | 74748 | 40 | KENEFIC | BRYAN | OK | OK_74748 | 74748 | Town Fringe | 378 | 0.89947
40125 | 74801 | 40 | SHAWNEE | POTTAWATOMIE | OK | OK_74801 | 74801 | Rural Fringe | 7556 | 0.86781
40125 | 74826 | 40 | ASHER | POTTAWATOMIE | OK | OK_74826 | 74826 | Rural Fringe | 274 | 0.86236
40123 | 74842 | 40 | FITTSTOWN | PONTOTOC | OK | OK_74842 | 74842 | Rural Fringe | 0 | 0.87123
40123 | 74843 | 40 | FITZHUGH | PONTOTOC | OK | OK_74843 | 74843 | Rural Fringe | 208 | 0.87563
40063 | 74848 | 40 | HOLDENVILLE | HUGHES | OK | OK_74848 | 74848 | Town Fringe | 2701 | 0.87295
40063 | 74850 | 40 | LAMAR | HUGHES | OK | OK_74850 | 74850 | Rural Fringe | 78 | 0.84478
40125 | 74852 | 40 | MACOMB | POTTAWATOMIE | OK | OK_74852 | 74852 | Rural Fringe | 800 | 0.86136
40133 | 74854 | 40 | MAUD | SEMINOLE | OK | OK_74854 | 74854 | Rural Fringe | 431 | 0.85655
40069 | 74856 | 40 | MILL CREEK | JOHNSTON | OK | OK_74856 | 74856 | Rural Fringe | 948 | 0.88727
40123 | 74865 | 40 | ROFF | PONTOTOC | OK | OK_74865 | 74865 | Rural Fringe | 862 | 0.88383
40133 | 74867 | 40 | SASAKWA | SEMINOLE | OK | OK_74867 | 74867 | Rural Fringe | 478 | 0.84832
40123 | 74871 | 40 | STONEWALL | PONTOTOC | OK | OK_74871 | 74871 | Rural Fringe | 930 | 0.87365
40049 | 74872 | 40 | STRATFORD | GARVIN | OK | OK_74872 | 74872 | Rural Fringe | 953 | 0.87914
40063 | 74883 | 40 | WETUMKA | HUGHES | OK | OK_74883 | 74883 | Rural Fringe | 822 | 0.85851
40133 | 74884 | 40 | WEWOKA | SEMINOLE | OK | OK_74884 | 74884 | Rural Fringe | 2580 | 0.85729
48147 | 75439 | 48 | ECTOR | FANNIN | TX | TX_75439 | 75439 | Rural Fringe | 516 | 0.89814
48181 | 75058 | 48 | GUNTER | GRAYSON | TX | TX_75058 | 75058 | Rural Fringe | 894 | 0.90371
48181 | 75076 | 48 | POTTSBORO | GRAYSON | TX | TX_75076 | 75076 | Rural Fringe | 2431 | 0.86036
48181 | 75090 | 48 | SHERMAN | GRAYSON | TX | TX_75090 | 75090 | City Small | 6462 | 0.79249
48181 | 75092 | 48 | SHERMAN | GRAYSON | TX | TX_75092 | 75092 | Rural Fringe | 7166 | 0.89142
48097 | 76250 | 48 | LINDSAY | COOKE | TX | TX_76250 | 76250 | Rural Fringe | 0 | 0.89925
48181 | 75414 | 48 | BELLS | GRAYSON | TX | TX_75414 | 75414 | Rural Fringe | 1299 | 0.88735
48147 | 75418 | 48 | BONHAM | FANNIN | TX | TX_75418 | 75418 | Town Fringe | 3491 | 0.89826
48181 | 75459 | 48 | HOWE | GRAYSON | TX | TX_75459 | 75459 | Rural Fringe | 1647 | 0.90175
48147 | 75476 | 48 | RAVENNA | FANNIN | TX | TX_75476 | 75476 | Town Fringe | 850 | 0.89619
48147 | 75479 | 48 | SAVOY | FANNIN | TX | TX_75479 | 75479 | Rural Fringe | 740 | 0.88605
48147 | 75490 | 48 | TRENTON | FANNIN | TX | TX_75490 | 75490 | Rural Fringe | 307 | 0.897
48181 | 75491 | 48 | WHITEWRIGHT | GRAYSON | TX | TX_75491 | 75491 | Rural Fringe | 1483 | 0.89416
48181 | 76233 | 48 | COLLINSVILLE | GRAYSON | TX | TX_76233 | 76233 | Rural Fringe | 965 | 0.89255
48097 | 76238 | 48 | ERA | COOKE | TX | TX_76238 | 76238 | Rural Fringe | 80 | 0.90069
48181 | 76245 | 48 | GORDONVILLE | GRAYSON | TX | TX_76245 | 76245 | Town Fringe | 196 | 0.86756
48097 | 76252 | 48 | MUENSTER | COOKE | TX | TX_76252 | 76252 | Rural Fringe | 1090 | 0.89821
48097 | 76253 | 48 | MYRA | COOKE | TX | TX_76253 | 76253 | Rural Fringe | 0 | 0.83143
48181 | 76271 | 48 | TIOGA | GRAYSON | TX | TX_76271 | 76271 | Rural Fringe | 687 | 0.88766
48097 | 76272 | 48 | VALLEY VIEW | COOKE | TX | TX_76272 | 76272 | Rural Fringe | 1670 | 0.88959
48085 | 75025 | 48 | PLANO | COLLIN | TX | TX_75025 | 75025 | City Large | 15007 | 0.88337
48085 | 75070 | 48 | MCKINNEY | COLLIN | TX | TX_75070 | 75070 | City Small | 19879 | 0.7812
48085 | 75071 | 48 | MCKINNEY | COLLIN | TX | TX_75071 | 75071 | City Small | 10344 | 0.80102
48113 | 75099 | 48 | COPPELL | DALLAS | TX | TX_75099 | 75099 | City Large | -999 | 0.89908
48397 | 75132 | 48 | FATE | ROCKWALL | TX | TX_75132 | 75132 | Suburb Large | 0 | 0.91077
48113 | 75159 | 48 | SEAGOVILLE | DALLAS | TX | TX_75159 | 75159 | City Large | 4855 | 0.89749
48085 | 75164 | 48 | JOSEPHINE | COLLIN | TX | TX_75164 | 75164 | Rural Fringe | 0 | 0.8072
48085 | 75166 | 48 | LAVON | COLLIN | TX | TX_75166 | 75166 | Rural Fringe | 587 | 0.89374
48113 | 75242 | 48 | DALLAS | DALLAS | TX | TX_75242 | 75242 | City Large | -999 | -999
48113 | 75270 | 48 | DALLAS | DALLAS | TX | TX_75270 | 75270 | City Large | 0 | 0.92157
48231 | 75458 | 48 | MERIT | HUNT | TX | TX_75458 | 75458 | Rural Fringe | 0 | 0.89453
48257 | 75157 | 48 | ROSSER | KAUFMAN | TX | TX_75157 | 75157 | Rural Fringe | 0 | 0.91965
48113 | 75251 | 48 | DALLAS | DALLAS | TX | TX_75251 | 75251 | City Large | 537 | 0.87564
48113 | 75275 | 48 | DALLAS | DALLAS | TX | TX_75275 | 75275 | Suburb Large | 23 | 0.87008
48085 | 75407 | 48 | PRINCETON | COLLIN | TX | TX_75407 | 75407 | Town Fringe | 3714 | 0.89722
48113 | 75001 | 48 | ADDISON | DALLAS | TX | TX_75001 | 75001 | City Large | 1682 | 0.89165
48085 | 75002 | 48 | ALLEN | COLLIN | TX | TX_75002 | 75002 | Suburb Large | 19689 | 0.9089
48113 | 75006 | 48 | CARROLLTON | DALLAS | TX | TX_75006 | 75006 | City Midsize | 9720 | 0.79268
48121 | 75007 | 48 | CARROLLTON | DENTON | TX | TX_75007 | 75007 | City Midsize | 13830 | 0.80497
48085 | 75009 | 48 | CELINA | COLLIN | TX | TX_75009 | 75009 | Rural Fringe | 2545 | 0.90234
48121 | 75010 | 48 | CARROLLTON | DENTON | TX | TX_75010 | 75010 | Suburb Large | 5477 | 0.9148
48085 | 75013 | 48 | ALLEN | COLLIN | TX | TX_75013 | 75013 | Suburb Large | 9810 | 0.90389
48113 | 75019 | 48 | COPPELL | DALLAS | TX | TX_75019 | 75019 | Suburb Large | 11213 | 0.91274
48121 | 75022 | 48 | FLOWER MOUND | DENTON | TX | TX_75022 | 75022 | Suburb Large | 7834 | 0.89084
48085 | 75023 | 48 | PLANO | COLLIN | TX | TX_75023 | 75023 | City Large | 14804 | 0.89419
48085 | 75024 | 48 | PLANO | COLLIN | TX | TX_75024 | 75024 | City Large | 9275 | 0.89731
48121 | 75028 | 48 | FLOWER MOUND | DENTON | TX | TX_75028 | 75028 | Suburb Large | 14154 | 0.90641
48397 | 75032 | 48 | ROCKWALL | ROCKWALL | TX | TX_75032 | 75032 | Suburb Large | 8158 | 0.91417
48085 | 75033 | 48 | FRISCO | COLLIN | TX | TX_75033 | 75033 | Suburb Large | 10813 | 0.91434
48121 | 75034 | 48 | FRISCO | DENTON | TX | TX_75034 | 75034 | Suburb Large | 11142 | 0.9109
48085 | 75035 | 48 | FRISCO | COLLIN | TX | TX_75035 | 75035 | Suburb Large | 15680 | 0.91898
48113 | 75038 | 48 | IRVING | DALLAS | TX | TX_75038 | 75038 | City Midsize | 2222 | 0.77068
48113 | 75039 | 48 | IRVING | DALLAS | TX | TX_75039 | 75039 | City Midsize | 1329 | 0.79637
48113 | 75040 | 48 | GARLAND | DALLAS | TX | TX_75040 | 75040 | Suburb Large | 16898 | 0.90058
48113 | 75041 | 48 | GARLAND | DALLAS | TX | TX_75041 | 75041 | Suburb Large | 7738 | 0.88905
48113 | 75042 | 48 | GARLAND | DALLAS | TX | TX_75042 | 75042 | Suburb Large | 8679 | 0.90788
48113 | 75043 | 48 | GARLAND | DALLAS | TX | TX_75043 | 75043 | Suburb Large | 14546 | 0.90268
48113 | 75044 | 48 | GARLAND | DALLAS | TX | TX_75044 | 75044 | Suburb Large | 11730 | 0.8935
48113 | 75048 | 48 | SACHSE | DALLAS | TX | TX_75048 | 75048 | Suburb Large | 7229 | 0.91063
48113 | 75050 | 48 | GRAND PRAIRIE | DALLAS | TX | TX_75050 | 75050 | Suburb Large | 8418 | 0.89184
48113 | 75051 | 48 | GRAND PRAIRIE | DALLAS | TX | TX_75051 | 75051 | Suburb Large | 9491 | 0.88991
48121 | 75056 | 48 | THE COLONY | DENTON | TX | TX_75056 | 75056 | Suburb Large | 15239 | 0.89807
48121 | 75057 | 48 | LEWISVILLE | DENTON | TX | TX_75057 | 75057 | Suburb Large | 2095 | 0.89235
48113 | 75060 | 48 | IRVING | DALLAS | TX | TX_75060 | 75060 | City Midsize | 9044 | 0.76765
48113 | 75061 | 48 | IRVING | DALLAS | TX | TX_75061 | 75061 | City Midsize | 7579 | 0.78513
48113 | 75062 | 48 | IRVING | DALLAS | TX | TX_75062 | 75062 | City Midsize | 9018 | 0.79325
48113 | 75063 | 48 | IRVING | DALLAS | TX | TX_75063 | 75063 | Suburb Large | 6496 | 0.90066
48121 | 75065 | 48 | LAKE DALLAS | DENTON | TX | TX_75065 | 75065 | Suburb Large | 2712 | 0.87559
48121 | 75067 | 48 | LEWISVILLE | DENTON | TX | TX_75067 | 75067 | Suburb Large | 12970 | 0.91797
48121 | 75068 | 48 | LITTLE ELM | DENTON | TX | TX_75068 | 75068 | Town Fringe | 12350 | 0.88331
48085 | 75069 | 48 | MCKINNEY | COLLIN | TX | TX_75069 | 75069 | City Small | 8774 | 0.77953
48085 | 75074 | 48 | PLANO | COLLIN | TX | TX_75074 | 75074 | City Large | 11925 | 0.88536
48085 | 75075 | 48 | PLANO | COLLIN | TX | TX_75075 | 75075 | City Large | 10644 | 0.88674
48121 | 75077 | 48 | LEWISVILLE | DENTON | TX | TX_75077 | 75077 | Suburb Large | 10657 | 0.89099
48085 | 75078 | 48 | PROSPER | COLLIN | TX | TX_75078 | 75078 | Rural Fringe | 3213 | 0.90007
48113 | 75080 | 48 | RICHARDSON | DALLAS | TX | TX_75080 | 75080 | City Large | 11194 | 0.87031
48113 | 75081 | 48 | RICHARDSON | DALLAS | TX | TX_75081 | 75081 | City Large | 9231 | 0.88924
48085 | 75082 | 48 | RICHARDSON | COLLIN | TX | TX_75082 | 75082 | City Large | 6885 | 0.8781
48397 | 75087 | 48 | ROCKWALL | ROCKWALL | TX | TX_75087 | 75087 | Suburb Large | 9297 | 0.89811
48113 | 75088 | 48 | ROWLETT | DALLAS | TX | TX_75088 | 75088 | Suburb Large | 8422 | 0.87179
48113 | 75089 | 48 | ROWLETT | DALLAS | TX | TX_75089 | 75089 | Suburb Large | 8938 | 0.8965
48085 | 75093 | 48 | PLANO | COLLIN | TX | TX_75093 | 75093 | City Large | 12615 | 0.88841
48085 | 75094 | 48 | PLANO | COLLIN | TX | TX_75094 | 75094 | City Large | 3937 | 0.88408
48439 | 76129 | 48 | FORT WORTH | TARRANT | TX | TX_76129 | 76129 | City Large | 39 | 0.86125
48439 | 76197 | 48 | FORT WORTH | TARRANT | TX | TX_76197 | 76197 | Rural Fringe | 0 | 0.68451
48085 | 75097 | 48 | WESTON | COLLIN | TX | TX_75097 | 75097 | Rural Fringe | -999 | 0.8793
48085 | 75098 | 48 | WYLIE | COLLIN | TX | TX_75098 | 75098 | Suburb Large | 17423 | 0.90386
48139 | 75125 | 48 | FERRIS | ELLIS | TX | TX_75125 | 75125 | Rural Fringe | 2585 | 0.90985
48257 | 75126 | 48 | FORNEY | KAUFMAN | TX | TX_75126 | 75126 | Rural Fringe | 10713 | 0.90381
48231 | 75135 | 48 | CADDO MILLS | HUNT | TX | TX_75135 | 75135 | Rural Fringe | 1566 | 0.89933
48113 | 75137 | 48 | DUNCANVILLE | DALLAS | TX | TX_75137 | 75137 | Suburb Large | 5510 | 0.89306
48113 | 75141 | 48 | HUTCHINS | DALLAS | TX | TX_75141 | 75141 | Suburb Large | 1145 | 0.903
48257 | 75142 | 48 | KAUFMAN | KAUFMAN | TX | TX_75142 | 75142 | Town Fringe | 5451 | 0.918
48113 | 75146 | 48 | LANCASTER | DALLAS | TX | TX_75146 | 75146 | Suburb Large | 5844 | 0.90912
48113 | 75149 | 48 | MESQUITE | DALLAS | TX | TX_75149 | 75149 | Suburb Large | 16877 | 0.89583
48113 | 75150 | 48 | MESQUITE | DALLAS | TX | TX_75150 | 75150 | Suburb Large | 14877 | 0.90583
48257 | 75160 | 48 | TERRELL | KAUFMAN | TX | TX_75160 | 75160 | Rural Fringe | 6664 | 0.89951
48257 | 75161 | 48 | TERRELL | KAUFMAN | TX | TX_75161 | 75161 | Rural Fringe | 2497 | 0.90553
48113 | 75172 | 48 | WILMER | DALLAS | TX | TX_75172 | 75172 | Suburb Large | 164 | 0.91457
48085 | 75173 | 48 | NEVADA | COLLIN | TX | TX_75173 | 75173 | Rural Fringe | 1299 | 0.8993
48113 | 75181 | 48 | MESQUITE | DALLAS | TX | TX_75181 | 75181 | Suburb Large | 9386 | 0.91536
48113 | 75182 | 48 | SUNNYVALE | DALLAS | TX | TX_75182 | 75182 | Suburb Large | 3133 | 0.90865
48397 | 75189 | 48 | ROYSE CITY | ROCKWALL | TX | TX_75189 | 75189 | Rural Fringe | 7840 | 0.9053
48113 | 75201 | 48 | DALLAS | DALLAS | TX | TX_75201 | 75201 | City Large | 447 | 0.89698
48113 | 75203 | 48 | DALLAS | DALLAS | TX | TX_75203 | 75203 | City Large | 3447 | 0.84308
48113 | 75204 | 48 | DALLAS | DALLAS | TX | TX_75204 | 75204 | City Large | 2121 | 0.88617
48113 | 75205 | 48 | DALLAS | DALLAS | TX | TX_75205 | 75205 | Suburb Large | 4857 | 0.85886
48113 | 75206 | 48 | DALLAS | DALLAS | TX | TX_75206 | 75206 | City Large | 5605 | 0.86689
48113 | 75207 | 48 | DALLAS | DALLAS | TX | TX_75207 | 75207 | City Large | 517 | 0.88857
48113 | 75208 | 48 | DALLAS | DALLAS | TX | TX_75208 | 75208 | City Large | 7150 | 0.84037
48113 | 75209 | 48 | DALLAS | DALLAS | TX | TX_75209 | 75209 | City Large | 4124 | 0.81591
48113 | 75210 | 48 | DALLAS | DALLAS | TX | TX_75210 | 75210 | City Large | 1671 | 0.86604
48113 | 75211 | 48 | DALLAS | DALLAS | TX | TX_75211 | 75211 | City Large | 14751 | 0.85777
48113 | 75212 | 48 | DALLAS | DALLAS | TX | TX_75212 | 75212 | City Large | 5840 | 0.87143
48113 | 75214 | 48 | DALLAS | DALLAS | TX | TX_75214 | 75214 | City Large | 8774 | 0.82724
48113 | 75218 | 48 | DALLAS | DALLAS | TX | TX_75218 | 75218 | City Large | 7557 | 0.81499
48113 | 75219 | 48 | DALLAS | DALLAS | TX | TX_75219 | 75219 | City Large | 1674 | 0.88597
48113 | 75220 | 48 | DALLAS | DALLAS | TX | TX_75220 | 75220 | City Large | 6188 | 0.8522
48113 | 75223 | 48 | DALLAS | DALLAS | TX | TX_75223 | 75223 | City Large | 3116 | 0.83054
48113 | 75225 | 48 | DALLAS | DALLAS | TX | TX_75225 | 75225 | City Large | 5853 | 0.83899
48113 | 75227 | 48 | DALLAS | DALLAS | TX | TX_75227 | 75227 | City Large | 12533 | 0.83829
48113 | 75228 | 48 | DALLAS | DALLAS | TX | TX_75228 | 75228 | City Large | 15194 | 0.84526
48113 | 75229 | 48 | DALLAS | DALLAS | TX | TX_75229 | 75229 | City Large | 8837 | 0.85122
48113 | 75230 | 48 | DALLAS | DALLAS | TX | TX_75230 | 75230 | City Large | 6017 | 0.84456
48113 | 75231 | 48 | DALLAS | DALLAS | TX | TX_75231 | 75231 | City Large | 3955 | 0.87925
48113 | 75233 | 48 | DALLAS | DALLAS | TX | TX_75233 | 75233 | City Large | 2888 | 0.823
48113 | 75234 | 48 | DALLAS | DALLAS | TX | TX_75234 | 75234 | City Midsize | 7209 | 0.79305
48113 | 75235 | 48 | DALLAS | DALLAS | TX | TX_75235 | 75235 | City Large | 2181 | 0.87295
48113 | 75237 | 48 | DALLAS | DALLAS | TX | TX_75237 | 75237 | City Large | 1725 | 0.88026
48113 | 75238 | 48 | DALLAS | DALLAS | TX | TX_75238 | 75238 | City Large | 7219 | 0.87013
48113 | 75240 | 48 | DALLAS | DALLAS | TX | TX_75240 | 75240 | City Large | 2647 | 0.85668
48113 | 75243 | 48 | DALLAS | DALLAS | TX | TX_75243 | 75243 | City Large | 7458 | 0.88566
48113 | 75244 | 48 | DALLAS | DALLAS | TX | TX_75244 | 75244 | City Large | 3336 | 0.88557
48113 | 75246 | 48 | DALLAS | DALLAS | TX | TX_75246 | 75246 | City Large | 169 | 0.88072
48113 | 75247 | 48 | DALLAS | DALLAS | TX | TX_75247 | 75247 | City Large | 572 | 0.89278
48113 | 75248 | 48 | DALLAS | DALLAS | TX | TX_75248 | 75248 | City Large | 8587 | 0.87843
48085 | 75252 | 48 | DALLAS | COLLIN | TX | TX_75252 | 75252 | City Large | 5735 | 0.88791
48113 | 75253 | 48 | DALLAS | DALLAS | TX | TX_75253 | 75253 | City Large | 3339 | 0.87831
48113 | 75254 | 48 | DALLAS | DALLAS | TX | TX_75254 | 75254 | City Large | 2197 | 0.87183
48085 | 75287 | 48 | DALLAS | COLLIN | TX | TX_75287 | 75287 | City Large | 8020 | 0.89834
48231 | 75401 | 48 | GREENVILLE | HUNT | TX | TX_75401 | 75401 | Town Fringe | 5585 | 0.90391
48231 | 75402 | 48 | GREENVILLE | HUNT | TX | TX_75402 | 75402 | Town Fringe | 4924 | 0.89928
48085 | 75409 | 48 | ANNA | COLLIN | TX | TX_75409 | 75409 | Rural Fringe | 3893 | 0.89267
48231 | 75422 | 48 | CAMPBELL | HUNT | TX | TX_75422 | 75422 | Rural Fringe | 1759 | 0.91189
48231 | 75423 | 48 | CELESTE | HUNT | TX | TX_75423 | 75423 | Rural Fringe | 1105 | 0.90096
48085 | 75424 | 48 | BLUE RIDGE | COLLIN | TX | TX_75424 | 75424 | Rural Fringe | 1082 | 0.90094
48085 | 75442 | 48 | FARMERSVILLE | COLLIN | TX | TX_75442 | 75442 | Town Fringe | 2569 | 0.90529
48147 | 75452 | 48 | LEONARD | FANNIN | TX | TX_75452 | 75452 | Rural Fringe | 1267 | 0.89921
48085 | 75454 | 48 | MELISSA | COLLIN | TX | TX_75454 | 75454 | Rural Fringe | 1310 | 0.88957
48231 | 75474 | 48 | QUINLAN | HUNT | TX | TX_75474 | 75474 | Town Fringe | 4520 | 0.90068
48181 | 75495 | 48 | VAN ALSTYNE | GRAYSON | TX | TX_75495 | 75495 | Rural Fringe | 2519 | 0.8953
48231 | 75496 | 48 | WOLFE CITY | HUNT | TX | TX_75496 | 75496 | Rural Fringe | 1544 | 0.89762
48439 | 76001 | 48 | ARLINGTON | TARRANT | TX | TX_76001 | 76001 | City Large | 9699 | 0.88114
48439 | 76006 | 48 | ARLINGTON | TARRANT | TX | TX_76006 | 76006 | City Large | 2349 | 0.87954
48439 | 76011 | 48 | ARLINGTON | TARRANT | TX | TX_76011 | 76011 | City Large | 3455 | 0.87062
48439 | 76012 | 48 | ARLINGTON | TARRANT | TX | TX_76012 | 76012 | City Large | 7046 | 0.84062
48439 | 76013 | 48 | ARLINGTON | TARRANT | TX | TX_76013 | 76013 | City Large | 7345 | 0.83129
48439 | 76014 | 48 | ARLINGTON | TARRANT | TX | TX_76014 | 76014 | City Large | 6868 | 0.88853
48439 | 76015 | 48 | ARLINGTON | TARRANT | TX | TX_76015 | 76015 | City Large | 4010 | 0.86757
48439 | 76016 | 48 | ARLINGTON | TARRANT | TX | TX_76016 | 76016 | City Large | 10325 | 0.85061
48439 | 76017 | 48 | ARLINGTON | TARRANT | TX | TX_76017 | 76017 | City Large | 13178 | 0.8678
48439 | 76021 | 48 | BEDFORD | TARRANT | TX | TX_76021 | 76021 | Suburb Large | 9961 | 0.91147
48439 | 76022 | 48 | BEDFORD | TARRANT | TX | TX_76022 | 76022 | Suburb Large | 3723 | 0.90252
48251 | 76028 | 48 | BURLESON | JOHNSON | TX | TX_76028 | 76028 | Suburb Large | 20672 | 0.90541
48439 | 76034 | 48 | COLLEYVILLE | TARRANT | TX | TX_76034 | 76034 | Suburb Large | 8628 | 0.8932
48439 | 76039 | 48 | EULESS | TARRANT | TX | TX_76039 | 76039 | Suburb Large | 6597 | 0.88062
48439 | 76040 | 48 | EULESS | TARRANT | TX | TX_76040 | 76040 | Suburb Large | 5569 | 0.88521
48439 | 76051 | 48 | GRAPEVINE | TARRANT | TX | TX_76051 | 76051 | Suburb Large | 11687 | 0.89399
48439 | 76053 | 48 | HURST | TARRANT | TX | TX_76053 | 76053 | Suburb Large | 7146 | 0.89065
48439 | 76054 | 48 | HURST | TARRANT | TX | TX_76054 | 76054 | Suburb Large | 4018 | 0.90177
48439 | 76063 | 48 | MANSFIELD | TARRANT | TX | TX_76063 | 76063 | City Large | 19034 | 0.88907
48439 | 76092 | 48 | SOUTHLAKE | TARRANT | TX | TX_76092 | 76092 | Suburb Large | 9704 | 0.88849
48439 | 76102 | 48 | FORT WORTH | TARRANT | TX | TX_76102 | 76102 | City Large | 736 | 0.87782
48439 | 76104 | 48 | FORT WORTH | TARRANT | TX | TX_76104 | 76104 | City Large | 4330 | 0.87658
48439 | 76106 | 48 | FORT WORTH | TARRANT | TX | TX_76106 | 76106 | City Large | 7719 | 0.87501
48439 | 76111 | 48 | FORT WORTH | TARRANT | TX | TX_76111 | 76111 | City Large | 5860 | 0.85886
48439 | 76114 | 48 | FORT WORTH | TARRANT | TX | TX_76114 | 76114 | Suburb Large | 7510 | 0.86216
48439 | 76115 | 48 | FORT WORTH | TARRANT | TX | TX_76115 | 76115 | City Large | 4722 | 0.87935
48439 | 76117 | 48 | HALTOM CITY | TARRANT | TX | TX_76117 | 76117 | Suburb Large | 8286 | 0.87697
48439 | 76118 | 48 | FORT WORTH | TARRANT | TX | TX_76118 | 76118 | Suburb Large | 4819 | 0.88618
48439 | 76119 | 48 | FORT WORTH | TARRANT | TX | TX_76119 | 76119 | City Large | 10698 | 0.84649
48439 | 76120 | 48 | FORT WORTH | TARRANT | TX | TX_76120 | 76120 | City Large | 3774 | 0.86794
48439 | 76137 | 48 | FORT WORTH | TARRANT | TX | TX_76137 | 76137 | Suburb Large | 15124 | 0.90215
48439 | 76148 | 48 | FORT WORTH | TARRANT | TX | TX_76148 | 76148 | Suburb Large | 8484 | 0.91165
48439 | 76155 | 48 | FORT WORTH | TARRANT | TX | TX_76155 | 76155 | Suburb Large | 294 | 0.87122
48439 | 76164 | 48 | FORT WORTH | TARRANT | TX | TX_76164 | 76164 | City Large | 4395 | 0.88753
48439 | 76177 | 48 | FORT WORTH | TARRANT | TX | TX_76177 | 76177 | Rural Fringe | 4679 | 0.8981
48439 | 76180 | 48 | NORTH RICHLAND HILLS | TARRANT | TX | TX_76180 | 76180 | Suburb Large | 9094 | 0.89433
48439 | 76182 | 48 | NORTH RICHLAND HILLS | TARRANT | TX | TX_76182 | 76182 | Suburb Large | 9963 | 0.88207
48121 | 76201 | 48 | DENTON | DENTON | TX | TX_76201 | 76201 | City Midsize | 3145 | 0.78102
48121 | 76205 | 48 | DENTON | DENTON | TX | TX_76205 | 76205 | City Midsize | 2950 | 0.76551
48121 | 76207 | 48 | DENTON | DENTON | TX | TX_76207 | 76207 | City Midsize | 3087 | 0.8015
48121 | 76208 | 48 | DENTON | DENTON | TX | TX_76208 | 76208 | City Midsize | 5100 | 0.78346
48121 | 76209 | 48 | DENTON | DENTON | TX | TX_76209 | 76209 | City Midsize | 4973 | 0.76171
48121 | 76210 | 48 | DENTON | DENTON | TX | TX_76210 | 76210 | City Midsize | 9970 | 0.7798
48121 | 76226 | 48 | ARGYLE | DENTON | TX | TX_76226 | 76226 | Rural Fringe | 7349 | 0.88751
48121 | 76227 | 48 | AUBREY | DENTON | TX | TX_76227 | 76227 | Rural Fringe | 7641 | 0.89347
48439 | 76244 | 48 | KELLER | TARRANT | TX | TX_76244 | 76244 | Suburb Large | 16833 | 0.90508
48121 | 76247 | 48 | JUSTIN | DENTON | TX | TX_76247 | 76247 | Rural Fringe | 2841 | 0.90979
48439 | 76248 | 48 | KELLER | TARRANT | TX | TX_76248 | 76248 | Suburb Large | 11043 | 0.89334
48121 | 76249 | 48 | KRUM | DENTON | TX | TX_76249 | 76249 | Rural Fringe | 2161 | 0.90994
48121 | 76258 | 48 | PILOT POINT | DENTON | TX | TX_76258 | 76258 | Town Fringe | 2737 | 0.90629
48121 | 76259 | 48 | PONDER | DENTON | TX | TX_76259 | 76259 | Rural Fringe | 2209 | 0.91035
48121 | 76262 | 48 | ROANOKE | DENTON | TX | TX_76262 | 76262 | Rural Fringe | 9082 | 0.87969
48121 | 76266 | 48 | SANGER | DENTON | TX | TX_76266 | 76266 | Town Fringe | 4278 | 0.91226
22015 | 71006 | 22 | BENTON | BOSSIER | LA | LA_71006 | 71006 | City Small | 4650 | 0.78449
22017 | 71009 | 22 | BLANCHARD | CADDO | LA | LA_71009 | 71009 | City Midsize | 15 | 0.86667
22119 | 71018 | 22 | COTTON VALLEY | WEBSTER | LA | LA_71018 | 71018 | Town Fringe | 750 | 0.8781
22119 | 71024 | 22 | DUBBERLY | WEBSTER | LA | LA_71024 | 71024 | Town Fringe | 490 | 0.88452
22027 | 71038 | 22 | HAYNESVILLE | CLAIBORNE | LA | LA_71038 | 71038 | Rural Fringe | 1392 | 0.85909
22119 | 71039 | 22 | HEFLIN | WEBSTER | LA | LA_71039 | 71039 | Town Fringe | 460 | 0.88722
22027 | 71040 | 22 | HOMER | CLAIBORNE | LA | LA_71040 | 71040 | Rural Fringe | 2162 | 0.86397
22119 | 71075 | 22 | SPRINGHILL | WEBSTER | LA | LA_71075 | 71075 | Town Fringe | 2496 | 0.88085
22017 | 71107 | 22 | SHREVEPORT | CADDO | LA | LA_71107 | 71107 | City Midsize | 8399 | 0.79063
22015 | 71110 | 22 | BARKSDALE AFB | BOSSIER | LA | LA_71110 | 71110 | City Small | 812 | 0.8202
22015 | 71112 | 22 | BOSSIER CITY | BOSSIER | LA | LA_71112 | 71112 | City Small | 8461 | 0.81316
22111 | 71222 | 22 | BERNICE | UNION | LA | LA_71222 | 71222 | Rural Fringe | 965 | 0.87503
22061 | 71235 | 22 | DUBACH | LINCOLN | LA | LA_71235 | 71235 | Town Fringe | 1356 | 0.88868
22061 | 71245 | 22 | GRAMBLING | LINCOLN | LA | LA_71245 | 71245 | Town Fringe | 299 | 0.85949
22061 | 71272 | 22 | RUSTON | LINCOLN | LA | LA_71272 | 71272 | Town Fringe | -999 | 0.93775
48067 | 75562 | 48 | KILDARE | CASS | TX | TX_75562 | 75562 | Rural Fringe | 144 | 0.86181
48067 | 75565 | 48 | MC LEOD | CASS | TX | TX_75565 | 75565 | Rural Fringe | 0 | 0.87486
48203 | 75602 | 48 | LONGVIEW | HARRISON | TX | TX_75602 | 75602 | Rural Fringe | 5126 | 0.88964
48183 | 75605 | 48 | LONGVIEW | GREGG | TX | TX_75605 | 75605 | City Small | 8558 | 0.78945
48343 | 75638 | 48 | DAINGERFIELD | MORRIS | TX | TX_75638 | 75638 | Town Fringe | 2295 | 0.89305
48203 | 75640 | 48 | DIANA | HARRISON | TX | TX_75640 | 75640 | Rural Fringe | 1005 | 0.87821
48315 | 75657 | 48 | JEFFERSON | MARION | TX | TX_75657 | 75657 | Rural Fringe | 2987 | 0.87246
48203 | 75661 | 48 | KARNACK | HARRISON | TX | TX_75661 | 75661 | Rural Fringe | 1342 | 0.86865
22017 | 71043 | 22 | HOSSTON | CADDO | LA | LA_71043 | 71043 | City Midsize | 23 | 0.7804
22027 | 71048 | 22 | LISBON | CLAIBORNE | LA | LA_71048 | 71048 | Rural Fringe | 0 | 0.86983
22027 | 71003 | 22 | ATHENS | CLAIBORNE | LA | LA_71003 | 71003 | Rural Fringe | 178 | 0.87117
22013 | 71028 | 22 | GIBSLAND | BIENVILLE | LA | LA_71028 | 71028 | Rural Fringe | 213 | 0.87266
22017 | 71033 | 22 | GREENWOOD | CADDO | LA | LA_71033 | 71033 | City Midsize | 875 | 0.76322
22015 | 71037 | 22 | HAUGHTON | BOSSIER | LA | LA_71037 | 71037 | City Small | 3554 | 0.78563
22017 | 71044 | 22 | IDA | CADDO | LA | LA_71044 | 71044 | City Midsize | 252 | 0.79386
22015 | 71064 | 22 | PLAIN DEALING | BOSSIER | LA | LA_71064 | 71064 | City Small | 1002 | 0.77461
22015 | 71067 | 22 | PRINCETON | BOSSIER | LA | LA_71067 | 71067 | City Small | 888 | 0.78303
22119 | 71071 | 22 | SAREPTA | WEBSTER | LA | LA_71071 | 71071 | Town Fringe | 715 | 0.88288
22017 | 71082 | 22 | VIVIAN | CADDO | LA | LA_71082 | 71082 | City Midsize | 1485 | 0.77366
22017 | 71101 | 22 | SHREVEPORT | CADDO | LA | LA_71101 | 71101 | City Midsize | 2643 | 0.78055
22017 | 71105 | 22 | SHREVEPORT | CADDO | LA | LA_71105 | 71105 | City Midsize | 7359 | 0.81954
22017 | 71109 | 22 | SHREVEPORT | CADDO | LA | LA_71109 | 71109 | City Midsize | 8275 | 0.77619
22027 | 71256 | 22 | LILLIE | CLAIBORNE | LA | LA_71256 | 71256 | Rural Fringe | 137 | 0.87357
22061 | 71270 | 22 | RUSTON | LINCOLN | LA | LA_71270 | 71270 | Town Fringe | 8537 | 0.8792
48467 | 75127 | 48 | FRUITVALE | VAN ZANDT | TX | TX_75127 | 75127 | Rural Fringe | 958 | 0.9065
48459 | 75755 | 48 | BIG SANDY | UPSHUR | TX | TX_75755 | 75755 | Rural Fringe | 1698 | 0.89265
48467 | 75117 | 48 | EDGEWOOD | VAN ZANDT | TX | TX_75117 | 75117 | Rural Fringe | 2114 | 0.91313
48067 | 75555 | 48 | BIVINS | CASS | TX | TX_75555 | 75555 | Rural Fringe | 1040 | 0.87445
48183 | 75601 | 48 | LONGVIEW | GREGG | TX | TX_75601 | 75601 | City Small | 3550 | 0.8029
48203 | 75650 | 48 | HALLSVILLE | HARRISON | TX | TX_75650 | 75650 | Rural Fringe | 2854 | 0.88707
48183 | 75641 | 48 | EASTON | GREGG | TX | TX_75641 | 75641 | City Small | -999 | 0.83659
22017 | 71118 | 22 | SHREVEPORT | CADDO | LA | LA_71118 | 71118 | City Midsize | 8058 | 0.7065
48203 | 75651 | 48 | HARLETON | HARRISON | TX | TX_75651 | 75651 | Rural Fringe | 325 | 0.87915
48459 | 75683 | 48 | ORE CITY | UPSHUR | TX | TX_75683 | 75683 | Rural Fringe | 1162 | 0.8726
48183 | 75693 | 48 | WHITE OAK | GREGG | TX | TX_75693 | 75693 | Suburb Small | 703 | 0.86376
48423 | 75706 | 48 | TYLER | SMITH | TX | TX_75706 | 75706 | Rural Fringe | 2127 | 0.8982
48423 | 75708 | 48 | TYLER | SMITH | TX | TX_75708 | 75708 | Rural Fringe | 1502 | 0.89233
48499 | 75783 | 48 | QUITMAN | WOOD | TX | TX_75783 | 75783 | Rural Fringe | 2995 | 0.89934
40145 | 74014 | 40 | BROKEN ARROW | WAGONER | OK | OK_74014 | 74014 | Suburb Large | 12211 | 0.87143
40131 | 74016 | 40 | CHELSEA | ROGERS | OK | OK_74016 | 74016 | Rural Fringe | 2906 | 0.86343
40131 | 74019 | 40 | CLAREMORE | ROGERS | OK | OK_74019 | 74019 | Rural Fringe | 7224 | 0.8543
40101 | 74401 | 40 | MUSKOGEE | MUSKOGEE | OK | OK_74401 | 74401 | Town Fringe | 7043 | 0.87702
40091 | 74438 | 40 | HITCHITA | MCINTOSH | OK | OK_74438 | 74438 | Rural Fringe | 571 | 0.86826
40111 | 74447 | 40 | OKMULGEE | OKMULGEE | OK | OK_74447 | 74447 | Town Fringe | 6830 | 0.86433
40145 | 74454 | 40 | PORTER | WAGONER | OK | OK_74454 | 74454 | Rural Fringe | 1288 | 0.86815
40145 | 74458 | 40 | REDBIRD | WAGONER | OK | OK_74458 | 74458 | Rural Fringe | 25 | 0.81117
40121 | 74501 | 40 | MCALESTER | PITTSBURG | OK | OK_74501 | 74501 | Town Fringe | 13410 | 0.86497
40127 | 74523 | 40 | ANTLERS | PUSHMATAHA | OK | OK_74523 | 74523 | Rural Fringe | 1747 | 0.85767
40121 | 74546 | 40 | HAILEYVILLE | PITTSBURG | OK | OK_74546 | 74546 | Town Fringe | 733 | 0.88579
40121 | 74560 | 40 | PITTSBURG | PITTSBURG | OK | OK_74560 | 74560 | Rural Fringe | 289 | 0.85761
40121 | 74565 | 40 | SAVANNA | PITTSBURG | OK | OK_74565 | 74565 | Rural Fringe | 59 | 0.86113
40127 | 74567 | 40 | SNOW | PUSHMATAHA | OK | OK_74567 | 74567 | Rural Fringe | 0 | 0.85114
40023 | 74727 | 40 | BOSWELL | CHOCTAW | OK | OK_74727 | 74727 | Rural Fringe | 1004 | 0.87567
40023 | 74735 | 40 | FORT TOWSON | CHOCTAW | OK | OK_74735 | 74735 | Rural Fringe | 957 | 0.86698
40023 | 74743 | 40 | HUGO | CHOCTAW | OK | OK_74743 | 74743 | Town Fringe | 4094 | 0.88592
40089 | 74745 | 40 | IDABEL | MCCURTAIN | OK | OK_74745 | 74745 | Town Fringe | 4060 | 0.88017
40089 | 74750 | 40 | MILLERTON | MCCURTAIN | OK | OK_74750 | 74750 | Rural Fringe | 948 | 0.87907
40023 | 74756 | 40 | SAWYER | CHOCTAW | OK | OK_74756 | 74756 | Rural Fringe | 361 | 0.85948
40089 | 74764 | 40 | VALLIANT | MCCURTAIN | OK | OK_74764 | 74764 | Rural Fringe | 1502 | 0.87763
40079 | 74966 | 40 | WISTER | LE FLORE | OK | OK_74966 | 74966 | Rural Fringe | 1680 | 0.84439
48467 | 75140 | 48 | GRAND SALINE | VAN ZANDT | TX | TX_75140 | 75140 | Town Fringe | 3608 | 0.9182
48467 | 75169 | 48 | WILLS POINT | VAN ZANDT | TX | TX_75169 | 75169 | Town Fringe | 5307 | 0.92138
48499 | 75410 | 48 | ALBA | WOOD | TX | TX_75410 | 75410 | Rural Fringe | 2313 | 0.89983
48119 | 75415 | 48 | BEN FRANKLIN | DELTA | TX | TX_75415 | 75415 | Rural Fringe | 43 | 0.89466
48387 | 75417 | 48 | BOGATA | RED RIVER | TX | TX_75417 | 75417 | Rural Fringe | 1464 | 0.9005
48119 | 75448 | 48 | KLONDIKE | DELTA | TX | TX_75448 | 75448 | Rural Fringe | 300 | 0.89732
48449 | 75455 | 48 | MOUNT PLEASANT | TITUS | TX | TX_75455 | 75455 | Town Fringe | 8232 | 0.90852
48277 | 75462 | 48 | PARIS | LAMAR | TX | TX_75462 | 75462 | Town Fringe | 5458 | 0.90545
48119 | 75469 | 48 | PECAN GAP | DELTA | TX | TX_75469 | 75469 | Rural Fringe | 131 | 0.90156
48277 | 75470 | 48 | PETTY | LAMAR | TX | TX_75470 | 75470 | Rural Fringe | 677 | 0.89438
48379 | 75472 | 48 | POINT | RAINS | TX | TX_75472 | 75472 | Rural Fringe | 1589 | 0.89952
48277 | 75473 | 48 | POWDERLY | LAMAR | TX | TX_75473 | 75473 | Town Fringe | 1687 | 0.89522
48159 | 75480 | 48 | SCROGGINS | FRANKLIN | TX | TX_75480 | 75480 | Rural Fringe | 755 | 0.88575
48223 | 75481 | 48 | SULPHUR BLUFF | HOPKINS | TX | TX_75481 | 75481 | Rural Fringe | 1017 | 0.90898
48147 | 75492 | 48 | WINDOM | FANNIN | TX | TX_75492 | 75492 | Rural Fringe | 0 | 0.90244
48499 | 75494 | 48 | WINNSBORO | WOOD | TX | TX_75494 | 75494 | Town Fringe | 3740 | 0.90373
48343 | 75571 | 48 | OMAHA | MORRIS | TX | TX_75571 | 75571 | Rural Fringe | 1667 | 0.89808
48183 | 75604 | 48 | LONGVIEW | GREGG | TX | TX_75604 | 75604 | City Small | 8596 | 0.80278
48459 | 75645 | 48 | GILMER | UPSHUR | TX | TX_75645 | 75645 | Town Fringe | 3294 | 0.89638
48063 | 75686 | 48 | PITTSBURG | CAMP | TX | TX_75686 | 75686 | Town Fringe | 4717 | 0.89843
48499 | 75765 | 48 | HAWKINS | WOOD | TX | TX_75765 | 75765 | Rural Fringe | 3396 | 0.88396
48423 | 75771 | 48 | LINDALE | SMITH | TX | TX_75771 | 75771 | Town Fringe | 4544 | 0.911
48499 | 75773 | 48 | MINEOLA | WOOD | TX | TX_75773 | 75773 | Rural Fringe | 5703 | 0.90018
48423 | 75792 | 48 | WINONA | SMITH | TX | TX_75792 | 75792 | Rural Fringe | 1310 | 0.89436
40143 | 74033 | 40 | GLENPOOL | TULSA | OK | OK_74033 | 74033 | Town Fringe | 2306 | 0.87999
40143 | 74130 | 40 | TULSA | TULSA | OK | OK_74130 | 74130 | City Large | 1084 | 0.7971
48147 | 75447 | 48 | IVANHOE | FANNIN | TX | TX_75447 | 75447 | Rural Fringe | 810 | 0.88454
40097 | 74366 | 40 | SPAVINAW | MAYES | OK | OK_74366 | 74366 | Rural Fringe | 800 | 0.83555
40091 | 74428 | 40 | COUNCIL HILL | MCINTOSH | OK | OK_74428 | 74428 | Rural Fringe | 347 | 0.87073
40111 | 74431 | 40 | DEWAR | OKMULGEE | OK | OK_74431 | 74431 | Town Fringe | 0 | 0.8122
40091 | 74432 | 40 | EUFAULA | MCINTOSH | OK | OK_74432 | 74432 | Rural Fringe | 4201 | 0.84681
40127 | 74521 | 40 | ALBION | PUSHMATAHA | OK | OK_74521 | 74521 | Rural Fringe | 338 | 0.86474
40121 | 74528 | 40 | BLANCO | PITTSBURG | OK | OK_74528 | 74528 | Rural Fringe | 183 | 0.85569
40143 | 74008 | 40 | BIXBY | TULSA | OK | OK_74008 | 74008 | Suburb Large | 8820 | 0.87496
40143 | 74011 | 40 | BROKEN ARROW | TULSA | OK | OK_74011 | 74011 | Suburb Large | 9454 | 0.94151
40143 | 74012 | 40 | BROKEN ARROW | TULSA | OK | OK_74012 | 74012 | Suburb Large | 19748 | 0.95367
40131 | 74015 | 40 | CATOOSA | ROGERS | OK | OK_74015 | 74015 | Suburb Large | 2423 | 0.85886
40131 | 74017 | 40 | CLAREMORE | ROGERS | OK | OK_74017 | 74017 | Rural Fringe | 9060 | 0.8469
40143 | 74021 | 40 | COLLINSVILLE | TULSA | OK | OK_74021 | 74021 | Town Fringe | 6336 | 0.87229
40105 | 74027 | 40 | DELAWARE | NOWATA | OK | OK_74027 | 74027 | Town Fringe | 916 | 0.87789
40147 | 74029 | 40 | DEWEY | WASHINGTON | OK | OK_74029 | 74029 | Rural Fringe | 2040 | 0.86574
40131 | 74036 | 40 | INOLA | ROGERS | OK | OK_74036 | 74036 | Rural Fringe | 3226 | 0.87176
40143 | 74037 | 40 | JENKS | TULSA | OK | OK_74037 | 74037 | Suburb Large | 6084 | 0.92176
40111 | 74047 | 40 | MOUNDS | OKMULGEE | OK | OK_74047 | 74047 | Rural Fringe | 3394 | 0.85914
40105 | 74048 | 40 | NOWATA | NOWATA | OK | OK_74048 | 74048 | Town Fringe | 2287 | 0.86607
40147 | 74051 | 40 | OCHELATA | WASHINGTON | OK | OK_74051 | 74051 | Rural Fringe | 495 | 0.85744
40131 | 74053 | 40 | OOLOGAH | ROGERS | OK | OK_74053 | 74053 | Rural Fringe | 1566 | 0.86102
40143 | 74055 | 40 | OWASSO | TULSA | OK | OK_74055 | 74055 | Town Fringe | 11341 | 0.85783
40147 | 74061 | 40 | RAMONA | WASHINGTON | OK | OK_74061 | 74061 | Rural Fringe | 1309 | 0.86801
40113 | 74073 | 40 | SPERRY | OSAGE | OK | OK_74073 | 74073 | Suburb Large | 2998 | 0.87686
40131 | 74080 | 40 | TALALA | ROGERS | OK | OK_74080 | 74080 | Rural Fringe | 1467 | 0.86886
40143 | 74103 | 40 | TULSA | TULSA | OK | OK_74103 | 74103 | City Large | 36 | 0.91667
40143 | 74105 | 40 | TULSA | TULSA | OK | OK_74105 | 74105 | City Large | 9045 | 0.75357
40143 | 74108 | 40 | TULSA | TULSA | OK | OK_74108 | 74108 | City Large | 2874 | 0.873
40143 | 74110 | 40 | TULSA | TULSA | OK | OK_74110 | 74110 | City Large | 6280 | 0.82596
40143 | 74112 | 40 | TULSA | TULSA | OK | OK_74112 | 74112 | City Large | 9328 | 0.85024
40143 | 74114 | 40 | TULSA | TULSA | OK | OK_74114 | 74114 | City Large | 7407 | 0.85419
40143 | 74115 | 40 | TULSA | TULSA | OK | OK_74115 | 74115 | City Large | 9659 | 0.84336
40143 | 74116 | 40 | TULSA | TULSA | OK | OK_74116 | 74116 | City Large | 1631 | 0.88228
40143 | 74117 | 40 | TULSA | TULSA | OK | OK_74117 | 74117 | Town Fringe | 539 | 0.857
40143 | 74120 | 40 | TULSA | TULSA | OK | OK_74120 | 74120 | City Large | 1998 | 0.83033
40113 | 74126 | 40 | TULSA | OSAGE | OK | OK_74126 | 74126 | City Large | 3518 | 0.81799
40113 | 74127 | 40 | TULSA | OSAGE | OK | OK_74127 | 74127 | City Large | 7435 | 0.84936
40143 | 74128 | 40 | TULSA | TULSA | OK | OK_74128 | 74128 | City Large | 4122 | 0.91582
40143 | 74129 | 40 | TULSA | TULSA | OK | OK_74129 | 74129 | City Large | 5572 | 0.90829
40037 | 74131 | 40 | TULSA | CREEK | OK | OK_74131 | 74131 | Suburb Large | 1943 | 0.81781
40143 | 74132 | 40 | TULSA | TULSA | OK | OK_74132 | 74132 | Suburb Large | 3143 | 0.89882
40143 | 74133 | 40 | TULSA | TULSA | OK | OK_74133 | 74133 | City Large | 11740 | 0.9506
40143 | 74134 | 40 | TULSA | TULSA | OK | OK_74134 | 74134 | Suburb Large | 4302 | 0.96304
40143 | 74135 | 40 | TULSA | TULSA | OK | OK_74135 | 74135 | City Large | 6687 | 0.84567
40143 | 74136 | 40 | TULSA | TULSA | OK | OK_74136 | 74136 | City Large | 5573 | 0.88014
40143 | 74137 | 40 | TULSA | TULSA | OK | OK_74137 | 74137 | Suburb Large | 7242 | 0.90058
40143 | 74145 | 40 | TULSA | TULSA | OK | OK_74145 | 74145 | City Large | 5645 | 0.9279
40143 | 74146 | 40 | TULSA | TULSA | OK | OK_74146 | 74146 | City Large | 3298 | 0.89509
40097 | 74332 | 40 | BIG CABIN | MAYES | OK | OK_74332 | 74332 | Town Fringe | 1526 | 0.87272
40035 | 74333 | 40 | BLUEJACKET | CRAIG | OK | OK_74333 | 74333 | Rural Fringe | 1317 | 0.87091
40097 | 74337 | 40 | CHOUTEAU | MAYES | OK | OK_74337 | 74337 | Rural Fringe | 1582 | 0.85591
40005 | 74569 | 40 | STRINGTOWN | ATOKA | OK | OK_74569 | 74569 | Rural Fringe | 155 | 0.85228
40041 | 74347 | 40 | KANSAS | DELAWARE | OK | OK_74347 | 74347 | Rural Fringe | 882 | 0.8365
40127 | 74574 | 40 | TUSKAHOMA | PUSHMATAHA | OK | OK_74574 | 74574 | Rural Fringe | 45 | 0.84713
40041 | 74364 | 40 | ROSE | DELAWARE | OK | OK_74364 | 74364 | Rural Fringe | 1492 | 0.85604
40097 | 74365 | 40 | SALINA | MAYES | OK | OK_74365 | 74365 | Rural Fringe | 2087 | 0.83578
40079 | 74942 | 40 | LEFLORE | LE FLORE | OK | OK_74942 | 74942 | Rural Fringe | 921 | 0.85773
40111 | 74421 | 40 | BEGGS | OKMULGEE | OK | OK_74421 | 74421 | Rural Fringe | 1733 | 0.85983
40111 | 74422 | 40 | BOYNTON | OKMULGEE | OK | OK_74422 | 74422 | Rural Fringe | 964 | 0.8792
40121 | 74425 | 40 | CANADIAN | PITTSBURG | OK | OK_74425 | 74425 | Rural Fringe | 527 | 0.84067
40091 | 74426 | 40 | CHECOTAH | MCINTOSH | OK | OK_74426 | 74426 | Rural Fringe | 3694 | 0.8661
40021 | 74427 | 40 | COOKSON | CHEROKEE | OK | OK_74427 | 74427 | Town Fringe | 539 | 0.83746
40145 | 74429 | 40 | COWETA | WAGONER | OK | OK_74429 | 74429 | Suburb Large | 4050 | 0.8791
40121 | 74430 | 40 | CROWDER | PITTSBURG | OK | OK_74430 | 74430 | Rural Fringe | 0 | 0.81028
40101 | 74434 | 40 | FORT GIBSON | MUSKOGEE | OK | OK_74434 | 74434 | Town Fringe | 2209 | 0.85659
40135 | 74435 | 40 | GORE | SEQUOYAH | OK | OK_74435 | 74435 | Rural Fringe | 966 | 0.84694
40101 | 74436 | 40 | HASKELL | MUSKOGEE | OK | OK_74436 | 74436 | Rural Fringe | 2245 | 0.86623
40091 | 74437 | 40 | HENRYETTA | MCINTOSH | OK | OK_74437 | 74437 | Town Fringe | 3424 | 0.85614
40079 | 74949 | 40 | MUSE | LE FLORE | OK | OK_74949 | 74949 | Rural Fringe | 135 | 0.84741
40121 | 74442 | 40 | INDIANOLA | PITTSBURG | OK | OK_74442 | 74442 | Rural Fringe | 626 | 0.8697
40111 | 74445 | 40 | MORRIS | OKMULGEE | OK | OK_74445 | 74445 | Rural Fringe | 1139 | 0.87648
40101 | 74450 | 40 | OKTAHA | MUSKOGEE | OK | OK_74450 | 74450 | Rural Fringe | 1462 | 0.87661
40001 | 74457 | 40 | PROCTOR | ADAIR | OK | OK_74457 | 74457 | Rural Fringe | 692 | 0.84563
40091 | 74461 | 40 | STIDHAM | MCINTOSH | OK | OK_74461 | 74461 | Rural Fringe | 674 | 0.85857
40145 | 74467 | 40 | WAGONER | WAGONER | OK | OK_74467 | 74467 | Rural Fringe | 5071 | 0.85764
40101 | 74469 | 40 | WARNER | MUSKOGEE | OK | OK_74469 | 74469 | Rural Fringe | 758 | 0.87199
40127 | 74536 | 40 | CLAYTON | PUSHMATAHA | OK | OK_74536 | 74536 | Rural Fringe | 413 | 0.84534
40005 | 74540 | 40 | DAISY | ATOKA | OK | OK_74540 | 74540 | Rural Fringe | 374 | 0.86282
40121 | 74547 | 40 | HARTSHORNE | PITTSBURG | OK | OK_74547 | 74547 | Town Fringe | 742 | 0.86239
40127 | 74549 | 40 | KIAMICHI CHRISTIAN MISSION | PUSHMATAHA | OK | OK_74549 | 74549 | Rural Fringe | 249 | 0.84264
40061 | 74552 | 40 | KINTA | HASKELL | OK | OK_74552 | 74552 | Rural Fringe | 1173 | 0.87326
40121 | 74553 | 40 | KIOWA | PITTSBURG | OK | OK_74553 | 74553 | Rural Fringe | 629 | 0.86387
40005 | 74555 | 40 | LANE | ATOKA | OK | OK_74555 | 74555 | Town Fringe | 841 | 0.87645
40127 | 74557 | 40 | MOYERS | PUSHMATAHA | OK | OK_74557 | 74557 | Rural Fringe | 982 | 0.85424
40127 | 74558 | 40 | NASHOBA | PUSHMATAHA | OK | OK_74558 | 74558 | Rural Fringe | 138 | 0.84455
40127 | 74562 | 40 | RATTAN | PUSHMATAHA | OK | OK_74562 | 74562 | Rural Fringe | 188 | 0.86325
40079 | 74571 | 40 | TALIHINA | LE FLORE | OK | OK_74571 | 74571 | Rural Fringe | 761 | 0.8526
40005 | 74576 | 40 | WARDVILLE | ATOKA | OK | OK_74576 | 74576 | Rural Fringe | 143 | 0.86408
40079 | 74577 | 40 | WHITESBORO | LE FLORE | OK | OK_74577 | 74577 | Rural Fringe | 130 | 0.84402
48387 | 75412 | 48 | BAGWELL | RED RIVER | TX | TX_75412 | 75412 | Rural Fringe | 575 | 0.8813
40013 | 74723 | 40 | BENNINGTON | BRYAN | OK | OK_74723 | 74723 | Rural Fringe | 984 | 0.88272
40089 | 74724 | 40 | BETHEL | MCCURTAIN | OK | OK_74724 | 74724 | Rural Fringe | 304 | 0.83834
48277 | 75421 | 48 | BROOKSTON | LAMAR | TX | TX_75421 | 75421 | Rural Fringe | 425 | 0.89662
40089 | 74728 | 40 | BROKEN BOW | MCCURTAIN | OK | OK_74728 | 74728 | Town Fringe | 3153 | 0.86236
48147 | 75438 | 48 | DODD CITY | FANNIN | TX | TX_75438 | 75438 | Rural Fringe | 341 | 0.88771
40089 | 74736 | 40 | GARVIN | MCCURTAIN | OK | OK_74736 | 74736 | Rural Fringe | 1320 | 0.88496
40023 | 74738 | 40 | GRANT | CHOCTAW | OK | OK_74738 | 74738 | Rural Fringe | 770 | 0.8879
40089 | 74754 | 40 | RINGOLD | MCCURTAIN | OK | OK_74754 | 74754 | Rural Fringe | 263 | 0.84482
40023 | 74759 | 40 | SOPER | CHOCTAW | OK | OK_74759 | 74759 | Rural Fringe | 1101 | 0.88539
40089 | 74766 | 40 | WRIGHT CITY | MCCURTAIN | OK | OK_74766 | 74766 | Town Fringe | 224 | 0.8574
40091 | 74845 | 40 | HANNA | MCINTOSH | OK | OK_74845 | 74845 | Rural Fringe | 389 | 0.86189
40107 | 74880 | 40 | WELEETKA | OKFUSKEE | OK | OK_74880 | 74880 | Rural Fringe | 943 | 0.84972
40001 | 74931 | 40 | BUNCH | ADAIR | OK | OK_74931 | 74931 | Rural Fringe | 718 | 0.83917
40135 | 74936 | 40 | GANS | SEQUOYAH | OK | OK_74936 | 74936 | Town Fringe | 982 | 0.87097
40061 | 74941 | 40 | KEOTA | HASKELL | OK | OK_74941 | 74941 | Rural Fringe | 1690 | 0.86608
40135 | 74955 | 40 | SALLISAW | SEQUOYAH | OK | OK_74955 | 74955 | Town Fringe | 5733 | 0.87413
40079 | 74956 | 40 | SHADY POINT | LE FLORE | OK | OK_74956 | 74956 | Rural Fringe | 1039 | 0.85359
40089 | 74957 | 40 | SMITHVILLE | MCCURTAIN | OK | OK_74957 | 74957 | Rural Fringe | 486 | 0.84076
40135 | 74962 | 40 | VIAN | SEQUOYAH | OK | OK_74962 | 74962 | Rural Fringe | 1670 | 0.84588
40001 | 74964 | 40 | WATTS | ADAIR | OK | OK_74964 | 74964 | Rural Fringe | 1615 | 0.851
40001 | 74965 | 40 | WESTVILLE | ADAIR | OK | OK_74965 | 74965 | Rural Fringe | 1502 | 0.85354
48379 | 75440 | 48 | EMORY | RAINS | TX | TX_75440 | 75440 | Rural Fringe | 2827 | 0.90285
48159 | 75478 | 48 | SALTILLO | FRANKLIN | TX | TX_75478 | 75478 | Rural Fringe | -999 | 0.92334
48277 | 75411 | 48 | ARTHUR CITY | LAMAR | TX | TX_75411 | 75411 | Town Fringe | 327 | 0.89367
48277 | 75416 | 48 | BLOSSOM | LAMAR | TX | TX_75416 | 75416 | Rural Fringe | 1800 | 0.89836
48277 | 75425 | 48 | CHICOTA | LAMAR | TX | TX_75425 | 75425 | Town Fringe | 194 | 0.86932
48387 | 75426 | 48 | CLARKSVILLE | RED RIVER | TX | TX_75426 | 75426 | Town Fringe | 2461 | 0.90586
48231 | 75428 | 48 | COMMERCE | HUNT | TX | TX_75428 | 75428 | Rural Fringe | 2385 | 0.89757
48223 | 75431 | 48 | COMO | HOPKINS | TX | TX_75431 | 75431 | Rural Fringe | 1411 | 0.90904
48119 | 75432 | 48 | COOPER | DELTA | TX | TX_75432 | 75432 | Rural Fringe | 1688 | 0.89751
48223 | 75433 | 48 | CUMBY | HOPKINS | TX | TX_75433 | 75433 | Rural Fringe | 1878 | 0.91059
48277 | 75435 | 48 | DEPORT | LAMAR | TX | TX_75435 | 75435 | Rural Fringe | 1313 | 0.90076
48387 | 75436 | 48 | DETROIT | RED RIVER | TX | TX_75436 | 75436 | Rural Fringe | 1184 | 0.89868
48223 | 75437 | 48 | DIKE | HOPKINS | TX | TX_75437 | 75437 | Rural Fringe | 1119 | 0.90664
48147 | 75446 | 48 | HONEY GROVE | FANNIN | TX | TX_75446 | 75446 | Rural Fringe | 1003 | 0.88694
48147 | 75449 | 48 | LADONIA | FANNIN | TX | TX_75449 | 75449 | Rural Fringe | 408 | 0.89347
48063 | 75451 | 48 | LEESBURG | CAMP | TX | TX_75451 | 75451 | Town Fringe | 717 | 0.89561
48231 | 75453 | 48 | LONE OAK | HUNT | TX | TX_75453 | 75453 | Rural Fringe | 1883 | 0.90751
48159 | 75457 | 48 | MOUNT VERNON | FRANKLIN | TX | TX_75457 | 75457 | Rural Fringe | 3128 | 0.90455
48277 | 75460 | 48 | PARIS | LAMAR | TX | TX_75460 | 75460 | Town Fringe | 7197 | 0.88214
48223 | 75471 | 48 | PICKTON | HOPKINS | TX | TX_75471 | 75471 | Rural Fringe | 1537 | 0.90874
48277 | 75477 | 48 | ROXTON | LAMAR | TX | TX_75477 | 75477 | Rural Fringe | 261 | 0.89522
48223 | 75482 | 48 | SULPHUR SPRINGS | HOPKINS | TX | TX_75482 | 75482 | Town Fringe | 8687 | 0.91514
48277 | 75486 | 48 | SUMNER | LAMAR | TX | TX_75486 | 75486 | Town Fringe | 1282 | 0.88991
48159 | 75487 | 48 | TALCO | FRANKLIN | TX | TX_75487 | 75487 | Rural Fringe | 1427 | 0.90407
48147 | 75488 | 48 | TELEPHONE | FANNIN | TX | TX_75488 | 75488 | Rural Fringe | 485 | 0.88458
48499 | 75497 | 48 | YANTIS | WOOD | TX | TX_75497 | 75497 | Rural Fringe | 1533 | 0.88964
48387 | 75550 | 48 | ANNONA | RED RIVER | TX | TX_75550 | 75550 | Town Fringe | 1003 | 0.90203
48387 | 75554 | 48 | AVERY | RED RIVER | TX | TX_75554 | 75554 | Rural Fringe | 896 | 0.8884
48449 | 75558 | 48 | COOKVILLE | TITUS | TX | TX_75558 | 75558 | Town Fringe | 1461 | 0.90461
48459 | 75644 | 48 | GILMER | UPSHUR | TX | TX_75644 | 75644 | Town Fringe | 3594 | 0.89718
48183 | 75647 | 48 | GLADEWATER | GREGG | TX | TX_75647 | 75647 | Town Fringe | 3491 | 0.8971
48343 | 75668 | 48 | LONE STAR | MORRIS | TX | TX_75668 | 75668 | Town Fringe | 351 | 0.88464
5009 | 72601 | 5 | HARRISON | BOONE | AR | AR_72601 | 72601 | Town Fringe | 10501 | 0.85291
5009 | 72615 | 5 | BERGMAN | BOONE | AR | AR_72615 | 72615 | Rural Fringe | -999 | 0.89515
5015 | 72616 | 5 | BERRYVILLE | CARROLL | AR | AR_72616 | 72616 | Town Fringe | 4088 | 0.85608
5015 | 72631 | 5 | EUREKA SPRINGS | CARROLL | AR | AR_72631 | 72631 | Rural Fringe | 949 | 0.81778
5015 | 72632 | 5 | EUREKA SPRINGS | CARROLL | AR | AR_72632 | 72632 | Rural Fringe | 2616 | 0.82377
5101 | 72648 | 5 | MARBLE FALLS | NEWTON | AR | AR_72648 | 72648 | Rural Fringe | 0 | 0.8215
5015 | 72660 | 5 | OAK GROVE | CARROLL | AR | AR_72660 | 72660 | Rural Fringe | 1027 | 0.86465
5143 | 72701 | 5 | FAYETTEVILLE | WASHINGTON | AR | AR_72701 | 72701 | Rural Fringe | 9219 | 0.83888
5007 | 72712 | 5 | BENTONVILLE | BENTON | AR | AR_72712 | 72712 | City Small | 13242 | 0.75653
5007 | 72716 | 5 | BENTONVILLE | BENTON | AR | AR_72716 | 72716 | City Small | 0 | 0.63862
5007 | 72732 | 5 | GARFIELD | BENTON | AR | AR_72732 | 72732 | City Small | 2586 | 0.7356
5007 | 72739 | 5 | HIWASSE | BENTON | AR | AR_72739 | 72739 | Rural Fringe | 1158 | 0.86124
5087 | 72740 | 5 | HUNTSVILLE | MADISON | AR | AR_72740 | 72740 | Rural Fringe | 3380 | 0.84258
5143 | 72749 | 5 | MORROW | WASHINGTON | AR | AR_72749 | 72749 | Rural Fringe | 1266 | 0.88154
5007 | 72756 | 5 | ROGERS | BENTON | AR | AR_72756 | 72756 | City Small | 9509 | 0.73092
5143 | 72764 | 5 | SPRINGDALE | WASHINGTON | AR | AR_72764 | 72764 | City Small | 9918 | 0.75822
5143 | 72770 | 5 | TONTITOWN | WASHINGTON | AR | AR_72770 | 72770 | City Small | 1140 | 0.78388
5115 | 72802 | 5 | RUSSELLVILLE | POPE | AR | AR_72802 | 72802 | Town Fringe | 7954 | 0.86183
5149 | 72834 | 5 | DARDANELLE | YELL | AR | AR_72834 | 72834 | Town Fringe | 3331 | 0.87022
5083 | 72835 | 5 | DELAWARE | LOGAN | AR | AR_72835 | 72835 | Town Fringe | 165 | 0.8454
5083 | 72855 | 5 | PARIS | LOGAN | AR | AR_72855 | 72855 | Town Fringe | 2967 | 0.85672
5149 | 72857 | 5 | PLAINVIEW | YELL | AR | AR_72857 | 72857 | Rural Fringe | 676 | 0.83187
5131 | 72919 | 5 | FORT SMITH | SEBASTIAN | AR | AR_72919 | 72919 | City Small | 517 | 0.78922
5033 | 72921 | 5 | ALMA | CRAWFORD | AR | AR_72921 | 72921 | Town Fringe | 5216 | 0.88636
5047 | 72949 | 5 | OZARK | FRANKLIN | AR | AR_72949 | 72949 | Town Fringe | 3251 | 0.85156
5033 | 72956 | 5 | VAN BUREN | CRAWFORD | AR | AR_72956 | 72956 | Suburb Midsize | 10759 | 0.86516
5127 | 72958 | 5 | WALDRON | SCOTT | AR | AR_72958 | 72958 | Rural Fringe | 2641 | 0.8399
40041 | 74338 | 40 | COLCORD | DELAWARE | OK | OK_74338 | 74338 | Rural Fringe | 1932 | 0.84406
40097 | 74350 | 40 | LANGLEY | MAYES | OK | OK_74350 | 74350 | Rural Fringe | 72 | 0.81892
40115 | 74354 | 40 | MIAMI | OTTAWA | OK | OK_74354 | 74354 | Town Fringe | 8017 | 0.87892
40097 | 74367 | 40 | STRANG | MAYES | OK | OK_74367 | 74367 | Rural Fringe | 1481 | 0.8551
40101 | 74403 | 40 | MUSKOGEE | MUSKOGEE | OK | OK_74403 | 74403 | Rural Fringe | 11891 | 0.85254
40101 | 74455 | 40 | PORUM | MUSKOGEE | OK | OK_74455 | 74455 | Rural Fringe | 2163 | 0.86365
40061 | 74462 | 40 | STIGLER | HASKELL | OK | OK_74462 | 74462 | Town Fringe | 3074 | 0.87881
40021 | 74464 | 40 | TAHLEQUAH | CHEROKEE | OK | OK_74464 | 74464 | Town Fringe | 8492 | 0.85935
40061 | 74472 | 40 | WHITEFIELD | HASKELL | OK | OK_74472 | 74472 | Town Fringe | 805 | 0.88245
40077 | 74545 | 40 | GOWEN | LATIMER | OK | OK_74545 | 74545 | Town Fringe | 598 | 0.87662
40077 | 74563 | 40 | RED OAK | LATIMER | OK | OK_74563 | 74563 | Rural Fringe | 748 | 0.8578
40077 | 74578 | 40 | WILBURTON | LATIMER | OK | OK_74578 | 74578 | Town Fringe | 2733 | 0.85901
40135 | 74945 | 40 | MARBLE CITY | SEQUOYAH | OK | OK_74945 | 74945 | Town Fringe | 225 | 0.85797
40135 | 74948 | 40 | MULDROW | SEQUOYAH | OK | OK_74948 | 74948 | Town Fringe | 5621 | 0.8674
40001 | 74960 | 40 | STILWELL | ADAIR | OK | OK_74960 | 74960 | Rural Fringe | 3421 | 0.84436
29145 | 64842 | 29 | FAIRVIEW | NEWTON | MO | MO_64842 | 64842 | Rural Fringe | 1294 | 0.83418
29119 | 64843 | 29 | GOODMAN | MCDONALD | MO | MO_64843 | 64843 | Town Fringe | 1530 | 0.97189
29119 | 64854 | 29 | NOEL | MCDONALD | MO | MO_64854 | 64854 | Rural Fringe | 1471 | 0.79682
29119 | 64856 | 29 | PINEVILLE | MCDONALD | MO | MO_64856 | 64856 | Rural Fringe | 1166 | 0.79053
29119 | 64863 | 29 | SOUTH WEST CITY | MCDONALD | MO | MO_64863 | 64863 | Rural Fringe | 1322 | 0.82208
29145 | 64865 | 29 | SENECA | NEWTON | MO | MO_64865 | 64865 | Rural Fringe | 2598 | 0.81106
29145 | 64867 | 29 | STELLA | NEWTON | MO | MO_64867 | 64867 | Rural Fringe | 1025 | 0.81833
29209 | 65611 | 29 | BLUE EYE | STONE | MO | MO_65611 | 65611 | Rural Fringe | 950 | 0.78491
29213 | 65616 | 29 | BRANSON | TANEY | MO | MO_65616 | 65616 | Rural Fringe | 4926 | 0.78039
29213 | 65627 | 29 | CEDARCREEK | TANEY | MO | MO_65627 | 65627 | Rural Fringe | 467 | 0.7811
29043 | 65657 | 29 | GARRISON | CHRISTIAN | MO | MO_65657 | 65657 | Rural Fringe | 244 | 0.78244
29043 | 65629 | 29 | CHADWICK | CHRISTIAN | MO | MO_65629 | 65629 | Rural Fringe | 600 | 0.7774
29009 | 65658 | 29 | GOLDEN | BARRY | MO | MO_65658 | 65658 | Town Fringe | 1618 | 0.9665
29043 | 65630 | 29 | CHESTNUTRIDGE | CHRISTIAN | MO | MO_65630 | 65630 | Rural Fringe | 222 | 0.78923
29009 | 65641 | 29 | EAGLE ROCK | BARRY | MO | MO_65641 | 65641 | Town Fringe | 1138 | 0.95845
29213 | 65680 | 29 | KISSEE MILLS | TANEY | MO | MO_65680 | 65680 | Rural Fringe | 242 | 0.77974
29009 | 65647 | 29 | EXETER | BARRY | MO | MO_65647 | 65647 | Rural Fringe | 1550 | 0.81788
29209 | 65686 | 29 | KIMBERLING CITY | STONE | MO | MO_65686 | 65686 | Rural Fringe | 1354 | 0.7769
29213 | 65653 | 29 | FORSYTH | TANEY | MO | MO_65653 | 65653 | Rural Fringe | 1361 | 0.78041
29043 | 65669 | 29 | HIGHLANDVILLE | CHRISTIAN | MO | MO_65669 | 65669 | Rural Fringe | 844 | 0.79784
29213 | 65672 | 29 | HOLLISTER | TANEY | MO | MO_65672 | 65672 | Town Fringe | 2923 | 0.95453
29009 | 65734 | 29 | PURDY | BARRY | MO | MO_65734 | 65734 | Rural Fringe | 1926 | 0.82261
29213 | 65739 | 29 | RIDGEDALE | TANEY | MO | MO_65739 | 65739 | Town Fringe | 1060 | 0.94571
29009 | 65745 | 29 | SELIGMAN | BARRY | MO | MO_65745 | 65745 | Rural Fringe | 862 | 0.79576
29209 | 65747 | 29 | SHELL KNOB | STONE | MO | MO_65747 | 65747 | Rural Fringe | 1811 | 0.78022
5101 | 72641 | 5 | JASPER | NEWTON | AR | AR_72641 | 72641 | Rural Fringe | 472 | 0.82608
5101 | 72655 | 5 | MOUNT JUDEA | NEWTON | AR | AR_72655 | 72655 | Rural Fringe | 263 | 0.82801
5007 | 72718 | 5 | CAVE SPRINGS | BENTON | AR | AR_72718 | 72718 | City Small | 1383 | 0.74021
5015 | 72611 | 5 | ALPENA | CARROLL | AR | AR_72611 | 72611 | Rural Fringe | 1226 | 0.84742
5101 | 72624 | 5 | COMPTON | NEWTON | AR | AR_72624 | 72624 | Rural Fringe | 682 | 0.82825
5101 | 72628 | 5 | DEER | NEWTON | AR | AR_72628 | 72628 | Rural Fringe | 566 | 0.82332
5015 | 72638 | 5 | GREEN FOREST | CARROLL | AR | AR_72638 | 72638 | Rural Fringe | 2297 | 0.85187
5009 | 72644 | 5 | LEAD HILL | BOONE | AR | AR_72644 | 72644 | Rural Fringe | 1329 | 0.83629
5009 | 72662 | 5 | OMAHA | BOONE | AR | AR_72662 | 72662 | Rural Fringe | 1670 | 0.83772
5143 | 72730 | 5 | FARMINGTON | WASHINGTON | AR | AR_72730 | 72730 | Suburb Midsize | 2766 | 0.87242
5007 | 72747 | 5 | MAYSVILLE | BENTON | AR | AR_72747 | 72747 | Rural Fringe | 954 | 0.8587
5087 | 72760 | 5 | SAINT PAUL | MADISON | AR | AR_72760 | 72760 | Rural Fringe | 35 | 0.82642
5115 | 72686 | 5 | WITTS SPRINGS | POPE | AR | AR_72686 | 72686 | Rural Fringe | 333 | 0.82486
5143 | 72703 | 5 | FAYETTEVILLE | WASHINGTON | AR | AR_72703 | 72703 | City Small | 6661 | 0.75112
5143 | 72704 | 5 | FAYETTEVILLE | WASHINGTON | AR | AR_72704 | 72704 | City Small | 7035 | 0.75657
5007 | 72714 | 5 | BELLA VISTA | BENTON | AR | AR_72714 | 72714 | City Small | 2852 | 0.69165
5007 | 72715 | 5 | BELLA VISTA | BENTON | AR | AR_72715 | 72715 | Rural Fringe | 5232 | 0.79323
5143 | 72717 | 5 | CANEHILL | WASHINGTON | AR | AR_72717 | 72717 | Rural Fringe | 834 | 0.85092
5007 | 72719 | 5 | CENTERTON | BENTON | AR | AR_72719 | 72719 | City Small | 2080 | 0.76374
5087 | 72721 | 5 | COMBS | MADISON | AR | AR_72721 | 72721 | Rural Fringe | 123 | 0.82842
5007 | 72722 | 5 | DECATUR | BENTON | AR | AR_72722 | 72722 | Rural Fringe | 1727 | 0.84918
5087 | 72727 | 5 | ELKINS | MADISON | AR | AR_72727 | 72727 | Rural Fringe | 2626 | 0.84096
5143 | 72728 | 5 | ELM SPRINGS | WASHINGTON | AR | AR_72728 | 72728 | City Small | 1117 | 0.80083
5007 | 72734 | 5 | GENTRY | BENTON | AR | AR_72734 | 72734 | Rural Fringe | 3008 | 0.86424
5007 | 72736 | 5 | GRAVETTE | BENTON | AR | AR_72736 | 72736 | Rural Fringe | 2704 | 0.8542
5087 | 72738 | 5 | HINDSVILLE | MADISON | AR | AR_72738 | 72738 | Rural Fringe | 1783 | 0.85853
5087 | 72742 | 5 | KINGSTON | MADISON | AR | AR_72742 | 72742 | Rural Fringe | 192 | 0.82736
5149 | 72860 | 5 | ROVER | YELL | AR | AR_72860 | 72860 | Rural Fringe | 135 | 0.845
5143 | 72744 | 5 | LINCOLN | WASHINGTON | AR | AR_72744 | 72744 | Rural Fringe | 2148 | 0.85664
5007 | 72745 | 5 | LOWELL | BENTON | AR | AR_72745 | 72745 | City Small | 4146 | 0.75656
5007 | 72751 | 5 | PEA RIDGE | BENTON | AR | AR_72751 | 72751 | Rural Fringe | 2449 | 0.86154
5087 | 72752 | 5 | PETTIGREW | MADISON | AR | AR_72752 | 72752 | Rural Fringe | 373 | 0.82387
5143 | 72753 | 5 | PRAIRIE GROVE | WASHINGTON | AR | AR_72753 | 72753 | Town Fringe | 3442 | 0.8632
5007 | 72758 | 5 | ROGERS | BENTON | AR | AR_72758 | 72758 | City Small | 8505 | 0.74507
5007 | 72761 | 5 | SILOAM SPRINGS | BENTON | AR | AR_72761 | 72761 | Town Fringe | 6810 | 0.86122
5143 | 72762 | 5 | SPRINGDALE | WASHINGTON | AR | AR_72762 | 72762 | City Small | 9466 | 0.7674
5007 | 72768 | 5 | SULPHUR SPRINGS | BENTON | AR | AR_72768 | 72768 | Rural Fringe | 1126 | 0.84758
5143 | 72769 | 5 | SUMMERS | WASHINGTON | AR | AR_72769 | 72769 | Town Fringe | 1757 | 0.87815
5087 | 72773 | 5 | WESLEY | MADISON | AR | AR_72773 | 72773 | Rural Fringe | 683 | 0.84832
5143 | 72774 | 5 | WEST FORK | WASHINGTON | AR | AR_72774 | 72774 | Rural Fringe | 2165 | 0.8356
5087 | 72776 | 5 | WITTER | MADISON | AR | AR_72776 | 72776 | Rural Fringe | 395 | 0.83414
5149 | 72824 | 5 | BELLEVILLE | YELL | AR | AR_72824 | 72824 | Rural Fringe | 1107 | 0.85236
5149 | 72827 | 5 | BLUFFTON | YELL | AR | AR_72827 | 72827 | Rural Fringe | 74 | 0.83843
5071 | 72830 | 5 | CLARKSVILLE | JOHNSON | AR | AR_72830 | 72830 | Rural Fringe | 3947 | 0.84875
5115 | 72837 | 5 | DOVER | POPE | AR | AR_72837 | 72837 | Rural Fringe | 2593 | 0.83901
5071 | 72840 | 5 | HARTMAN | JOHNSON | AR | AR_72840 | 72840 | Rural Fringe | 1167 | 0.86154
5127 | 72841 | 5 | HARVEY | SCOTT | AR | AR_72841 | 72841 | Rural Fringe | 36 | 0.83798
5033 | 72932 | 5 | CEDARVILLE | CRAWFORD | AR | AR_72932 | 72932 | Rural Fringe | 290 | 0.83774
5149 | 72842 | 5 | HAVANA | YELL | AR | AR_72842 | 72842 | Rural Fringe | 958 | 0.84426
5131 | 72945 | 5 | MIDLAND | SEBASTIAN | AR | AR_72945 | 72945 | Rural Fringe | 39 | 0.81908
5071 | 72846 | 5 | LAMAR | JOHNSON | AR | AR_72846 | 72846 | Rural Fringe | 1928 | 0.83401
5115 | 72847 | 5 | LONDON | POPE | AR | AR_72847 | 72847 | Town Fringe | 950 | 0.85455
5083 | 72851 | 5 | NEW BLAINE | LOGAN | AR | AR_72851 | 72851 | Town Fringe | 249 | 0.8407
5071 | 72852 | 5 | OARK | JOHNSON | AR | AR_72852 | 72852 | Rural Fringe | 1 | 0.82596
5101 | 72856 | 5 | PELSOR | NEWTON | AR | AR_72856 | 72856 | Rural Fringe | 286 | 0.82323
5083 | 72865 | 5 | SUBIACO | LOGAN | AR | AR_72865 | 72865 | Rural Fringe | 665 | 0.86471
5131 | 72901 | 5 | FORT SMITH | SEBASTIAN | AR | AR_72901 | 72901 | City Small | 6061 | 0.76676
5131 | 72903 | 5 | FORT SMITH | SEBASTIAN | AR | AR_72903 | 72903 | City Small | 5803 | 0.72942
5131 | 72908 | 5 | FORT SMITH | SEBASTIAN | AR | AR_72908 | 72908 | City Small | 3448 | 0.75112
5131 | 72923 | 5 | BARLING | SEBASTIAN | AR | AR_72923 | 72923 | City Small | 831 | 0.7523
5047 | 72930 | 5 | CECIL | FRANKLIN | AR | AR_72930 | 72930 | Rural Fringe | 806 | 0.85606
5131 | 72936 | 5 | GREENWOOD | SEBASTIAN | AR | AR_72936 | 72936 | Rural Fringe | 3902 | 0.85541
5131 | 72940 | 5 | HUNTINGTON | SEBASTIAN | AR | AR_72940 | 72940 | Rural Fringe | 1109 | 0.87109
5033 | 72946 | 5 | MOUNTAINBURG | CRAWFORD | AR | AR_72946 | 72946 | Rural Fringe | 988 | 0.83695
5047 | 72947 | 5 | MULBERRY | FRANKLIN | AR | AR_72947 | 72947 | Rural Fringe | 1836 | 0.85454
5047 | 72951 | 5 | RATCLIFF | FRANKLIN | AR | AR_72951 | 72951 | Rural Fringe | 1010 | 0.87638
5033 | 72952 | 5 | RUDY | CRAWFORD | AR | AR_72952 | 72952 | Town Fringe | 1304 | 0.85149
5143 | 72959 | 5 | WINSLOW | WASHINGTON | AR | AR_72959 | 72959 | Rural Fringe | 1466 | 0.83062
40041 | 74359 | 40 | OAKS | DELAWARE | OK | OK_74359 | 74359 | Rural Fringe | 721 | 0.85508
40101 | 74423 | 40 | BRAGGS | MUSKOGEE | OK | OK_74423 | 74423 | Rural Fringe | 830 | 0.86618
40021 | 74452 | 40 | PEGGS | CHEROKEE | OK | OK_74452 | 74452 | Rural Fringe | 382 | 0.83736
40097 | 74330 | 40 | ADAIR | MAYES | OK | OK_74330 | 74330 | Rural Fringe | 1834 | 0.87095
40097 | 74340 | 40 | DISNEY | MAYES | OK | OK_74340 | 74340 | Rural Fringe | 162 | 0.82001
40041 | 74342 | 40 | EUCHA | DELAWARE | OK | OK_74342 | 74342 | Rural Fringe | 1686 | 0.83729
40115 | 74343 | 40 | FAIRLAND | OTTAWA | OK | OK_74343 | 74343 | Rural Fringe | 1826 | 0.86109
40041 | 74344 | 40 | GROVE | DELAWARE | OK | OK_74344 | 74344 | Town Fringe | 5442 | 0.8597
40041 | 74346 | 40 | JAY | DELAWARE | OK | OK_74346 | 74346 | Rural Fringe | 3937 | 0.84642
40097 | 74352 | 40 | LOCUST GROVE | MAYES | OK | OK_74352 | 74352 | Rural Fringe | 2294 | 0.84371
40097 | 74361 | 40 | PRYOR | MAYES | OK | OK_74361 | 74361 | Town Fringe | 6538 | 0.87481
40115 | 74370 | 40 | WYANDOTTE | OTTAWA | OK | OK_74370 | 74370 | Rural Fringe | 1775 | 0.84261
40021 | 74441 | 40 | HULBERT | CHEROKEE | OK | OK_74441 | 74441 | Rural Fringe | 2541 | 0.85005
40021 | 74451 | 40 | PARK HILL | CHEROKEE | OK | OK_74451 | 74451 | Town Fringe | 1221 | 0.84493
40101 | 74470 | 40 | WEBBERS FALLS | MUSKOGEE | OK | OK_74470 | 74470 | Rural Fringe | 395 | 0.87059
40021 | 74471 | 40 | WELLING | CHEROKEE | OK | OK_74471 | 74471 | Town Fringe | 941 | 0.85665
40121 | 74561 | 40 | QUINTON | PITTSBURG | OK | OK_74561 | 74561 | Rural Fringe | 702 | 0.86299
40079 | 74930 | 40 | BOKOSHE | LE FLORE | OK | OK_74930 | 74930 | Rural Fringe | 1486 | 0.86514
40079 | 74937 | 40 | HEAVENER | LE FLORE | OK | OK_74937 | 74937 | Town Fringe | 1327 | 0.85291
40079 | 74939 | 40 | HODGEN | LE FLORE | OK | OK_74939 | 74939 | Rural Fringe | 697 | 0.83067
40079 | 74940 | 40 | HOWE | LE FLORE | OK | OK_74940 | 74940 | Rural Fringe | 932 | 0.85363
40061 | 74944 | 40 | MCCURTAIN | HASKELL | OK | OK_74944 | 74944 | Rural Fringe | 917 | 0.85659
40079 | 74953 | 40 | POTEAU | LE FLORE | OK | OK_74953 | 74953 | Town Fringe | 4129 | 0.87284
40135 | 74954 | 40 | ROLAND | SEQUOYAH | OK | OK_74954 | 74954 | Town Fringe | 1159 | 0.87905
40079 | 74959 | 40 | SPIRO | LE FLORE | OK | OK_74959 | 74959 | Town Fringe | 2632 | 0.88731
20135 | 67515 | 20 | ARNOLD | NESS | KS | KS_67515 | 67515 | Rural Fringe | 0 | 0.82351
20039 | 67635 | 20 | DRESDEN | DECATUR | KS | KS_67635 | 67635 | Rural Fringe | 0 | 0.81577
20137 | 67645 | 20 | LENORA | NORTON | KS | KS_67645 | 67645 | Rural Fringe | 327 | 0.81635
20193 | 67701 | 20 | COLBY | THOMAS | KS | KS_67701 | 67701 | Town Fringe | 2423 | 0.99152
20153 | 67730 | 20 | ATWOOD | RAWLINS | KS | KS_67730 | 67730 | Rural Fringe | 714 | 0.81624
20181 | 67735 | 20 | GOODLAND | SHERMAN | KS | KS_67735 | 67735 | Town Fringe | 2414 | 0.991
20063 | 67736 | 20 | GOVE | GOVE | KS | KS_67736 | 67736 | Rural Fringe | 0 | 0.824
20063 | 67751 | 20 | PARK | GOVE | KS | KS_67751 | 67751 | Rural Fringe | 0 | 0.82094
20063 | 67752 | 20 | QUINTER | GOVE | KS | KS_67752 | 67752 | Rural Fringe | 540 | 0.82507
20199 | 67758 | 20 | SHARON SPRINGS | WALLACE | KS | KS_67758 | 67758 | Rural Fringe | 197 | 0.82372
20025 | 67831 | 20 | ASHLAND | CLARK | KS | KS_67831 | 67831 | Rural Fringe | 390 | 0.83868
20069 | 67835 | 20 | CIMARRON | GRAY | KS | KS_67835 | 67835 | Rural Fringe | 813 | 0.83374
20081 | 67837 | 20 | COPELAND | HASKELL | KS | KS_67837 | 67837 | Rural Fringe | 339 | 0.83414
20101 | 67839 | 20 | DIGHTON | LANE | KS | KS_67839 | 67839 | Rural Fringe | 569 | 0.82876
20055 | 67846 | 20 | GARDEN CITY | FINNEY | KS | KS_67846 | 67846 | Town Fringe | 10016 | 1
20055 | 67851 | 20 | HOLCOMB | FINNEY | KS | KS_67851 | 67851 | Rural Fringe | 94 | 0.82719
20083 | 67854 | 20 | JETMORE | HODGEMAN | KS | KS_67854 | 67854 | Rural Fringe | 370 | 0.83066
20187 | 67855 | 20 | JOHNSON | STANTON | KS | KS_67855 | 67855 | Rural Fringe | 576 | 0.83403
20075 | 67857 | 20 | KENDALL | HAMILTON | KS | KS_67857 | 67857 | Rural Fringe | 529 | 0.83359
20093 | 67860 | 20 | LAKIN | KEARNY | KS | KS_67860 | 67860 | Rural Fringe | 628 | 0.83184
20203 | 67861 | 20 | LEOTI | WICHITA | KS | KS_67861 | 67861 | Rural Fringe | 642 | 0.82684
20071 | 67879 | 20 | TRIBUNE | GREELEY | KS | KS_67879 | 67879 | Rural Fringe | 414 | 0.82744
20067 | 67880 | 20 | ULYSSES | GRANT | KS | KS_67880 | 67880 | Town Fringe | 2659 | 1
20057 | 67882 | 20 | WRIGHT | FORD | KS | KS_67882 | 67882 | Town Fringe | 711 | 1
20189 | 67951 | 20 | HUGOTON | STEVENS | KS | KS_67951 | 67951 | Town Fringe | 1692 | 1
20129 | 67953 | 20 | RICHFIELD | MORTON | KS | KS_67953 | 67953 | Rural Fringe | 0 | 0.83313
31145 | 69001 | 31 | MC COOK | RED WILLOW | NE | NE_69001 | 69001 | Town Fringe | 4101 | 0.98302
31057 | 69021 | 31 | BENKELMAN | DUNDY | NE | NE_69021 | 69021 | Rural Fringe | 207 | 0.81195
31029 | 69033 | 31 | IMPERIAL | CHASE | NE | NE_69033 | 69033 | Rural Fringe | 529 | 0.80869
31057 | 69041 | 31 | PARKS | DUNDY | NE | NE_69041 | 69041 | Rural Fringe | 58 | 0.81304
31049 | 69122 | 31 | BIG SPRINGS | DEUEL | NE | NE_69122 | 69122 | Rural Fringe | 368 | 0.80103
31101 | 69127 | 31 | BRULE | KEITH | NE | NE_69127 | 69127 | Rural Fringe | 311 | 0.79927
31135 | 69134 | 31 | ELSIE | PERKINS | NE | NE_69134 | 69134 | Rural Fringe | 323 | 0.80647
40007 | 73848 | 40 | LAVERNE | BEAVER | OK | OK_73848 | 73848 | Rural Fringe | 260 | 0.88173
40139 | 73939 | 40 | GOODWELL | TEXAS | OK | OK_73939 | 73939 | Rural Fringe | 420 | 0.88181
20153 | 67745 | 20 | MC DONALD | RAWLINS | KS | KS_67745 | 67745 | Rural Fringe | 0 | 0.81628
20057 | 67843 | 20 | FORT DODGE | FORD | KS | KS_67843 | 67843 | Town Fringe | 0 | 0.98786
20135 | 67516 | 20 | BAZINE | NESS | KS | KS_67516 | 67516 | Rural Fringe | 0 | 0.82604
20135 | 67518 | 20 | BEELER | NESS | KS | KS_67518 | 67518 | Rural Fringe | 0 | 0.82948
20135 | 67521 | 20 | BROWNELL | NESS | KS | KS_67521 | 67521 | Rural Fringe | 43 | 0.82436
20135 | 67560 | 20 | NESS CITY | NESS | KS | KS_67560 | 67560 | Rural Fringe | 722 | 0.82759
20135 | 67572 | 20 | RANSOM | NESS | KS | KS_67572 | 67572 | Rural Fringe | 74 | 0.82393
20135 | 67584 | 20 | UTICA | NESS | KS | KS_67584 | 67584 | Rural Fringe | 50 | 0.82547
20137 | 67622 | 20 | ALMENA | NORTON | KS | KS_67622 | 67622 | Rural Fringe | 200 | 0.81282
20065 | 67625 | 20 | BOGUE | GRAHAM | KS | KS_67625 | 67625 | Rural Fringe | 15 | 0.81885
20137 | 67629 | 20 | CLAYTON | NORTON | KS | KS_67629 | 67629 | Rural Fringe | 53 | 0.8149
20195 | 67631 | 20 | COLLYER | TREGO | KS | KS_67631 | 67631 | Rural Fringe | 99 | 0.82171
20065 | 67642 | 20 | HILL CITY | GRAHAM | KS | KS_67642 | 67642 | Rural Fringe | 675 | 0.81858
20039 | 67643 | 20 | JENNINGS | DECATUR | KS | KS_67643 | 67643 | Rural Fringe | 0 | 0.81647
20065 | 67650 | 20 | MORLAND | GRAHAM | KS | KS_67650 | 67650 | Rural Fringe | 0 | 0.8183
20039 | 67653 | 20 | NORCATUR | DECATUR | KS | KS_67653 | 67653 | Rural Fringe | 81 | 0.81382
20137 | 67654 | 20 | NORTON | NORTON | KS | KS_67654 | 67654 | Town Fringe | 899 | 0.98535
20195 | 67656 | 20 | OGALLAH | TREGO | KS | KS_67656 | 67656 | Rural Fringe | 16 | 0.81943
20065 | 67659 | 20 | PENOKEE | GRAHAM | KS | KS_67659 | 67659 | Rural Fringe | 0 | 0.81928
20195 | 67672 | 20 | WAKEENEY | TREGO | KS | KS_67672 | 67672 | Rural Fringe | 275 | 0.82039
20023 | 67731 | 20 | BIRD CITY | CHEYENNE | KS | KS_67731 | 67731 | Rural Fringe | 344 | 0.81603
20193 | 67734 | 20 | GEM | THOMAS | KS | KS_67734 | 67734 | Town Fringe | 0 | 0.99011
20179 | 67737 | 20 | GRAINFIELD | SHERIDAN | KS | KS_67737 | 67737 | Rural Fringe | 105 | 0.8214
20063 | 67738 | 20 | GRINNELL | GOVE | KS | KS_67738 | 67738 | Rural Fringe | 151 | 0.82317
20153 | 67739 | 20 | HERNDON | RAWLINS | KS | KS_67739 | 67739 | Rural Fringe | 145 | 0.81543
20179 | 67740 | 20 | HOXIE | SHERIDAN | KS | KS_67740 | 67740 | Rural Fringe | 581 | 0.81891
20193 | 67743 | 20 | LEVANT | THOMAS | KS | KS_67743 | 67743 | Rural Fringe | 23 | 0.81885
20109 | 67747 | 20 | MONUMENT | LOGAN | KS | KS_67747 | 67747 | Rural Fringe | 106 | 0.82356
20109 | 67748 | 20 | OAKLEY | LOGAN | KS | KS_67748 | 67748 | Rural Fringe | 176 | 0.82066
20039 | 67749 | 20 | OBERLIN | DECATUR | KS | KS_67749 | 67749 | Rural Fringe | 1062 | 0.81601
20193 | 67753 | 20 | REXFORD | THOMAS | KS | KS_67753 | 67753 | Rural Fringe | 6 | 0.81879
20023 | 67756 | 20 | SAINT FRANCIS | CHEYENNE | KS | KS_67756 | 67756 | Rural Fringe | 585 | 0.81544
20179 | 67757 | 20 | SELDEN | SHERIDAN | KS | KS_67757 | 67757 | Rural Fringe | 63 | 0.81762
20199 | 67762 | 20 | WESKAN | WALLACE | KS | KS_67762 | 67762 | Rural Fringe | 12 | 0.82406
20109 | 67764 | 20 | WINONA | LOGAN | KS | KS_67764 | 67764 | Rural Fringe | 160 | 0.82434
20057 | 67801 | 20 | DODGE CITY | FORD | KS | KS_67801 | 67801 | Town Fringe | 7052 | 1
20093 | 67838 | 20 | DEERFIELD | KEARNY | KS | KS_67838 | 67838 | Rural Fringe | 170 | 0.82753
20069 | 67841 | 20 | ENSIGN | GRAY | KS | KS_67841 | 67841 | Rural Fringe | 188 | 0.83726
20057 | 67842 | 20 | FORD | FORD | KS | KS_67842 | 67842 | Rural Fringe | 73 | 0.83458
20119 | 67844 | 20 | FOWLER | MEADE | KS | KS_67844 | 67844 | Rural Fringe | 262 | 0.83757
20083 | 67849 | 20 | HANSTON | HODGEMAN | KS | KS_67849 | 67849 | Rural Fringe | 9 | 0.82823
20101 | 67850 | 20 | HEALY | LANE | KS | KS_67850 | 67850 | Rural Fringe | 72 | 0.82634
20069 | 67853 | 20 | INGALLS | GRAY | KS | KS_67853 | 67853 | Rural Fringe | 465 | 0.83375
20175 | 67859 | 20 | KISMET | SEWARD | KS | KS_67859 | 67859 | Rural Fringe | 79 | 0.83573
20187 | 67862 | 20 | MANTER | STANTON | KS | KS_67862 | 67862 | Rural Fringe | 520 | 0.83621
20203 | 67863 | 20 | MARIENTHAL | WICHITA | KS | KS_67863 | 67863 | Rural Fringe | 226 | 0.82902
20119 | 67864 | 20 | MEADE | MEADE | KS | KS_67864 | 67864 | Rural Fringe | 1002 | 0.83923
20025 | 67865 | 20 | MINNEOLA | CLARK | KS | KS_67865 | 67865 | Rural Fringe | 309 | 0.83786
20069 | 67867 | 20 | MONTEZUMA | GRAY | KS | KS_67867 | 67867 | Rural Fringe | 268 | 0.83594
20055 | 67868 | 20 | PIERCEVILLE | FINNEY | KS | KS_67868 | 67868 | Town Fringe | 0 | 1
20119 | 67869 | 20 | PLAINS | MEADE | KS | KS_67869 | 67869 | Rural Fringe | 144 | 0.83813
20081 | 67870 | 20 | SATANTA | HASKELL | KS | KS_67870 | 67870 | Rural Fringe | 440 | 0.83263
20171 | 67871 | 20 | SCOTT CITY | SCOTT | KS | KS_67871 | 67871 | Town Fringe | 2038 | 1
20057 | 67876 | 20 | SPEARVILLE | FORD | KS | KS_67876 | 67876 | Rural Fringe | 173 | 0.83043
20081 | 67877 | 20 | SUBLETTE | HASKELL | KS | KS_67877 | 67877 | Rural Fringe | 247 | 0.83181
20075 | 67878 | 20 | SYRACUSE | HAMILTON | KS | KS_67878 | 67878 | Rural Fringe | 194 | 0.83004
20175 | 67901 | 20 | LIBERAL | SEWARD | KS | KS_67901 | 67901 | Town Fringe | 5667 | 1
20129 | 67950 | 20 | ELKHART | MORTON | KS | KS_67950 | 67950 | Rural Fringe | 60 | 0.83708
20189 | 67952 | 20 | MOSCOW | STEVENS | KS | KS_67952 | 67952 | Rural Fringe | 0 | 0.83384
31065 | 68946 | 31 | HENDLEY | FURNAS | NE | NE_68946 | 68946 | Rural Fringe | 19 | 0.81205
31057 | 69037 | 31 | MAX | DUNDY | NE | NE_69037 | 69037 | Rural Fringe | 0 | 0.81263
31111 | 69132 | 31 | DICKENS | LINCOLN | NE | NE_69132 | 69132 | Rural Fringe | 184 | 0.80845
31047 | 68850 | 31 | LEXINGTON | DAWSON | NE | NE_68850 | 68850 | Town Fringe | 3320 | 0.97699
31041 | 68860 | 31 | OCONTO | CUSTER | NE | NE_68860 | 68860 | Rural Fringe | 131 | 0.80191
31073 | 68922 | 31 | ARAPAHOE | GOSPER | NE | NE_68922 | 68922 | Rural Fringe | 251 | 0.80669
31065 | 68926 | 31 | BEAVER CITY | FURNAS | NE | NE_68926 | 68926 | Rural Fringe | 327 | 0.81093
31065 | 68936 | 31 | EDISON | FURNAS | NE | NE_68936 | 68936 | Rural Fringe | 222 | 0.80914
31073 | 68937 | 31 | ELWOOD | GOSPER | NE | NE_68937 | 68937 | Rural Fringe | 348 | 0.80516
31065 | 68948 | 31 | HOLBROOK | FURNAS | NE | NE_68948 | 68948 | Rural Fringe | 102 | 0.8082
31073 | 68976 | 31 | SMITHFIELD | GOSPER | NE | NE_68976 | 68976 | Rural Fringe | 19 | 0.80706
31065 | 68977 | 31 | STAMFORD | FURNAS | NE | NE_68977 | 68977 | Rural Fringe | 238 | 0.81192
31145 | 69020 | 31 | BARTLEY | RED WILLOW | NE | NE_69020 | 69020 | Rural Fringe | 92 | 0.81147
31029 | 69023 | 31 | CHAMPION | CHASE | NE | NE_69023 | 69023 | Rural Fringe | 350 | 0.80924
31087 | 69024 | 31 | CULBERTSON | HITCHCOCK | NE | NE_69024 | 69024 | Rural Fringe | 191 | 0.80976
31063 | 69025 | 31 | CURTIS | FRONTIER | NE | NE_69025 | 69025 | Rural Fringe | 199 | 0.80838
31145 | 69026 | 31 | DANBURY | RED WILLOW | NE | NE_69026 | 69026 | Rural Fringe | 14 | 0.81307
31029 | 69027 | 31 | ENDERS | CHASE | NE | NE_69027 | 69027 | Rural Fringe | 43 | 0.80758
31085 | 69032 | 31 | HAYES CENTER | HAYES | NE | NE_69032 | 69032 | Rural Fringe | 127 | 0.81054
31145 | 69034 | 31 | INDIANOLA | RED WILLOW | NE | NE_69034 | 69034 | Rural Fringe | 241 | 0.81161
31145 | 69036 | 31 | LEBANON | RED WILLOW | NE | NE_69036 | 69036 | Rural Fringe | 0 | 0.81166
31063 | 69038 | 31 | MAYWOOD | FRONTIER | NE | NE_69038 | 69038 | Rural Fringe | 177 | 0.80762
31063 | 69039 | 31 | MOOREFIELD | FRONTIER | NE | NE_69039 | 69039 | Rural Fringe | 48 | 0.80626
31085 | 69040 | 31 | PALISADE | HAYES | NE | NE_69040 | 69040 | Rural Fringe | 174 | 0.81025
31063 | 69042 | 31 | STOCKVILLE | FRONTIER | NE | NE_69042 | 69042 | Rural Fringe | 0 | 0.81019
31087 | 69044 | 31 | TRENTON | HITCHCOCK | NE | NE_69044 | 69044 | Rural Fringe | 309 | 0.8107
31029 | 69045 | 31 | WAUNETA | CHASE | NE | NE_69045 | 69045 | Rural Fringe | 314 | 0.81117
31065 | 69046 | 31 | WILSONVILLE | FURNAS | NE | NE_69046 | 69046 | Rural Fringe | 197 | 0.81196
31111 | 69101 | 31 | NORTH PLATTE | LINCOLN | NE | NE_69101 | 69101 | Town Fringe | 9948 | 0.97423
31111 | 69123 | 31 | BRADY | LINCOLN | NE | NE_69123 | 69123 | Rural Fringe | 284 | 0.80271
31041 | 69138 | 31 | GOTHENBURG | CUSTER | NE | NE_69138 | 69138 | Town Fringe | 1837 | 0.9732
31135 | 69150 | 31 | MADRID | PERKINS | NE | NE_69150 | 69150 | Rural Fringe | 212 | 0.8056
31111 | 69169 | 31 | WALLACE | LINCOLN | NE | NE_69169 | 69169 | Rural Fringe | 345 | 0.8066
40139 | 73901 | 40 | ADAMS | TEXAS | OK | OK_73901 | 73901 | Rural Fringe | 0 | 0.88463
40007 | 73844 | 40 | GATE | BEAVER | OK | OK_73844 | 73844 | Rural Fringe | 67 | 0.88076
40059 | 73855 | 40 | ROSSTON | HARPER | OK | OK_73855 | 73855 | Rural Fringe | 0 | 0.87923
40007 | 73931 | 40 | BALKO | BEAVER | OK | OK_73931 | 73931 | Rural Fringe | 0 | 0.8818
40007 | 73932 | 40 | BEAVER | BEAVER | OK | OK_73932 | 73932 | Rural Fringe | 942 | 0.88246
40007 | 73938 | 40 | FORGAN | BEAVER | OK | OK_73938 | 73938 | Rural Fringe | 0 | 0.87945
40139 | 73942 | 40 | GUYMON | TEXAS | OK | OK_73942 | 73942 | Town Fringe | 3348 | 0.88749
40139 | 73945 | 40 | HOOKER | TEXAS | OK | OK_73945 | 73945 | Rural Fringe | 777 | 0.87793
40007 | 73950 | 40 | TURPIN | BEAVER | OK | OK_73950 | 73950 | Rural Fringe | 92 | 0.88061
5049 | 72515 | 5 | BEXAR | FULTON | AR | AR_72515 | 72515 | Rural Fringe | 7 | 0.82638
5137 | 72560 | 5 | MOUNTAIN VIEW | STONE | AR | AR_72560 | 72560 | Rural Fringe | 3092 | 0.83008
5089 | 72634 | 5 | FLIPPIN | MARION | AR | AR_72634 | 72634 | Rural Fringe | 1752 | 0.83132
5129 | 72636 | 5 | GILBERT | SEARCY | AR | AR_72636 | 72636 | Rural Fringe | 71 | 0.82729
5005 | 72653 | 5 | MOUNTAIN HOME | BAXTER | AR | AR_72653 | 72653 | Rural Fringe | 9385 | 0.82674
5089 | 72672 | 5 | PYATT | MARION | AR | AR_72672 | 72672 | Rural Fringe | 0 | 0.82406
5089 | 72687 | 5 | YELLVILLE | MARION | AR | AR_72687 | 72687 | Rural Fringe | 3165 | 0.83004
29215 | 65444 | 29 | BUCYRUS | TEXAS | MO | MO_65444 | 65444 | Rural Fringe | 1033 | 0.78857
29215 | 65542 | 29 | LICKING | TEXAS | MO | MO_65542 | 65542 | Rural Fringe | 1659 | 0.78338
29153 | 65609 | 29 | BAKERSFIELD | OZARK | MO | MO_65609 | 65609 | Rural Fringe | 597 | 0.8051
29091 | 65626 | 29 | CAULFIELD | HOWELL | MO | MO_65626 | 65626 | Town Fringe | 1272 | 0.97731
29229 | 65660 | 29 | GRAFF | WRIGHT | MO | MO_65660 | 65660 | Rural Fringe | 450 | 0.78927
29153 | 65655 | 29 | GAINESVILLE | OZARK | MO | MO_65655 | 65655 | Rural Fringe | 1157 | 0.79494
29229 | 65667 | 29 | HARTVILLE | WRIGHT | MO | MO_65667 | 65667 | Rural Fringe | 1457 | 0.79959
29215 | 65689 | 29 | CABOOL | TEXAS | MO | MO_65689 | 65689 | Rural Fringe | 1914 | 0.79367
29153 | 65760 | 29 | TECUMSEH | OZARK | MO | MO_65760 | 65760 | Rural Fringe | 501 | 0.78831
29091 | 65777 | 29 | MOODY | HOWELL | MO | MO_65777 | 65777 | Town Fringe | 1032 | 0.99186
29225 | 65713 | 29 | NIANGUA | WEBSTER | MO | MO_65713 | 65713 | Rural Fringe | 1515 | 0.79711
29067 | 65717 | 29 | NORWOOD | DOUGLAS | MO | MO_65717 | 65717 | Rural Fringe | 1778 | 0.79538
29153 | 65729 | 29 | PONTIAC | OZARK | MO | MO_65729 | 65729 | Rural Fringe | 269 | 0.78498
29153 | 65761 | 29 | THEODOSIA | OZARK | MO | MO_65761 | 65761 | Rural Fringe | 1500 | 0.79368
29091 | 65789 | 29 | POMONA | HOWELL | MO | MO_65789 | 65789 | Rural Fringe | 746 | 0.79983
29153 | 65790 | 29 | POTTERSVILLE | OZARK | MO | MO_65790 | 65790 | Rural Fringe | 513 | 0.78856
5029 | 72156 | 5 | SOLGOHACHIA | CONWAY | AR | AR_72156 | 72156 | Town Fringe | 379 | 0.85373
5063 | 72526 | 5 | CUSHMAN | INDEPENDENCE | AR | AR_72526 | 72526 | Rural Fringe | -999 | 0.76921
29215 | 65589 | 29 | YUKON | TEXAS | MO | MO_65589 | 65589 | Rural Fringe | 377 | 0.78931
29065 | 65541 | 29 | LENOX | DENT | MO | MO_65541 | 65541 | Rural Fringe | 300 | 0.7871
5005 | 72537 | 5 | GAMALIEL | BAXTER | AR | AR_72537 | 72537 | Rural Fringe | 717 | 0.82144
5049 | 72578 | 5 | STURKIE | FULTON | AR | AR_72578 | 72578 | Rural Fringe | 376 | 0.83742
5065 | 72585 | 5 | WIDEMAN | IZARD | AR | AR_72585 | 72585 | Rural Fringe | 273 | 0.83258
5141 | 72013 | 5 | BEE BRANCH | VAN BUREN | AR | AR_72013 | 72013 | Rural Fringe | 1103 | 0.84785
5029 | 72027 | 5 | CENTER RIDGE | CONWAY | AR | AR_72027 | 72027 | Rural Fringe | 854 | 0.85164
5137 | 72051 | 5 | FOX | STONE | AR | AR_72051 | 72051 | Rural Fringe | 250 | 0.83438
5029 | 72063 | 5 | HATTIEVILLE | CONWAY | AR | AR_72063 | 72063 | Rural Fringe | 948 | 0.85415
5023 | 72131 | 5 | QUITMAN | CLEBURNE | AR | AR_72131 | 72131 | Rural Fringe | 2330 | 0.85395
5145 | 72137 | 5 | ROSE BUD | WHITE | AR | AR_72137 | 72137 | Rural Fringe | 1173 | 0.86334
5141 | 72141 | 5 | SCOTLAND | VAN BUREN | AR | AR_72141 | 72141 | Rural Fringe | 236 | 0.82974
5005 | 72651 | 5 | MIDWAY | BAXTER | AR | AR_72651 | 72651 | Rural Fringe | 445 | 0.82571
5089 | 72682 | 5 | VALLEY SPRINGS | MARION | AR | AR_72682 | 72682 | Rural Fringe | 394 | 0.84092
5005 | 72519 | 5 | CALICO ROCK | BAXTER | AR | AR_72519 | 72519 | Rural Fringe | 1408 | 0.82408
5023 | 72523 | 5 | CONCORD | CLEBURNE | AR | AR_72523 | 72523 | Rural Fringe | 432 | 0.83973
5049 | 72531 | 5 | ELIZABETH | FULTON | AR | AR_72531 | 72531 | Rural Fringe | 947 | 0.82672
5137 | 72533 | 5 | FIFTY SIX | STONE | AR | AR_72533 | 72533 | Rural Fringe | 97 | 0.81967
5049 | 72538 | 5 | GEPP | FULTON | AR | AR_72538 | 72538 | Rural Fringe | 856 | 0.84957
5065 | 72540 | 5 | GUION | IZARD | AR | AR_72540 | 72540 | Rural Fringe | 214 | 0.82814
5005 | 72544 | 5 | HENDERSON | BAXTER | AR | AR_72544 | 72544 | Rural Fringe | 896 | 0.82717
5137 | 72555 | 5 | MARCELLA | STONE | AR | AR_72555 | 72555 | Rural Fringe | 345 | 0.84366
5065 | 72556 | 5 | MELBOURNE | IZARD | AR | AR_72556 | 72556 | Rural Fringe | 992 | 0.83386
5065 | 72565 | 5 | OXFORD | IZARD | AR | AR_72565 | 72565 | Rural Fringe | 642 | 0.83893
5065 | 72566 | 5 | PINEVILLE | IZARD | AR | AR_72566 | 72566 | Rural Fringe | 534 | 0.83366
5049 | 72583 | 5 | VIOLA | FULTON | AR | AR_72583 | 72583 | Rural Fringe | 1187 | 0.84443
5065 | 72584 | 5 | VIOLET HILL | IZARD | AR | AR_72584 | 72584 | Rural Fringe | 503 | 0.83994
5005 | 72617 | 5 | BIG FLAT | BAXTER | AR | AR_72617 | 72617 | Rural Fringe | 179 | 0.82865
5089 | 72619 | 5 | BULL SHOALS | MARION | AR | AR_72619 | 72619 | Rural Fringe | 0 | 0.80804
5005 | 72623 | 5 | CLARKRIDGE | BAXTER | AR | AR_72623 | 72623 | Rural Fringe | 581 | 0.82549
5005 | 72626 | 5 | COTTER | BAXTER | AR | AR_72626 | 72626 | Rural Fringe | 425 | 0.82527
5089 | 72633 | 5 | EVERTON | MARION | AR | AR_72633 | 72633 | Town Fringe | 1628 | 0.86849
5005 | 72635 | 5 | GASSVILLE | BAXTER | AR | AR_72635 | 72635 | Rural Fringe | 1835 | 0.84248
5129 | 72639 | 5 | HARRIET | SEARCY | AR | AR_72639 | 72639 | Rural Fringe | 509 | 0.82226
5005 | 72642 | 5 | LAKEVIEW | BAXTER | AR | AR_72642 | 72642 | Rural Fringe | 170 | 0.81632
5129 | 72645 | 5 | LESLIE | SEARCY | AR | AR_72645 | 72645 | Rural Fringe | 955 | 0.83628
5129 | 72650 | 5 | MARSHALL | SEARCY | AR | AR_72650 | 72650 | Rural Fringe | 1817 | 0.83996
5005 | 72658 | 5 | NORFORK | BAXTER | AR | AR_72658 | 72658 | Rural Fringe | 462 | 0.82426
5089 | 72661 | 5 | OAKLAND | MARION | AR | AR_72661 | 72661 | Rural Fringe | 244 | 0.81719
5137 | 72663 | 5 | ONIA | STONE | AR | AR_72663 | 72663 | Rural Fringe | 358 | 0.84119
5089 | 72668 | 5 | PEEL | MARION | AR | AR_72668 | 72668 | Rural Fringe | 403 | 0.81842
5129 | 72675 | 5 | SAINT JOE | SEARCY | AR | AR_72675 | 72675 | Rural Fringe | 853 | 0.83591
5137 | 72680 | 5 | TIMBO | STONE | AR | AR_72680 | 72680 | Rural Fringe | 427 | 0.84357
5101 | 72685 | 5 | WESTERN GROVE | NEWTON | AR | AR_72685 | 72685 | Town Fringe | 430 | 0.84993
47033 | 38001 | 47 | ALAMO | CROCKETT | TN | TN_38001 | 38001 | Rural Fringe | 1199 | 0.85642
47075 | 38012 | 47 | BROWNSVILLE | HAYWOOD | TN | TN_38012 | 38012 | Town Fringe | 4654 | 0.86801
47167 | 38015 | 47 | BURLISON | TIPTON | TN | TN_38015 | 38015 | Rural Fringe | 802 | 0.85581
47167 | 38019 | 47 | COVINGTON | TIPTON | TN | TN_38019 | 38019 | Rural Fringe | 4886 | 0.86262
47045 | 38024 | 47 | DYERSBURG | DYER | TN | TN_38024 | 38024 | Rural Fringe | 8073 | 0.84325
47045 | 38030 | 47 | FINLEY | DYER | TN | TN_38030 | 38030 | Rural Fringe | 335 | 0.86003
47033 | 38034 | 47 | FRIENDSHIP | CROCKETT | TN | TN_38034 | 38034 | Rural Fringe | 1118 | 0.85918
47075 | 38037 | 47 | GATES | HAYWOOD | TN | TN_38037 | 38037 | Town Fringe | 295 | 0.86516
47097 | 38040 | 47 | HALLS | LAUDERDALE | TN | TN_38040 | 38040 | Town Fringe | 1754 | 0.86097
47097 | 38041 | 47 | HENNING | LAUDERDALE | TN | TN_38041 | 38041 | Town Fringe | 615 | 0.8633
47045 | 38047 | 47 | LENOX | DYER | TN | TN_38047 | 38047 | Rural Fringe | 0 | 0.86609
47045 | 38059 | 47 | NEWBERN | DYER | TN | TN_38059 | 38059 | Rural Fringe | 2652 | 0.85584
47097 | 38063 | 47 | RIPLEY | LAUDERDALE | TN | TN_38063 | 38063 | Town Fringe | 5437 | 0.85761
47095 | 38079 | 47 | TIPTONVILLE | LAKE | TN | TN_38079 | 38079 | Rural Fringe | 1078 | 0.84401
47183 | 38230 | 47 | GREENFIELD | WEAKLEY | TN | TN_38230 | 38230 | Rural Fringe | 1328 | 0.83916
47131 | 38257 | 47 | SOUTH FULTON | OBION | TN | TN_38257 | 38257 | Rural Fringe | 1483 | 0.84259
47131 | 38261 | 47 | UNION CITY | OBION | TN | TN_38261 | 38261 | Rural Fringe | 5345 | 0.84458
47113 | 38301 | 47 | JACKSON | MADISON | TN | TN_38301 | 38301 | City Small | 10748 | 0.85097
47053 | 38316 | 47 | BRADFORD | GIBSON | TN | TN_38316 | 38316 | Rural Fringe | 853 | 0.8411
47053 | 38338 | 47 | GIBSON | GIBSON | TN | TN_38338 | 38338 | Rural Fringe | -999 | 0.75037
47053 | 38343 | 47 | HUMBOLDT | GIBSON | TN | TN_38343 | 38343 | Rural Fringe | 6552 | 0.84714
47053 | 38358 | 47 | MILAN | GIBSON | TN | TN_38358 | 38358 | Rural Fringe | 3699 | 0.82475
47053 | 38369 | 47 | RUTHERFORD | GIBSON | TN | TN_38369 | 38369 | Rural Fringe | 559 | 0.85279
47053 | 38382 | 47 | TRENTON | GIBSON | TN | TN_38382 | 38382 | Town Fringe | 3084 | 0.85773
47053 | 38389 | 47 | YORKVILLE | GIBSON | TN | TN_38389 | 38389 | Rural Fringe | -999 | 0.79451
21007 | 42022 | 21 | BANDANA | BALLARD | KY | KY_42022 | 42022 | Rural Fringe | 0 | 0.83017
21039 | 42023 | 21 | BARDWELL | CARLISLE | KY | KY_42023 | 42023 | Rural Fringe | 771 | 0.83267
21075 | 42050 | 21 | HICKMAN | FULTON | KY | KY_42050 | 42050 | Rural Fringe | 1381 | 0.84372
21007 | 42053 | 21 | KEVIL | BALLARD | KY | KY_42053 | 42053 | Rural Fringe | 2101 | 0.83458
17181 | 62905 | 17 | ALTO PASS | UNION | IL | IL_62905 | 62905 | Rural Fringe | 261 | 0.84313
17087 | 62909 | 17 | BOLES | JOHNSON | IL | IL_62909 | 62909 | Rural Fringe | -999 | 0.91713
17087 | 62912 | 17 | BUNCOMBE | JOHNSON | IL | IL_62912 | 62912 | Rural Fringe | 1087 | 0.87704
17153 | 62956 | 17 | KARNAK | PULASKI | IL | IL_62956 | 62956 | Rural Fringe | 523 | 0.88967
17181 | 62961 | 17 | MILLCREEK | UNION | IL | IL_62961 | 62961 | Rural Fringe | 0 | 0.79381
17153 | 62964 | 17 | MOUNDS | PULASKI | IL | IL_62964 | 62964 | Rural Fringe | 318 | 0.87539
17153 | 62976 | 17 | PULASKI | PULASKI | IL | IL_62976 | 62976 | Rural Fringe | 305 | 0.89551
17003 | 62988 | 17 | TAMMS | ALEXANDER | IL | IL_62988 | 62988 | Rural Fringe | 382 | 0.86236
17153 | 62992 | 17 | ULLIN | PULASKI | IL | IL_62992 | 62992 | Rural Fringe | 551 | 0.8918
29207 | 63738 | 29 | BROWNWOOD | STODDARD | MO | MO_63738 | 63738 | Rural Fringe | 333 | 0.83652
29017 | 63751 | 29 | GLENALLEN | BOLLINGER | MO | MO_63751 | 63751 | Rural Fringe | 205 | 0.78549
29017 | 63781 | 29 | SEDGEWICKVILLE | BOLLINGER | MO | MO_63781 | 63781 | Rural Fringe | 884 | 0.80522
29207 | 63822 | 29 | BERNIE | STODDARD | MO | MO_63822 | 63822 | Rural Fringe | 441 | 0.84005
29155 | 63826 | 29 | BRAGGADOCIO | PEMISCOT | MO | MO_63826 | 63826 | Rural Fringe | -999 | 0.81574
29143 | 63828 | 29 | CANALOU | NEW MADRID | MO | MO_63828 | 63828 | Rural Fringe | -999 | 0.77429
29133 | 63834 | 29 | CHARLESTON | MISSISSIPPI | MO | MO_63834 | 63834 | Town Fringe | 2982 | 1
29155 | 63839 | 29 | COOTER | PEMISCOT | MO | MO_63839 | 63839 | Rural Fringe | 0 | 0.73111
29133 | 63845 | 29 | EAST PRAIRIE | MISSISSIPPI | MO | MO_63845 | 63845 | Town Fringe | 2184 | 1
29069 | 63852 | 29 | HOLCOMB | DUNKLIN | MO | MO_63852 | 63852 | Rural Fringe | 413 | 0.84102
29069 | 63857 | 29 | KENNETT | DUNKLIN | MO | MO_63857 | 63857 | Rural Fringe | 4067 | 0.83643
29143 | 63868 | 29 | MOREHOUSE | NEW MADRID | MO | MO_63868 | 63868 | Town Fringe | 205 | 0.99596
29143 | 63873 | 29 | PORTAGEVILLE | NEW MADRID | MO | MO_63873 | 63873 | Town Fringe | 2231 | 1
29143 | 63874 | 29 | RISCO | NEW MADRID | MO | MO_63874 | 63874 | Rural Fringe | -999 | 0.77961
29069 | 63876 | 29 | SENATH | DUNKLIN | MO | MO_63876 | 63876 | Rural Fringe | 491 | 0.84115
29133 | 63882 | 29 | WYATT | MISSISSIPPI | MO | MO_63882 | 63882 | Town Fringe | -999 | 0.94089
29023 | 63901 | 29 | POPLAR BLUFF | BUTLER | MO | MO_63901 | 63901 | Town Fringe | 13166 | 0.97609
29207 | 63936 | 29 | DUDLEY | STODDARD | MO | MO_63936 | 63936 | Town Fringe | 420 | 1
29023 | 63940 | 29 | FISK | BUTLER | MO | MO_63940 | 63940 | Rural Fringe | 0 | 0.83793
29223 | 63944 | 29 | GREENVILLE | WAYNE | MO | MO_63944 | 63944 | Rural Fringe | 118 | 0.77439
29207 | 63960 | 29 | PUXICO | STODDARD | MO | MO_63960 | 63960 | Rural Fringe | 969 | 0.83328
29023 | 63961 | 29 | QULIN | BUTLER | MO | MO_63961 | 63961 | Rural Fringe | 352 | 0.83951
5093 | 72315 | 5 | BLYTHEVILLE | MISSISSIPPI | AR | AR_72315 | 72315 | Town Fringe | 7997 | 0.88859
5093 | 72370 | 5 | OSCEOLA | MISSISSIPPI | AR | AR_72370 | 72370 | Rural Fringe | 2764 | 0.88618
5093 | 72395 | 5 | WILSON | MISSISSIPPI | AR | AR_72395 | 72395 | Rural Fringe | 68 | 0.88602
5031 | 72401 | 5 | JONESBORO | CRAIGHEAD | AR | AR_72401 | 72401 | Suburb Small | 14325 | 0.82663
5055 | 72412 | 5 | BEECH GROVE | GREENE | AR | AR_72412 | 72412 | Town Fringe | 202 | 0.88622
5021 | 72424 | 5 | DATTO | CLAY | AR | AR_72424 | 72424 | Town Fringe | 0 | 0.80779
5031 | 72427 | 5 | EGYPT | CRAIGHEAD | AR | AR_72427 | 72427 | Rural Fringe | 0 | 0.88694
5121 | 72449 | 5 | O KEAN | RANDOLPH | AR | AR_72449 | 72449 | Town Fringe | 0 | 0.86681
5055 | 72450 | 5 | PARAGOULD | GREENE | AR | AR_72450 | 72450 | Town Fringe | 10780 | 0.86981
5021 | 72454 | 5 | PIGGOTT | CLAY | AR | AR_72454 | 72454 | Town Fringe | 1981 | 0.8688
5121 | 72455 | 5 | POCAHONTAS | RANDOLPH | AR | AR_72455 | 72455 | Town Fringe | 4258 | 0.86053
5075 | 72458 | 5 | POWHATAN | LAWRENCE | AR | AR_72458 | 72458 | Rural Fringe | 192 | 0.84663
5121 | 72459 | 5 | RAVENDEN | RANDOLPH | AR | AR_72459 | 72459 | Rural Fringe | 902 | 0.82569
5021 | 72461 | 5 | RECTOR | CLAY | AR | AR_72461 | 72461 | Rural Fringe | 1759 | 0.87194
5067 | 72471 | 5 | SWIFTON | JACKSON | AR | AR_72471 | 72471 | Rural Fringe | 490 | 0.88784
5055 | 72474 | 5 | WALCOTT | GREENE | AR | AR_72474 | 72474 | Town Fringe | -999 | 0.75561
5075 | 72476 | 5 | WALNUT RIDGE | LAWRENCE | AR | AR_72476 | 72476 | Rural Fringe | 2863 | 0.88512
5063 | 72501 | 5 | BATESVILLE | INDEPENDENCE | AR | AR_72501 | 72501 | Town Fringe | 7594 | 0.85355
5049 | 72520 | 5 | CAMP | FULTON | AR | AR_72520 | 72520 | Rural Fringe | 731 | 0.84707
5063 | 72524 | 5 | CORD | INDEPENDENCE | AR | AR_72524 | 72524 | Rural Fringe | 544 | 0.8688
5063 | 72553 | 5 | MAGNESS | INDEPENDENCE | AR | AR_72553 | 72553 | Rural Fringe | 842 | 0.85321
5049 | 72554 | 5 | MAMMOTH SPRING | FULTON | AR | AR_72554 | 72554 | Town Fringe | 1645 | 0.84135
5075 | 72572 | 5 | SAFFELL | LAWRENCE | AR | AR_72572 | 72572 | Town Fringe | 280 | 0.88687
5063 | 72579 | 5 | SULPHUR ROCK | INDEPENDENCE | AR | AR_72579 | 72579 | Rural Fringe | 760 | 0.85471
47131 | 38259 | 47 | TRIMBLE | OBION | TN | TN_38259 | 38259 | Rural Fringe | 105 | 0.8581
47113 | 38362 | 47 | OAKFIELD | MADISON | TN | TN_38362 | 38362 | City Small | 372 | 0.86446
47095 | 38080 | 47 | RIDGELY | LAKE | TN | TN_38080 | 38080 | Rural Fringe | 537 | 0.85577
47131 | 38232 | 47 | HORNBEAK | OBION | TN | TN_38232 | 38232 | Rural Fringe | 554 | 0.8225
47053 | 38233 | 47 | KENTON | GIBSON | TN | TN_38233 | 38233 | Rural Fringe | 906 | 0.85545
47183 | 38237 | 47 | MARTIN | WEAKLEY | TN | TN_38237 | 38237 | Rural Fringe | 4358 | 0.83857
47131 | 38240 | 47 | OBION | OBION | TN | TN_38240 | 38240 | Rural Fringe | 975 | 0.84754
47131 | 38253 | 47 | RIVES | OBION | TN | TN_38253 | 38253 | Rural Fringe | 456 | 0.85736
47183 | 38255 | 47 | SHARON | WEAKLEY | TN | TN_38255 | 38255 | Rural Fringe | 675 | 0.84844
47131 | 38260 | 47 | TROY | OBION | TN | TN_38260 | 38260 | Rural Fringe | 1127 | 0.83713
47053 | 38330 | 47 | DYER | GIBSON | TN | TN_38330 | 38330 | Rural Fringe | 1154 | 0.85439
47033 | 38337 | 47 | GADSDEN | CROCKETT | TN | TN_38337 | 38337 | Rural Fringe | 445 | 0.84763
47113 | 38355 | 47 | MEDINA | MADISON | TN | TN_38355 | 38355 | City Small | 1586 | 0.85241
21105 | 42032 | 21 | COLUMBUS | HICKMAN | KY | KY_42032 | 42032 | Rural Fringe | 0 | 0.82155
21083 | 42069 | 21 | MELBER | GRAVES | KY | KY_42069 | 42069 | Rural Fringe | 346 | 0.84053
21039 | 42021 | 21 | ARLINGTON | CARLISLE | KY | KY_42021 | 42021 | Rural Fringe | 516 | 0.83083
21007 | 42024 | 21 | BARLOW | BALLARD | KY | KY_42024 | 42024 | Rural Fringe | 283 | 0.84099
21105 | 42031 | 21 | CLINTON | HICKMAN | KY | KY_42031 | 42031 | Rural Fringe | 1089 | 0.84715
21039 | 42035 | 21 | CUNNINGHAM | CARLISLE | KY | KY_42035 | 42035 | Rural Fringe | 223 | 0.8398
21039 | 42039 | 21 | FANCY FARM | CARLISLE | KY | KY_42039 | 42039 | Rural Fringe | 509 | 0.83802
21075 | 42041 | 21 | FULTON | FULTON | KY | KY_42041 | 42041 | Rural Fringe | 1201 | 0.84017
21007 | 42056 | 21 | LA CENTER | BALLARD | KY | KY_42056 | 42056 | Rural Fringe | 577 | 0.84018
21083 | 42085 | 21 | WATER VALLEY | GRAVES | KY | KY_42085 | 42085 | Rural Fringe | 384 | 0.83616
21145 | 42086 | 21 | WEST PADUCAH | MCCRACKEN | KY | KY_42086 | 42086 | Town Fringe | 894 | 0.83235
21007 | 42087 | 21 | WICKLIFFE | BALLARD | KY | KY_42087 | 42087 | Rural Fringe | 1083 | 0.82885
21083 | 42088 | 21 | WINGO | GRAVES | KY | KY_42088 | 42088 | Rural Fringe | 1137 | 0.83554
17003 | 62969 | 17 | OLIVE BRANCH | ALEXANDER | IL | IL_62969 | 62969 | Rural Fringe | 0 | 0.88376
17181 | 62906 | 17 | ANNA | UNION | IL | IL_62906 | 62906 | Rural Fringe | 2578 | 0.86672
17127 | 62908 | 17 | BELKNAP | MASSAC | IL | IL_62908 | 62908 | Rural Fringe | 709 | 0.88947
17003 | 62914 | 17 | CAIRO | ALEXANDER | IL | IL_62914 | 62914 | Town Fringe | 1100 | 0.84458
17181 | 62920 | 17 | COBDEN | UNION | IL | IL_62920 | 62920 | Rural Fringe | 951 | 0.84697
17087 | 62939 | 17 | GOREVILLE | JOHNSON | IL | IL_62939 | 62939 | Rural Fringe | 963 | 0.86047
17153 | 62941 | 17 | GRAND CHAIN | PULASKI | IL | IL_62941 | 62941 | Rural Fringe | 771 | 0.88367
17181 | 62952 | 17 | JONESBORO | UNION | IL | IL_62952 | 62952 | Rural Fringe | 1510 | 0.85642
17003 | 62957 | 17 | MC CLURE | ALEXANDER | IL | IL_62957 | 62957 | Rural Fringe | 238 | 0.87113
17003 | 62962 | 17 | MILLER CITY | ALEXANDER | IL | IL_62962 | 62962 | Town Fringe | 87 | 0.85049
17153 | 62963 | 17 | MOUND CITY | PULASKI | IL | IL_62963 | 62963 | Rural Fringe | 0 | 0.87074
17153 | 62970 | 17 | OLMSTED | PULASKI | IL | IL_62970 | 62970 | Rural Fringe | 724 | 0.87942
17087 | 62972 | 17 | OZARK | JOHNSON | IL | IL_62972 | 62972 | Rural Fringe | 793 | 0.85978
17003 | 62990 | 17 | THEBES | ALEXANDER | IL | IL_62990 | 62990 | Rural Fringe | 211 | 0.8444
17087 | 62995 | 17 | VIENNA | JOHNSON | IL | IL_62995 | 62995 | Rural Fringe | 1641 | 0.86833
17153 | 62996 | 17 | VILLA RIDGE | PULASKI | IL | IL_62996 | 62996 | Rural Fringe | 570 | 0.88573
17181 | 62998 | 17 | WOLF LAKE | UNION | IL | IL_62998 | 62998 | Rural Fringe | 261 | 0.87305
29017 | 63662 | 29 | PATTON | BOLLINGER | MO | MO_63662 | 63662 | Rural Fringe | 820 | 0.79433
29179 | 63665 | 29 | REDFORD | REYNOLDS | MO | MO_63665 | 63665 | Rural Fringe | 0 | 0.76668
29179 | 63666 | 29 | REYNOLDS | REYNOLDS | MO | MO_63666 | 63666 | Rural Fringe | 20 | 0.77204
29031 | 63744 | 29 | DELTA | CAPE GIRARDEAU | MO | MO_63744 | 63744 | Rural Fringe | 0 | 0.83826
29017 | 63750 | 29 | GIPSY | BOLLINGER | MO | MO_63750 | 63750 | Rural Fringe | 210 | 0.78348
29017 | 63760 | 29 | LEOPOLD | BOLLINGER | MO | MO_63760 | 63760 | Rural Fringe | 572 | 0.80137
29017 | 63782 | 29 | STURDIVANT | BOLLINGER | MO | MO_63782 | 63782 | Rural Fringe | 251 | 0.79331
29069 | 63849 | 29 | GOBLER | DUNKLIN | MO | MO_63849 | 63849 | Rural Fringe | 0 | 0.84505
29223 | 63956 | 29 | PATTERSON | WAYNE | MO | MO_63956 | 63956 | Rural Fringe | 326 | 0.78589
29223 | 63964 | 29 | SILVA | WAYNE | MO | MO_63964 | 63964 | Rural Fringe | 506 | 0.77582
29179 | 63965 | 29 | VAN BUREN | REYNOLDS | MO | MO_63965 | 63965 | Rural Fringe | 180 | 0.77441
29179 | 63625 | 29 | BLACK | REYNOLDS | MO | MO_63625 | 63625 | Rural Fringe | 0 | 0.76915
29179 | 63638 | 29 | ELLINGTON | REYNOLDS | MO | MO_63638 | 63638 | Rural Fringe | 929 | 0.77285
29123 | 63655 | 29 | MARQUAND | MADISON | MO | MO_63655 | 63655 | Rural Fringe | 1042 | 0.78073
29031 | 63701 | 29 | CAPE GIRARDEAU | CAPE GIRARDEAU | MO | MO_63701 | 63701 | Town Fringe | 11879 | 0.97759
29031 | 63703 | 29 | CAPE GIRARDEAU | CAPE GIRARDEAU | MO | MO_63703 | 63703 | Town Fringe | 2462 | 0.98478
29207 | 63730 | 29 | ADVANCE | STODDARD | MO | MO_63730 | 63730 | Rural Fringe | 1090 | 0.83222
29207 | 63735 | 29 | BELL CITY | STODDARD | MO | MO_63735 | 63735 | Rural Fringe | 345 | 0.83846
29201 | 63736 | 29 | BENTON | SCOTT | MO | MO_63736 | 63736 | Rural Fringe | 890 | 0.826
29201 | 63740 | 29 | CHAFFEE | SCOTT | MO | MO_63740 | 63740 | Town Fringe | 1875 | 0.98809
29201 | 63742 | 29 | COMMERCE | SCOTT | MO | MO_63742 | 63742 | Rural Fringe | 0 | 0.73754
29017 | 63764 | 29 | MARBLE HILL | BOLLINGER | MO | MO_63764 | 63764 | Rural Fringe | 1737 | 0.78615
29157 | 63770 | 29 | OLD APPLETON | PERRY | MO | MO_63770 | 63770 | Rural Fringe | 572 | 0.8064
29201 | 63771 | 29 | ORAN | SCOTT | MO | MO_63771 | 63771 | Rural Fringe | 1411 | 0.83438
29201 | 63780 | 29 | SCOTT CITY | SCOTT | MO | MO_63780 | 63780 | Town Fringe | 3254 | 0.98411
29031 | 63785 | 29 | WHITEWATER | CAPE GIRARDEAU | MO | MO_63785 | 63785 | Rural Fringe | 1025 | 0.81376
29017 | 63787 | 29 | ZALMA | BOLLINGER | MO | MO_63787 | 63787 | Rural Fringe | 161 | 0.77962
29201 | 63801 | 29 | SIKESTON | SCOTT | MO | MO_63801 | 63801 | Town Fringe | 8374 | 1
29069 | 63821 | 29 | ARBYRD | DUNKLIN | MO | MO_63821 | 63821 | Rural Fringe | 201 | 0.8416
29133 | 63823 | 29 | BERTRAND | MISSISSIPPI | MO | MO_63823 | 63823 | Town Fringe | 0 | 1
29207 | 63825 | 29 | BLOOMFIELD | STODDARD | MO | MO_63825 | 63825 | Rural Fringe | 1633 | 0.82128
29155 | 63827 | 29 | BRAGG CITY | PEMISCOT | MO | MO_63827 | 63827 | Rural Fringe | 146 | 0.84528
29069 | 63829 | 29 | CARDWELL | DUNKLIN | MO | MO_63829 | 63829 | Rural Fringe | 101 | 0.83863
29155 | 63830 | 29 | CARUTHERSVILLE | PEMISCOT | MO | MO_63830 | 63830 | Town Fringe | 2236 | 1
29143 | 63833 | 29 | CATRON | NEW MADRID | MO | MO_63833 | 63833 | Rural Fringe | 7 | 0.84237
29069 | 63837 | 29 | CLARKTON | DUNKLIN | MO | MO_63837 | 63837 | Rural Fringe | 117 | 0.83543
29207 | 63841 | 29 | DEXTER | STODDARD | MO | MO_63841 | 63841 | Town Fringe | 5740 | 1
29207 | 63846 | 29 | ESSEX | STODDARD | MO | MO_63846 | 63846 | Rural Fringe | 643 | 0.84106
29143 | 63848 | 29 | GIDEON | NEW MADRID | MO | MO_63848 | 63848 | Rural Fringe | 236 | 0.84006
29155 | 63851 | 29 | HAYTI | PEMISCOT | MO | MO_63851 | 63851 | Town Fringe | 1424 | 1
29069 | 63855 | 29 | HORNERSVILLE | DUNKLIN | MO | MO_63855 | 63855 | Rural Fringe | 126 | 0.84261
29143 | 63862 | 29 | LILBOURN | NEW MADRID | MO | MO_63862 | 63862 | Rural Fringe | 97 | 0.84157
29069 | 63863 | 29 | MALDEN | DUNKLIN | MO | MO_63863 | 63863 | Town Fringe | 2596 | 0.99821
29143 | 63867 | 29 | MATTHEWS | NEW MADRID | MO | MO_63867 | 63867 | Rural Fringe | 545 | 0.84172
29143 | 63869 | 29 | NEW MADRID | NEW MADRID | MO | MO_63869 | 63869 | Rural Fringe | 1155 | 0.83148
29207 | 63870 | 29 | PARMA | STODDARD | MO | MO_63870 | 63870 | Rural Fringe | 389 | 0.84228
29155 | 63877 | 29 | STEELE | PEMISCOT | MO | MO_63877 | 63877 | Town Fringe | 1433 | 1
29143 | 63878 | 29 | TALLAPOOSA | NEW MADRID | MO | MO_63878 | 63878 | Rural Fringe | 0 | 0.79851
29155 | 63879 | 29 | WARDELL | PEMISCOT | MO | MO_63879 | 63879 | Rural Fringe | 0 | 0.84259
29181 | 63931 | 29 | BRIAR | RIPLEY | MO | MO_63931 | 63931 | Rural Fringe | 16 | 0.77517
29023 | 63932 | 29 | BROSELEY | BUTLER | MO | MO_63932 | 63932 | Rural Fringe | 195 | 0.83792
29069 | 63933 | 29 | CAMPBELL | DUNKLIN | MO | MO_63933 | 63933 | Rural Fringe | 1103 | 0.83478
29181 | 63935 | 29 | DONIPHAN | RIPLEY | MO | MO_63935 | 63935 | Rural Fringe | 2497 | 0.77728
29035 | 63937 | 29 | ELLSINORE | CARTER | MO | MO_63937 | 63937 | Rural Fringe | 703 | 0.77655
29181 | 63939 | 29 | FAIRDEALING | RIPLEY | MO | MO_63939 | 63939 | Rural Fringe | 355 | 0.78842
29181 | 63942 | 29 | GATEWOOD | RIPLEY | MO | MO_63942 | 63942 | Rural Fringe | 495 | 0.78263
29035 | 63943 | 29 | GRANDIN | CARTER | MO | MO_63943 | 63943 | Rural Fringe | 481 | 0.77636
29023 | 63945 | 29 | HARVIELL | BUTLER | MO | MO_63945 | 63945 | Rural Fringe | 687 | 0.81324
29223 | 63951 | 29 | LOWNDES | WAYNE | MO | MO_63951 | 63951 | Rural Fringe | 517 | 0.78461
29223 | 63952 | 29 | MILL SPRING | WAYNE | MO | MO_63952 | 63952 | Rural Fringe | 633 | 0.77558
29181 | 63953 | 29 | NAYLOR | RIPLEY | MO | MO_63953 | 63953 | Rural Fringe | 537 | 0.82365
29023 | 63954 | 29 | NEELYVILLE | BUTLER | MO | MO_63954 | 63954 | Rural Fringe | 393 | 0.84069
29181 | 63955 | 29 | OXLY | RIPLEY | MO | MO_63955 | 63955 | Rural Fringe | 428 | 0.81182
29223 | 63957 | 29 | PIEDMONT | WAYNE | MO | MO_63957 | 63957 | Rural Fringe | 1859 | 0.77341
29223 | 63966 | 29 | WAPPAPELLO | WAYNE | MO | MO_63966 | 63966 | Rural Fringe | 557 | 0.78335
29223 | 63967 | 29 | WILLIAMSVILLE | WAYNE | MO | MO_63967 | 63967 | Rural Fringe | 533 | 0.7785
29215 | 65555 | 29 | RAYMONDVILLE | TEXAS | MO | MO_65555 | 65555 | Rural Fringe | 450 | 0.78227
29203 | 65466 | 29 | EMINENCE | SHANNON | MO | MO_65466 | 65466 | Rural Fringe | 638 | 0.76968
29203 | 65479 | 29 | HARTSHORN | SHANNON | MO | MO_65479 | 65479 | Rural Fringe | 289 | 0.77176
29091 | 65788 | 29 | PEACE VALLEY | HOWELL | MO | MO_65788 | 65788 | Rural Fringe | 389 | 0.79387
29149 | 65778 | 29 | MYRTLE | OREGON | MO | MO_65778 | 65778 | Rural Fringe | 833 | 0.79814
29149 | 65791 | 29 | THAYER | OREGON | MO | MO_65791 | 65791 | Town Fringe | 1275 | 0.97599
5093 | 72321 | 5 | BURDETTE | MISSISSIPPI | AR | AR_72321 | 72321 | Town Fringe | 0 | 0.86302
5093 | 72330 | 5 | DYESS | MISSISSIPPI | AR | AR_72330 | 72330 | Rural Fringe | 0 | 0.89032
5031 | 72411 | 5 | BAY | CRAIGHEAD | AR | AR_72411 | 72411 | Rural Fringe | 805 | 0.88601
5031 | 72414 | 5 | BLACK OAK | CRAIGHEAD | AR | AR_72414 | 72414 | Rural Fringe | 0 | 0.88874
5075 | 72415 | 5 | BLACK ROCK | LAWRENCE | AR | AR_72415 | 72415 | Rural Fringe | 674 | 0.84003
5031 | 72416 | 5 | BONO | CRAIGHEAD | AR | AR_72416 | 72416 | Rural Fringe | 1509 | 0.87771
5021 | 72430 | 5 | GREENWAY | CLAY | AR | AR_72430 | 72430 | Rural Fringe | 149 | 0.86127
5021 | 72435 | 5 | KNOBEL | CLAY | AR | AR_72435 | 72435 | Town Fringe | 49 | 0.89368
5031 | 72437 | 5 | LAKE CITY | CRAIGHEAD | AR | AR_72437 | 72437 | Rural Fringe | 1068 | 0.88993
5121 | 72460 | 5 | RAVENDEN SPRINGS | RANDOLPH | AR | AR_72460 | 72460 | Town Fringe | 411 | 0.83797
5049 | 72539 | 5 | GLENCOE | FULTON | AR | AR_72539 | 72539 | Rural Fringe | 657 | 0.84495
5093 | 72358 | 5 | LUXORA | MISSISSIPPI | AR | AR_72358 | 72358 | Rural Fringe | 208 | 0.88485
5111 | 72365 | 5 | MARKED TREE | POINSETT | AR | AR_72365 | 72365 | Town Fringe | 1056 | 0.89533
5031 | 72404 | 5 | JONESBORO | CRAIGHEAD | AR | AR_72404 | 72404 | Rural Fringe | 6970 | 0.87176
5075 | 72410 | 5 | ALICIA | LAWRENCE | AR | AR_72410 | 72410 | Town Fringe | 31 | 0.89786
5121 | 72413 | 5 | BIGGERS | RANDOLPH | AR | AR_72413 | 72413 | Town Fringe | 143 | 0.8911
5031 | 72417 | 5 | BROOKLAND | CRAIGHEAD | AR | AR_72417 | 72417 | Suburb Small | 760 | 0.85242
5031 | 72419 | 5 | CARAWAY | CRAIGHEAD | AR | AR_72419 | 72419 | Rural Fringe | 398 | 0.89023
5031 | 72421 | 5 | CASH | CRAIGHEAD | AR | AR_72421 | 72421 | Rural Fringe | 430 | 0.88918
5021 | 72422 | 5 | CORNING | CLAY | AR | AR_72422 | 72422 | Town Fringe | 1944 | 0.88993
5055 | 72425 | 5 | DELAPLAINE | GREENE | AR | AR_72425 | 72425 | Town Fringe | 151 | 0.89643
5075 | 72433 | 5 | HOXIE | LAWRENCE | AR | AR_72433 | 72433 | Town Fringe | 742 | 0.89162
5121 | 72434 | 5 | IMBODEN | RANDOLPH | AR | AR_72434 | 72434 | Rural Fringe | 681 | 0.83501
5055 | 72436 | 5 | LAFE | GREENE | AR | AR_72436 | 72436 | Rural Fringe | 441 | 0.84798
5093 | 72438 | 5 | LEACHVILLE | MISSISSIPPI | AR | AR_72438 | 72438 | Rural Fringe | 472 | 0.88466
5075 | 72440 | 5 | LYNN | LAWRENCE | AR | AR_72440 | 72440 | Rural Fringe | 558 | 0.8608
5093 | 72442 | 5 | MANILA | MISSISSIPPI | AR | AR_72442 | 72442 | Town Fringe | 1102 | 0.89364
5111 | 72429 | 5 | FISHER | POINSETT | AR | AR_72429 | 72429 | Rural Fringe | 0 | 0.88889
5055 | 72443 | 5 | MARMADUKE | GREENE | AR | AR_72443 | 72443 | Rural Fringe | 589 | 0.86901
5121 | 72444 | 5 | MAYNARD | RANDOLPH | AR | AR_72444 | 72444 | Rural Fringe | 1482 | 0.84786
5031 | 72447 | 5 | MONETTE | CRAIGHEAD | AR | AR_72447 | 72447 | Rural Fringe | 442 | 0.8886
5021 | 72453 | 5 | PEACH ORCHARD | CLAY | AR | AR_72453 | 72453 | Town Fringe | 0 | 0.89758
5021 | 72456 | 5 | POLLARD | CLAY | AR | AR_72456 | 72456 | Town Fringe | 168 | 0.87463
5075 | 72466 | 5 | SMITHVILLE | LAWRENCE | AR | AR_72466 | 72466 | Rural Fringe | 1088 | 0.84304
5075 | 72469 | 5 | STRAWBERRY | LAWRENCE | AR | AR_72469 | 72469 | Rural Fringe | 793 | 0.86156
5021 | 72470 | 5 | SUCCESS | CLAY | AR | AR_72470 | 72470 | Town Fringe | 0 | 0.89049
5067 | 72473 | 5 | TUCKERMAN | JACKSON | AR | AR_72473 | 72473 | Rural Fringe | 376 | 0.88593
5121 | 72478 | 5 | WARM SPRINGS | RANDOLPH | AR | AR_72478 | 72478 | Rural Fringe | 506 | 0.83349
5111 | 72479 | 5 | WEINER | POINSETT | AR | AR_72479 | 72479 | Rural Fringe | 610 | 0.88756
5135 | 72482 | 5 | WILLIFORD | SHARP | AR | AR_72482 | 72482 | Rural Fringe | 406 | 0.81967
5065 | 72512 | 5 | HORSESHOE BEND | IZARD | AR | AR_72512 | 72512 | Rural Fringe | 783 | 0.81958
5135 | 72513 | 5 | ASH FLAT | SHARP | AR | AR_72513 | 72513 | Rural Fringe | 923 | 0.83962
5135 | 72521 | 5 | CAVE CITY | SHARP | AR | AR_72521 | 72521 | Rural Fringe | 1187 | 0.84031
5135 | 72529 | 5 | CHEROKEE VILLAGE | SHARP | AR | AR_72529 | 72529 | Rural Fringe | 848 | 0.77879
5135 | 72532 | 5 | EVENING SHADE | SHARP | AR | AR_72532 | 72532 | Rural Fringe | 713 | 0.83347
5065 | 72536 | 5 | FRANKLIN | IZARD | AR | AR_72536 | 72536 | Rural Fringe | 1398 | 0.84535
5135 | 72542 | 5 | HARDY | SHARP | AR | AR_72542 | 72542 | Rural Fringe | 2834 | 0.82413
5065 | 72561 | 5 | MOUNT PLEASANT | IZARD | AR | AR_72561 | 72561 | Rural Fringe | 653 | 0.84754
5135 | 72569 | 5 | POUGHKEEPSIE | SHARP | AR | AR_72569 | 72569 | Rural Fringe | 415 | 0.83237
5063 | 72571 | 5 | ROSIE | INDEPENDENCE | AR | AR_72571 | 72571 | Rural Fringe | 286 | 0.84659
5049 | 72576 | 5 | SALEM | FULTON | AR | AR_72576 | 72576 | Rural Fringe | 1418 | 0.84086
5135 | 72577 | 5 | SIDNEY | SHARP | AR | AR_72577 | 72577 | Rural Fringe | 639 | 0.85072
47167 | 38023 | 47 | DRUMMONDS | TIPTON | TN | TN_38023 | 38023 | Rural Fringe | 1938 | 0.85215
47047 | 38036 | 47 | GALLAWAY | FAYETTE | TN | TN_38036 | 38036 | Rural Fringe | 87 | 0.83914
47047 | 38076 | 47 | WILLISTON | FAYETTE | TN | TN_38076 | 38076 | Rural Fringe | 396 | 0.84961
47157 | 38131 | 47 | MEMPHIS | SHELBY | TN | TN_38131 | 38131 | City Large | 521 | 0.8441
47167 | 72338 | 47 | FRENCHMANS BAYOU | TIPTON | TN | TN_72338 | 72338 | Rural Fringe | 144 | 0.86486
5035 | 72364 | 5 | MARION | CRITTENDEN | AR | AR_72364 | 72364 | Suburb Large | 4269 | 0.9053
47167 | 38004 | 47 | ATOKA | TIPTON | TN | TN_38004 | 38004 | Rural Fringe | 3320 | 0.84523
47069 | 38008 | 47 | BOLIVAR | HARDEMAN | TN | TN_38008 | 38008 | Town Fringe | 2686 | 0.84905
47167 | 38011 | 47 | BRIGHTON | TIPTON | TN | TN_38011 | 38011 | Rural Fringe | 2475 | 0.85079
47157 | 38016 | 47 | CORDOVA | SHELBY | TN | TN_38016 | 38016 | Suburb Large | 9100 | 0.75995
47157 | 38018 | 47 | CORDOVA | SHELBY | TN | TN_38018 | 38018 | Suburb Large | 8978 | 0.74982
47047 | 38028 | 47 | EADS | FAYETTE | TN | TN_38028 | 38028 | Rural Fringe | 5208 | 0.85133
47069 | 38042 | 47 | HICKORY VALLEY | HARDEMAN | TN | TN_38042 | 38042 | Town Fringe | 566 | 0.84967
47069 | 38044 | 47 | HORNSBY | HARDEMAN | TN | TN_38044 | 38044 | Town Fringe | 301 | 0.83362
47047 | 38049 | 47 | MASON | FAYETTE | TN | TN_38049 | 38049 | Rural Fringe | 1404 | 0.86462
47069 | 38075 | 47 | WHITEVILLE | HARDEMAN | TN | TN_38075 | 38075 | Town Fringe | 1267 | 0.85635
47157 | 38106 | 47 | MEMPHIS | SHELBY | TN | TN_38106 | 38106 | City Large | 8639 | 0.83295
47157 | 38108 | 47 | MEMPHIS | SHELBY | TN | TN_38108 | 38108 | City Large | 6585 | 0.81045
47157 | 38111 | 47 | MEMPHIS | SHELBY | TN | TN_38111 | 38111 | City Large | 11837 | 0.75742
47157 | 38114 | 47 | MEMPHIS | SHELBY | TN | TN_38114 | 38114 | City Large | 9041 | 0.82662
47157 | 38120 | 47 | MEMPHIS | SHELBY | TN | TN_38120 | 38120 | City Large | 4205 | 0.78096
47157 | 38127 | 47 | MEMPHIS | SHELBY | TN | TN_38127 | 38127 | Suburb Large | 11736 | 0.76684
47157 | 38128 | 47 | MEMPHIS | SHELBY | TN | TN_38128 | 38128 | City Large | 10969 | 0.79744
47157 | 38134 | 47 | MEMPHIS | SHELBY | TN | TN_38134 | 38134 | City Large | 9114 | 0.80102
47157 | 38135 | 47 | MEMPHIS | SHELBY | TN | TN_38135 | 38135 | Suburb Large | 7940 | 0.72808
47157 | 38152 | 47 | MEMPHIS | SHELBY | TN | TN_38152 | 38152 | City Large | 212 | 0.82645
47113 | 38356 | 47 | MEDON | MADISON | TN | TN_38356 | 38356 | City Small | 843 | 0.84419
47113 | 38392 | 47 | MERCER | MADISON | TN | TN_38392 | 38392 | City Small | 283 | 0.86662
5145 | 72082 | 5 | KENSETT | WHITE | AR | AR_72082 | 72082 | Town Fringe | 0 | 0.86747
5145 | 72121 | 5 | PANGBURN | WHITE | AR | AR_72121 | 72121 | Rural Fringe | 1097 | 0.8488
5035 | 72301 | 5 | WEST MEMPHIS | CRITTENDEN | AR | AR_72301 | 72301 | Suburb Large | 7621 | 0.88105
5037 | 72324 | 5 | CHERRY VALLEY | CROSS | AR | AR_72324 | 72324 | Rural Fringe | 352 | 0.86973
5035 | 72332 | 5 | EDMONDSON | CRITTENDEN | AR | AR_72332 | 72332 | Suburb Large | 0 | 0.87845
5093 | 72350 | 5 | JOINER | MISSISSIPPI | AR | AR_72350 | 72350 | Rural Fringe | 21 | 0.88904
5035 | 72384 | 5 | TURRELL | CRITTENDEN | AR | AR_72384 | 72384 | Rural Fringe | 119 | 0.88772
5139 | 71749 | 5 | JUNCTION CITY | UNION | AR | AR_71749 | 71749 | Rural Fringe | 515 | 0.86768
5103 | 71751 | 5 | LOUANN | OUACHITA | AR | AR_71751 | 71751 | Rural Fringe | 312 | 0.868
5027 | 71753 | 5 | MAGNOLIA | COLUMBIA | AR | AR_71753 | 71753 | Town Fringe | 4807 | 0.8703
5139 | 71762 | 5 | SMACKOVER | UNION | AR | AR_71762 | 71762 | Rural Fringe | 517 | 0.86802
5139 | 71765 | 5 | STRONG | UNION | AR | AR_71765 | 71765 | Rural Fringe | 864 | 0.87377
5133 | 71823 | 5 | BEN LOMOND | SEVIER | AR | AR_71823 | 71823 | Town Fringe | 204 | 0.87806
5073 | 71827 | 5 | BUCKNER | LAFAYETTE | AR | AR_71827 | 71827 | Rural Fringe | 267 | 0.86288
5081 | 71836 | 5 | FOREMAN | LITTLE RIVER | AR | AR_71836 | 71836 | Rural Fringe | 1173 | 0.87106
5057 | 71838 | 5 | FULTON | HEMPSTEAD | AR | AR_71838 | 71838 | Town Fringe | 685 | 0.88206
5099 | 71857 | 5 | PRESCOTT | NEVADA | AR | AR_71857 | 71857 | Rural Fringe | 2265 | 0.87133
5073 | 71860 | 5 | STAMPS | LAFAYETTE | AR | AR_71860 | 71860 | Rural Fringe | 368 | 0.85905
5099 | 71864 | 5 | WILLISVILLE | NEVADA | AR | AR_71864 | 71864 | Rural Fringe | 51 | 0.86719
5081 | 71866 | 5 | WINTHROP | LITTLE RIVER | AR | AR_71866 | 71866 | Rural Fringe | 304 | 0.864
5019 | 71921 | 5 | AMITY | CLARK | AR | AR_71921 | 71921 | Rural Fringe | 978 | 0.84453
5109 | 71922 | 5 | ANTOINE | PIKE | AR | AR_71922 | 71922 | Rural Fringe | 150 | 0.84553
5019 | 71923 | 5 | ARKADELPHIA | CLARK | AR | AR_71923 | 71923 | Town Fringe | 4546 | 0.86997
5109 | 71940 | 5 | DELIGHT | PIKE | AR | AR_71940 | 71940 | Rural Fringe | 844 | 0.85425
5109 | 71952 | 5 | LANGLEY | PIKE | AR | AR_71952 | 71952 | Rural Fringe | 0 | 0.84468
5109 | 71958 | 5 | MURFREESBORO | PIKE | AR | AR_71958 | 71958 | Rural Fringe | 924 | 0.8468
5019 | 71962 | 5 | OKOLONA | CLARK | AR | AR_71962 | 71962 | Rural Fringe | 412 | 0.85191
5019 | 71999 | 5 | ARKADELPHIA | CLARK | AR | AR_71999 | 71999 | Town Fringe | 366 | 0.89927
5001 | 72048 | 5 | ETHEL | ARKANSAS | AR | AR_72048 | 72048 | Rural Fringe | 0 | 0.90237
5001 | 72055 | 5 | GILLETT | ARKANSAS | AR | AR_72055 | 72055 | Rural Fringe | 0 | 0.89848
5001 | 72166 | 5 | TICHNOR | ARKANSAS | AR | AR_72166 | 72166 | Rural Fringe | 0 | 0.90108
40089 | 74740 | 40 | HAWORTH | MCCURTAIN | OK | OK_74740 | 74740 | Rural Fringe | 790 | 0.87194
48037 | 75559 | 48 | DE KALB | BOWIE | TX | TX_75559 | 75559 | Rural Fringe | 2782 | 0.89325
48037 | 75567 | 48 | MAUD | BOWIE | TX | TX_75567 | 75567 | Rural Fringe | 1259 | 0.86374
48067 | 75568 | 48 | NAPLES | CASS | TX | TX_75568 | 75568 | Rural Fringe | 1036 | 0.88539
48067 | 75572 | 48 | QUEEN CITY | CASS | TX | TX_75572 | 75572 | Rural Fringe | 1209 | 0.86636
48037 | 75574 | 48 | SIMMS | BOWIE | TX | TX_75574 | 75574 | Rural Fringe | 551 | 0.88349
5099 | 71722 | 5 | BLUFF CITY | NEVADA | AR | AR_71722 | 71722 | Rural Fringe | 0 | 0.84756
5039 | 71725 | 5 | CARTHAGE | DALLAS | AR | AR_71725 | 71725 | Town Fringe | 44 | 0.86844
5103 | 71726 | 5 | CHIDESTER | OUACHITA | AR | AR_71726 | 71726 | Town Fringe | 868 | 0.86548
5139 | 71730 | 5 | EL DORADO | UNION | AR | AR_71730 | 71730 | Town Fringe | 9932 | 0.87795
5027 | 71740 | 5 | EMERSON | COLUMBIA | AR | AR_71740 | 71740 | Town Fringe | 639 | 0.87106
5039 | 71742 | 5 | FORDYCE | DALLAS | AR | AR_71742 | 71742 | Town Fringe | 1656 | 0.87395
5019 | 71743 | 5 | GURDON | CLARK | AR | AR_71743 | 71743 | Rural Fringe | 874 | 0.85654
5013 | 71744 | 5 | HAMPTON | CALHOUN | AR | AR_71744 | 71744 | Rural Fringe | 1170 | 0.87021
5057 | 71825 | 5 | BLEVINS | HEMPSTEAD | AR | AR_71825 | 71825 | Rural Fringe | 354 | 0.86163
5061 | 71852 | 5 | NASHVILLE | HOWARD | AR | AR_71852 | 71852 | Town Fringe | 3485 | 0.87709
5081 | 71853 | 5 | OGDEN | LITTLE RIVER | AR | AR_71853 | 71853 | Town Fringe | 935 | 0.89166
5091 | 71854 | 5 | TEXARKANA | MILLER | AR | AR_71854 | 71854 | City Small | 9858 | 0.79601
5109 | 71950 | 5 | KIRBY | PIKE | AR | AR_71950 | 71950 | Rural Fringe | 0 | 0.84138
5051 | 71956 | 5 | MOUNTAIN PINE | GARLAND | AR | AR_71956 | 71956 | Rural Fringe | 327 | 0.83504
5097 | 71969 | 5 | SIMS | MONTGOMERY | AR | AR_71969 | 71969 | Rural Fringe | 106 | 0.83881
5145 | 72102 | 5 | MC RAE | WHITE | AR | AR_72102 | 72102 | Rural Fringe | 954 | 0.86639
5069 | 72152 | 5 | SHERRILL | JEFFERSON | AR | AR_72152 | 72152 | Rural Fringe | 0 | 0.9003
5023 | 72179 | 5 | WILBURN | CLEBURNE | AR | AR_72179 | 72179 | Rural Fringe | 345 | 0.84586
5045 | 72181 | 5 | WOOSTER | FAULKNER | AR | AR_72181 | 72181 | Rural Fringe | 102 | 0.866
5063 | 72522 | 5 | CHARLOTTE | INDEPENDENCE | AR | AR_72522 | 72522 | Rural Fringe | 446 | 0.84682
22119 | 71073 | 22 | SIBLEY | WEBSTER | LA | LA_71073 | 71073 | Town Fringe | 293 | 0.88214
22027 | 71079 | 22 | SUMMERFIELD | CLAIBORNE | LA | LA_71079 | 71079 | Rural Fringe | 0 | 0.87146
22067 | 71220 | 22 | BASTROP | MOREHOUSE | LA | LA_71220 | 71220 | Town Fringe | 7191 | 0.89904
22013 | 71001 | 22 | ARCADIA | BIENVILLE | LA | LA_71001 | 71001 | Rural Fringe | 1627 | 0.86771
22017 | 71004 | 22 | BELCHER | CADDO | LA | LA_71004 | 71004 | City Midsize | 331 | 0.81315
22017 | 71007 | 22 | BETHANY | CADDO | LA | LA_71007 | 71007 | City Midsize | 6 | 0.76885
22119 | 71021 | 22 | CULLEN | WEBSTER | LA | LA_71021 | 71021 | Town Fringe | 339 | 0.91252
22119 | 71023 | 22 | DOYLINE | WEBSTER | LA | LA_71023 | 71023 | Town Fringe | 838 | 0.88252
22017 | 71029 | 22 | GILLIAM | CADDO | LA | LA_71029 | 71029 | City Midsize | 140 | 0.81724
22031 | 71032 | 22 | GRAND CANE | DE SOTO | LA | LA_71032 | 71032 | Rural Fringe | 448 | 0.89657
22119 | 71055 | 22 | MINDEN | WEBSTER | LA | LA_71055 | 71055 | Town Fringe | 6455 | 0.87772
22017 | 71060 | 22 | MOORINGSPORT | CADDO | LA | LA_71060 | 71060 | City Midsize | 537 | 0.76782
22017 | 71061 | 22 | OIL CITY | CADDO | LA | LA_71061 | 71061 | City Midsize | 0 | 0.77143
22017 | 71069 | 22 | RODESSA | CADDO | LA | LA_71069 | 71069 | City Midsize | 0 | 0.77346
22119 | 71072 | 22 | SHONGALOO | WEBSTER | LA | LA_71072 | 71072 | Town Fringe | 339 | 0.87873
22017 | 71103 | 22 | SHREVEPORT | CADDO | LA | LA_71103 | 71103 | City Midsize | 3234 | 0.77829
22017 | 71104 | 22 | SHREVEPORT | CADDO | LA | LA_71104 | 71104 | City Midsize | 5325 | 0.72357
22017 | 71108 | 22 | SHREVEPORT | CADDO | LA | LA_71108 | 71108 | City Midsize | 7512 | 0.67053
22015 | 71111 | 22 | BOSSIER CITY | BOSSIER | LA | LA_71111 | 71111 | City Small | 12158 | 0.90623
22017 | 71119 | 22 | SHREVEPORT | CADDO | LA | LA_71119 | 71119 | City Midsize | 2244 | 0.77368
22073 | 71202 | 22 | MONROE | OUACHITA | LA | LA_71202 | 71202 | Suburb Midsize | 8047 | 0.91893
22049 | 71226 | 22 | CHATHAM | JACKSON | LA | LA_71226 | 71226 | Rural Fringe | 391 | 0.86956
22061 | 71227 | 22 | CHOUDRANT | LINCOLN | LA | LA_71227 | 71227 | Town Fringe | 905 | 0.88898
22123 | 71237 | 22 | EPPS | WEST CARROLL | LA | LA_71237 | 71237 | Rural Fringe | 0 | 0.91781
22049 | 71238 | 22 | EROS | JACKSON | LA | LA_71238 | 71238 | Rural Fringe | 566 | 0.86959
22111 | 71241 | 22 | FARMERVILLE | UNION | LA | LA_71241 | 71241 | Rural Fringe | 2422 | 0.87416
22123 | 71253 | 22 | KILBOURNE | WEST CARROLL | LA | LA_71253 | 71253 | Rural Fringe | -999 | 0.82808
22067 | 71261 | 22 | MER ROUGE | MOREHOUSE | LA | LA_71261 | 71261 | Town Fringe | 183 | 0.9247
22049 | 71268 | 22 | QUITMAN | JACKSON | LA | LA_71268 | 71268 | Rural Fringe | 777 | 0.87346
22061 | 71275 | 22 | SIMSBORO | LINCOLN | LA | LA_71275 | 71275 | Town Fringe | 460 | 0.88055
22111 | 71277 | 22 | SPEARSVILLE | UNION | LA | LA_71277 | 71277 | Rural Fringe | 502 | 0.87541
22127 | 71473 | 22 | SIKES | WINN | LA | LA_71473 | 71473 | Rural Fringe | 0 | 0.87235
5069 | 71601 | 5 | PINE BLUFF | JEFFERSON | AR | AR_71601 | 71601 | City Small | 4985 | 0.80134
5069 | 71603 | 5 | PINE BLUFF | JEFFERSON | AR | AR_71603 | 71603 | City Small | 9025 | 0.76674
5043 | 71638 | 5 | DERMOTT | DREW | AR | AR_71638 | 71638 | Rural Fringe | 1120 | 0.89926
5043 | 71655 | 5 | MONTICELLO | DREW | AR | AR_71655 | 71655 | Town Fringe | 4019 | 0.88796
5017 | 71663 | 5 | PORTLAND | CHICOT | AR | AR_71663 | 71663 | Rural Fringe | 0 | 0.90511
5079 | 71667 | 5 | STAR CITY | LINCOLN | AR | AR_71667 | 71667 | Rural Fringe | 1757 | 0.87769
5041 | 71670 | 5 | TILLAR | DESHA | AR | AR_71670 | 71670 | Town Fringe | 1043 | 0.91368
5003 | 71676 | 5 | WILMOT | ASHLEY | AR | AR_71676 | 71676 | Rural Fringe | 0 | 0.90931
5103 | 71701 | 5 | CAMDEN | OUACHITA | AR | AR_71701 | 71701 | Town Fringe | 6759 | 0.88829
5103 | 71720 | 5 | BEARDEN | OUACHITA | AR | AR_71720 | 71720 | Rural Fringe | 720 | 0.86417
5139 | 71747 | 5 | HUTTIG | UNION | AR | AR_71747 | 71747 | Rural Fringe | 33 | 0.8779
5039 | 71748 | 5 | IVAN | DALLAS | AR | AR_71748 | 71748 | Town Fringe | -999 | 0.88459
5027 | 71752 | 5 | MC NEIL | COLUMBIA | AR | AR_71752 | 71752 | Rural Fringe | 210 | 0.85781
5139 | 71758 | 5 | MOUNT HOLLY | UNION | AR | AR_71758 | 71758 | Rural Fringe | 31 | 0.86624
5139 | 71759 | 5 | NORPHLET | UNION | AR | AR_71759 | 71759 | Rural Fringe | 42 | 0.85898
5039 | 71763 | 5 | SPARKMAN | DALLAS | AR | AR_71763 | 71763 | Rural Fringe | 546 | 0.86706
5103 | 71764 | 5 | STEPHENS | OUACHITA | AR | AR_71764 | 71764 | Rural Fringe | 933 | 0.85822
5027 | 71770 | 5 | WALDO | COLUMBIA | AR | AR_71770 | 71770 | Rural Fringe | 878 | 0.85692
5057 | 71801 | 5 | HOPE | HEMPSTEAD | AR | AR_71801 | 71801 | Town Fringe | 4948 | 0.8769
5081 | 71822 | 5 | ASHDOWN | LITTLE RIVER | AR | AR_71822 | 71822 | Town Fringe | 2944 | 0.87536
5073 | 71826 | 5 | BRADLEY | LAFAYETTE | AR | AR_71826 | 71826 | Rural Fringe | 325 | 0.88866
5057 | 71831 | 5 | COLUMBUS | HEMPSTEAD | AR | AR_71831 | 71831 | Town Fringe | 753 | 0.89186
5133 | 71832 | 5 | DE QUEEN | SEVIER | AR | AR_71832 | 71832 | Rural Fringe | 2812 | 0.8639
5061 | 71833 | 5 | DIERKS | HOWARD | AR | AR_71833 | 71833 | Rural Fringe | 623 | 0.84465
5091 | 71834 | 5 | DODDRIDGE | MILLER | AR | AR_71834 | 71834 | City Midsize | 293 | 0.77409
5099 | 71835 | 5 | EMMET | NEVADA | AR | AR_71835 | 71835 | Rural Fringe | 380 | 0.86678
5091 | 71837 | 5 | FOUKE | MILLER | AR | AR_71837 | 71837 | Rural Fringe | 1519 | 0.88051
5091 | 71839 | 5 | GARLAND CITY | MILLER | AR | AR_71839 | 71839 | Rural Fringe | 620 | 0.91164
5133 | 71841 | 5 | GILLHAM | SEVIER | AR | AR_71841 | 71841 | Rural Fringe | 328 | 0.84966
5133 | 71842 | 5 | HORATIO | SEVIER | AR | AR_71842 | 71842 | Rural Fringe | 746 | 0.87211
5073 | 71845 | 5 | LEWISVILLE | LAFAYETTE | AR | AR_71845 | 71845 | Rural Fringe | 1315 | 0.87525
5133 | 71846 | 5 | LOCKESBURG | SEVIER | AR | AR_71846 | 71846 | Rural Fringe | 1154 | 0.86083
5057 | 71847 | 5 | MC CASKILL | HEMPSTEAD | AR | AR_71847 | 71847 | Rural Fringe | 426 | 0.86863
5061 | 71851 | 5 | MINERAL SPRINGS | HOWARD | AR | AR_71851 | 71851 | Rural Fringe | 1264 | 0.87745
5057 | 71855 | 5 | OZAN | HEMPSTEAD | AR | AR_71855 | 71855 | Town Fringe | 706 | 0.88106
5099 | 71858 | 5 | ROSSTON | NEVADA | AR | AR_71858 | 71858 | Rural Fringe | 364 | 0.85856
5057 | 71859 | 5 | SARATOGA | HEMPSTEAD | AR | AR_71859 | 71859 | Rural Fringe | 71 | 0.86524
5073 | 71861 | 5 | TAYLOR | LAFAYETTE | AR | AR_71861 | 71861 | Rural Fringe | 505 | 0.86327
5057 | 71862 | 5 | WASHINGTON | HEMPSTEAD | AR | AR_71862 | 71862 | Town Fringe | 270 | 0.86469
5059 | 71929 | 5 | BISMARCK | HOT SPRING | AR | AR_71929 | 71929 | Rural Fringe | 1139 | 0.84632
5097 | 71933 | 5 | BONNERDALE | MONTGOMERY | AR | AR_71933 | 71933 | Rural Fringe | 800 | 0.84223
5097 | 71935 | 5 | CADDO GAP | MONTGOMERY | AR | AR_71935 | 71935 | Rural Fringe | 283 | 0.84029
5113 | 71937 | 5 | COVE | POLK | AR | AR_71937 | 71937 | Rural Fringe | 417 | 0.84865
5059 | 71941 | 5 | DONALDSON | HOT SPRING | AR | AR_71941 | 71941 | Rural Fringe | 507 | 0.85568
5109 | 71943 | 5 | GLENWOOD | PIKE | AR | AR_71943 | 71943 | Rural Fringe | 566 | 0.85296
5113 | 71944 | 5 | GRANNIS | POLK | AR | AR_71944 | 71944 | Rural Fringe | 249 | 0.8482
5113 | 71945 | 5 | HATFIELD | POLK | AR | AR_71945 | 71945 | Rural Fringe | 516 | 0.84633
5051 | 71949 | 5 | JESSIEVILLE | GARLAND | AR | AR_71949 | 71949 | Rural Fringe | 1619 | 0.83134
5113 | 71953 | 5 | MENA | POLK | AR | AR_71953 | 71953 | Rural Fringe | 5574 | 0.84319
5097 | 71957 | 5 | MOUNT IDA | MONTGOMERY | AR | AR_71957 | 71957 | Rural Fringe | 797 | 0.8346
5109 | 71959 | 5 | NEWHOPE | PIKE | AR | AR_71959 | 71959 | Rural Fringe | 185 | 0.84264
5023 | 72581 | 5 | TUMBLING SHOALS | CLEBURNE | AR | AR_72581 | 72581 | Town Fringe | 121 | 0.84067
5097 | 71960 | 5 | NORMAN | MONTGOMERY | AR | AR_71960 | 71960 | Rural Fringe | 320 | 0.83928
5097 | 71961 | 5 | ODEN | MONTGOMERY | AR | AR_71961 | 71961 | Rural Fringe | 391 | 0.84745
5051 | 71964 | 5 | PEARCY | GARLAND | AR | AR_71964 | 71964 | Rural Fringe | 687 | 0.84566
5097 | 71965 | 5 | PENCIL BLUFF | MONTGOMERY | AR | AR_71965 | 71965 | Rural Fringe | 49 | 0.83664
5051 | 71968 | 5 | ROYAL | GARLAND | AR | AR_71968 | 71968 | Rural Fringe | 1988 | 0.84005
5097 | 71970 | 5 | STORY | MONTGOMERY | AR | AR_71970 | 71970 | Rural Fringe | 553 | 0.83733
5141 | 72629 | 5 | DENNARD | VAN BUREN | AR | AR_72629 | 72629 | Rural Fringe | 185 | 0.82925
5061 | 71971 | 5 | UMPIRE | HOWARD | AR | AR_71971 | 71971 | Rural Fringe | 99 | 0.84099
5113 | 71972 | 5 | VANDERVOORT | POLK | AR | AR_71972 | 71972 | Rural Fringe | 10 | 0.84103
5113 | 71973 | 5 | WICKES | POLK | AR | AR_71973 | 71973 | Rural Fringe | 245 | 0.84603
5001 | 72003 | 5 | ALMYRA | ARKANSAS | AR | AR_72003 | 72003 | Rural Fringe | 152 | 0.89156
5069 | 72004 | 5 | ALTHEIMER | JEFFERSON | AR | AR_72004 | 72004 | Rural Fringe | 155 | 0.90355
5125 | 72022 | 5 | BRYANT | SALINE | AR | AR_72022 | 72022 | Suburb Large | 3243 | 0.87961
5085 | 72023 | 5 | CABOT | LONOKE | AR | AR_72023 | 72023 | Suburb Large | 9242 | 0.87805
5045 | 72034 | 5 | CONWAY | FAULKNER | AR | AR_72034 | 72034 | Town Fringe | 11510 | 0.86331
5147 | 72036 | 5 | COTTON PLANT | WOODRUFF | AR | AR_72036 | 72036 | Rural Fringe | 389 | 0.89574
5001 | 72038 | 5 | CROCKETTS BLUFF | ARKANSAS | AR | AR_72038 | 72038 | Rural Fringe | 0 | 0.88235
5117 | 72041 | 5 | DE VALLS BLUFF | PRAIRIE | AR | AR_72041 | 72041 | Rural Fringe | 234 | 0.87755
5105 | 72070 | 5 | HOUSTON | PERRY | AR | AR_72070 | 72070 | Rural Fringe | 807 | 0.85171
5085 | 72072 | 5 | HUMNOKE | LONOKE | AR | AR_72072 | 72072 | Rural Fringe | 0 | 0.89648
5001 | 72073 | 5 | HUMPHREY | ARKANSAS | AR | AR_72073 | 72073 | Rural Fringe | 0 | 0.90083
5141 | 72080 | 5 | JERUSALEM | VAN BUREN | AR | AR_72080 | 72080 | Rural Fringe | 505 | 0.83034
5039 | 72084 | 5 | LEOLA | DALLAS | AR | AR_72084 | 72084 | Rural Fringe | 428 | 0.85948
5085 | 72086 | 5 | LONOKE | LONOKE | AR | AR_72086 | 72086 | Town Fringe | 3448 | 0.88943
5125 | 72087 | 5 | LONSDALE | SALINE | AR | AR_72087 | 72087 | Rural Fringe | 1006 | 0.84007
5141 | 72088 | 5 | FAIRFIELD BAY | VAN BUREN | AR | AR_72088 | 72088 | Rural Fringe | 263 | 0.80262
5045 | 72111 | 5 | MOUNT VERNON | FAULKNER | AR | AR_72111 | 72111 | Rural Fringe | 1300 | 0.87072
5119 | 72116 | 5 | NORTH LITTLE ROCK | PULASKI | AR | AR_72116 | 72116 | City Small | 7892 | 0.6575
5119 | 72118 | 5 | NORTH LITTLE ROCK | PULASKI | AR | AR_72118 | 72118 | Rural Fringe | 7301 | 0.84253
5029 | 72127 | 5 | PLUMERVILLE | CONWAY | AR | AR_72127 | 72127 | Town Fringe | 916 | 0.87202
5053 | 72128 | 5 | POYEN | GRANT | AR | AR_72128 | 72128 | Rural Fringe | 0 | 0.87629
5023 | 72130 | 5 | PRIM | CLEBURNE | AR | AR_72130 | 72130 | Rural Fringe | 568 | 0.83969
5069 | 72132 | 5 | REDFIELD | JEFFERSON | AR | AR_72132 | 72132 | Rural Fringe | 400 | 0.8538
5095 | 72134 | 5 | ROE | MONROE | AR | AR_72134 | 72134 | Rural Fringe | 0 | 0.88138
5085 | 72142 | 5 | SCOTT | LONOKE | AR | AR_72142 | 72142 | Rural Fringe | 497 | 0.89001
5141 | 72153 | 5 | SHIRLEY | VAN BUREN | AR | AR_72153 | 72153 | Rural Fringe | 1528 | 0.83186
5063 | 72165 | 5 | THIDA | INDEPENDENCE | AR | AR_72165 | 72165 | Rural Fringe | 234 | 0.87632
5125 | 72167 | 5 | TRASKWOOD | SALINE | AR | AR_72167 | 72167 | Rural Fringe | 674 | 0.86709
5119 | 72199 | 5 | NORTH LITTLE ROCK | PULASKI | AR | AR_72199 | 72199 | Rural Fringe | 136 | 0.83779
5119 | 72202 | 5 | LITTLE ROCK | PULASKI | AR | AR_72202 | 72202 | City Midsize | 2587 | 0.75172
5119 | 72204 | 5 | LITTLE ROCK | PULASKI | AR | AR_72204 | 72204 | City Midsize | 12919 | 0.56305
5119 | 72205 | 5 | LITTLE ROCK | PULASKI | AR | AR_72205 | 72205 | City Midsize | 8675 | 0.57914
5119 | 72206 | 5 | LITTLE ROCK | PULASKI | AR | AR_72206 | 72206 | Rural Fringe | 7752 | 0.87122
5119 | 72207 | 5 | LITTLE ROCK | PULASKI | AR | AR_72207 | 72207 | City Midsize | 2312 | 0.74609
5119 | 72210 | 5 | LITTLE ROCK | PULASKI | AR | AR_72210 | 72210 | Rural Fringe | 4667 | 0.83861
5119 | 72211 | 5 | LITTLE ROCK | PULASKI | AR | AR_72211 | 72211 | City Midsize | 4103 | 0.76669
5143 | 72729 | 5 | EVANSVILLE | WASHINGTON | AR | AR_72729 | 72729 | Rural Fringe | 363 | 0.84422
5063 | 72562 | 5 | NEWARK | INDEPENDENCE | AR | AR_72562 | 72562 | Rural Fringe | 915 | 0.87383
5137 | 72567 | 5 | PLEASANT GROVE | STONE | AR | AR_72567 | 72567 | Rural Fringe | 250 | 0.84153
5129 | 72679 | 5 | TILLY | SEARCY | AR | AR_72679 | 72679 | Rural Fringe | 384 | 0.84577
5149 | 72838 | 5 | GRAVELLY | YELL | AR | AR_72838 | 72838 | Rural Fringe | 334 | 0.85923
5115 | 72801 | 5 | RUSSELLVILLE | POPE | AR | AR_72801 | 72801 | Town Fringe | 2840 | 0.86678
5047 | 72821 | 5 | ALTUS | FRANKLIN | AR | AR_72821 | 72821 | Town Fringe | 1378 | 0.87398
5149 | 72828 | 5 | BRIGGSVILLE | YELL | AR | AR_72828 | 72828 | Rural Fringe | 21 | 0.84057
5071 | 72832 | 5 | COAL HILL | JOHNSON | AR | AR_72832 | 72832 | Rural Fringe | 658 | 0.87002
5149 | 72833 | 5 | DANVILLE | YELL | AR | AR_72833 | 72833 | Rural Fringe | 1160 | 0.84956
5131 | 72905 | 5 | FORT SMITH | SEBASTIAN | AR | AR_72905 | 72905 | City Small | 584 | 0.76128
5115 | 72839 | 5 | HAGARVILLE | POPE | AR | AR_72839 | 72839 | Rural Fringe | 0 | 0.82191
5115 | 72843 | 5 | HECTOR | POPE | AR | AR_72843 | 72843 | Rural Fringe | 656 | 0.83693
5071 | 72845 | 5 | KNOXVILLE | JOHNSON | AR | AR_72845 | 72845 | Rural Fringe | 513 | 0.84578
5033 | 72955 | 5 | UNIONTOWN | CRAWFORD | AR | AR_72955 | 72955 | Rural Fringe | 186 | 0.83771
5149 | 72853 | 5 | OLA | YELL | AR | AR_72853 | 72853 | Rural Fringe | 436 | 0.84633
5071 | 72854 | 5 | OZONE | JOHNSON | AR | AR_72854 | 72854 | Rural Fringe | 275 | 0.82378
5083 | 72863 | 5 | SCRANTON | LOGAN | AR | AR_72863 | 72863 | Rural Fringe | 758 | 0.86225
5131 | 72904 | 5 | FORT SMITH | SEBASTIAN | AR | AR_72904 | 72904 | City Small | 5404 | 0.74384
5131 | 72916 | 5 | FORT SMITH | SEBASTIAN | AR | AR_72916 | 72916 | Rural Fringe | 3866 | 0.85765
5127 | 72926 | 5 | BOLES | SCOTT | AR | AR_72926 | 72926 | Rural Fringe | 83 | 0.83422
5083 | 72927 | 5 | BOONEVILLE | LOGAN | AR | AR_72927 | 72927 | Town Fringe | 3461 | 0.85813
5047 | 72928 | 5 | BRANCH | FRANKLIN | AR | AR_72928 | 72928 | Rural Fringe | 1141 | 0.8806
5047 | 72933 | 5 | CHARLESTON | FRANKLIN | AR | AR_72933 | 72933 | Rural Fringe | 2621 | 0.87365
5033 | 72934 | 5 | CHESTER | CRAWFORD | AR | AR_72934 | 72934 | Rural Fringe | 617 | 0.83011
5131 | 72937 | 5 | HACKETT | SEBASTIAN | AR | AR_72937 | 72937 | Rural Fringe | 1712 | 0.85382
5131 | 72938 | 5 | HARTFORD | SEBASTIAN | AR | AR_72938 | 72938 | Rural Fringe | 800 | 0.84378
5131 | 72941 | 5 | LAVACA | SEBASTIAN | AR | AR_72941 | 72941 | Rural Fringe | 2624 | 0.86905
5083 | 72943 | 5 | MAGAZINE | LOGAN | AR | AR_72943 | 72943 | Rural Fringe | 889 | 0.8528
5131 | 72944 | 5 | MANSFIELD | SEBASTIAN | AR | AR_72944 | 72944 | Rural Fringe | 1074 | 0.85616
5033 | 72948 | 5 | NATURAL DAM | CRAWFORD | AR | AR_72948 | 72948 | Rural Fringe | 448 | 0.82804
5127 | 72950 | 5 | PARKS | SCOTT | AR | AR_72950 | 72950 | Rural Fringe | 81 | 0.83697
40135 | 74946 | 40 | MOFFETT | SEQUOYAH | OK | OK_74946 | 74946 | Town Fringe | 99 | 0.8644
40089 | 74734 | 40 | EAGLETOWN | MCCURTAIN | OK | OK_74734 | 74734 | Rural Fringe | 1013 | 0.84952
40079 | 74901 | 40 | ARKOMA | LE FLORE | OK | OK_74901 | 74901 | Town Fringe | 1472 | 0.8896
40079 | 74902 | 40 | POCOLA | LE FLORE | OK | OK_74902 | 74902 | Rural Fringe | 1580 | 0.86269
40079 | 74932 | 40 | CAMERON | LE FLORE | OK | OK_74932 | 74932 | Rural Fringe | 1657 | 0.87322
48067 | 75556 | 48 | BLOOMBURG | CASS | TX | TX_75556 | 75556 | Rural Fringe | 262 | 0.86945
48037 | 75501 | 48 | TEXARKANA | BOWIE | TX | TX_75501 | 75501 | City Small | 9097 | 0.77135
48037 | 75503 | 48 | TEXARKANA | BOWIE | TX | TX_75503 | 75503 | City Small | 7439 | 0.78842
48067 | 75551 | 48 | ATLANTA | CASS | TX | TX_75551 | 75551 | Rural Fringe | 3224 | 0.86705
48067 | 75560 | 48 | DOUGLASSVILLE | CASS | TX | TX_75560 | 75560 | Rural Fringe | 207 | 0.86412
48037 | 75561 | 48 | HOOKS | BOWIE | TX | TX_75561 | 75561 | Rural Fringe | 893 | 0.87728
48067 | 75563 | 48 | LINDEN | CASS | TX | TX_75563 | 75563 | Rural Fringe | 790 | 0.86736
48067 | 75566 | 48 | MARIETTA | CASS | TX | TX_75566 | 75566 | Rural Fringe | 515 | 0.87359
48037 | 75569 | 48 | NASH | BOWIE | TX | TX_75569 | 75569 | City Small | 463 | 0.74996
48037 | 75570 | 48 | NEW BOSTON | BOWIE | TX | TX_75570 | 75570 | Rural Fringe | 3472 | 0.87705
48315 | 75630 | 48 | AVINGER | MARION | TX | TX_75630 | 75630 | Rural Fringe | 900 | 0.86592
48365 | 75639 | 48 | DE BERRY | PANOLA | TX | TX_75639 | 75639 | Town Fringe | 606 | 0.88964
48067 | 75656 | 48 | HUGHES SPRINGS | CASS | TX | TX_75656 | 75656 | Rural Fringe | 1663 | 0.87503
48203 | 75670 | 48 | MARSHALL | HARRISON | TX | TX_75670 | 75670 | Town Fringe | 5276 | 0.8915
48203 | 75672 | 48 | MARSHALL | HARRISON | TX | TX_75672 | 75672 | Town Fringe | 5546 | 0.88801
48203 | 75692 | 48 | WASKOM | HARRISON | TX | TX_75692 | 75692 | Rural Fringe | 906 | 0.87081
22065 | 71232 | 22 | DELHI | MADISON | LA | LA_71232 | 71232 | Town Fringe | 1994 | 0.92155
22111 | 71234 | 22 | DOWNSVILLE | UNION | LA | LA_71234 | 71234 | Rural Fringe | 1178 | 0.88205
22035 | 71254 | 22 | LAKE PROVIDENCE | EAST CARROLL | LA | LA_71254 | 71254 | Town Fringe | 1666 | 0.92133
22111 | 71260 | 22 | MARION | UNION | LA | LA_71260 | 71260 | Rural Fringe | 1279 | 0.87436
22123 | 71263 | 22 | OAK GROVE | WEST CARROLL | LA | LA_71263 | 71263 | Rural Fringe | 2419 | 0.90897
22067 | 71264 | 22 | OAK RIDGE | MOREHOUSE | LA | LA_71264 | 71264 | Town Fringe | 363 | 0.92259
22123 | 71266 | 22 | PIONEER | WEST CARROLL | LA | LA_71266 | 71266 | Rural Fringe | 550 | 0.91436
22083 | 71269 | 22 | RAYVILLE | RICHLAND | LA | LA_71269 | 71269 | Rural Fringe | 3513 | 0.90905
22111 | 71280 | 22 | STERLINGTON | UNION | LA | LA_71280 | 71280 | Rural Fringe | 738 | 0.88176
22065 | 71282 | 22 | TALLULAH | MADISON | LA | LA_71282 | 71282 | Town Fringe | 3089 | 0.92517
22073 | 71291 | 22 | WEST MONROE | OUACHITA | LA | LA_71291 | 71291 | Suburb Midsize | 9585 | 0.89174
22041 | 71295 | 22 | WINNSBORO | FRANKLIN | LA | LA_71295 | 71295 | Rural Fringe | 4082 | 0.91453
22041 | 71324 | 22 | CHASE | FRANKLIN | LA | LA_71324 | 71324 | Rural Fringe | -999 | 0.69116
22041 | 71336 | 22 | GILBERT | FRANKLIN | LA | LA_71336 | 71336 | Rural Fringe | 311 | 0.91875
22107 | 71357 | 22 | NEWELLTON | TENSAS | LA | LA_71357 | 71357 | Rural Fringe | 1046 | 0.91852
22021 | 71418 | 22 | COLUMBIA | CALDWELL | LA | LA_71418 | 71418 | Rural Fringe | 1888 | 0.9031
22059 | 71465 | 22 | OLLA | LA SALLE | LA | LA_71465 | 71465 | Rural Fringe | 1531 | 0.87813
28121 | 39042 | 28 | BRANDON | RANKIN | MS | MS_39042 | 39042 | Rural Fringe | 10512 | 0.85943
28127 | 39044 | 28 | BRAXTON | SIMPSON | MS | MS_39044 | 39044 | Rural Fringe | 1464 | 0.85567
28125 | 39054 | 28 | CARY | SHARKEY | MS | MS_39054 | 39054 | Rural Fringe | 0 | 0.89536
28049 | 39056 | 28 | CLINTON | HINDS | MS | MS_39056 | 39056 | Suburb Large | 6256 | 0.78296
28101 | 39057 | 28 | CONEHATTA | NEWTON | MS | MS_39057 | 39057 | Rural Fringe | 756 | 0.85709
28029 | 39059 | 28 | CRYSTAL SPRINGS | COPIAH | MS | MS_39059 | 39059 | Town Fringe | 3055 | 0.86559
28029 | 39078 | 28 | GEORGETOWN | COPIAH | MS | MS_39078 | 39078 | Town Fringe | 227 | 0.86164
28123 | 39092 | 28 | LAKE | SCOTT | MS | MS_39092 | 39092 | Rural Fringe | 1001 | 0.85725
28089 | 39110 | 28 | MADISON | MADISON | MS | MS_39110 | 39110 | Rural Fringe | 10032 | 0.84311
28127 | 39114 | 28 | MENDENHALL | SIMPSON | MS | MS_39114 | 39114 | Rural Fringe | 3029 | 0.8586
28123 | 39117 | 28 | MORTON | SCOTT | MS | MS_39117 | 39117 | Rural Fringe | 2607 | 0.86174
28021 | 39144 | 28 | PATTISON | CLAIBORNE | MS | MS_39144 | 39144 | Town Fringe | 592 | 0.85849
28129 | 39153 | 28 | RALEIGH | SMITH | MS | MS_39153 | 39153 | Rural Fringe | 1204 | 0.85166
28089 | 39157 | 28 | RIDGELAND | MADISON | MS | MS_39157 | 39157 | Rural Fringe | 5604 | 0.84011
28129 | 39168 | 28 | TAYLORSVILLE | SMITH | MS | MS_39168 | 39168 | Rural Fringe | 1474 | 0.85969
28079 | 39189 | 28 | WALNUT GROVE | LEAKE | MS | MS_39189 | 39189 | Rural Fringe | 1130 | 0.85882
28049 | 39202 | 28 | JACKSON | HINDS | MS | MS_39202 | 39202 | City Midsize | 2894 | 0.65377
28049 | 39204 | 28 | JACKSON | HINDS | MS | MS_39204 | 39204 | City Midsize | 6162 | 0.60402
28049 | 39206 | 28 | JACKSON | HINDS | MS | MS_39206 | 39206 | City Midsize | 6053 | 0.79029
28121 | 39208 | 28 | PEARL | RANKIN | MS | MS_39208 | 39208 | Suburb Large | 10756 | 0.71644
28049 | 39216 | 28 | JACKSON | HINDS | MS | MS_39216 | 39216 | City Midsize | 1583 | 0.51485
28121 | 39218 | 28 | RICHLAND | RANKIN | MS | MS_39218 | 39218 | Rural Fringe | 3133 | 0.71465
28049 | 39272 | 28 | BYRAM | HINDS | MS | MS_39272 | 39272 | City Midsize | 5034 | 0.85161
28101 | 39336 | 28 | LAWRENCE | NEWTON | MS | MS_39336 | 39336 | Town Fringe | 560 | 0.87625
28101 | 39345 | 28 | NEWTON | NEWTON | MS | MS_39345 | 39345 | Town Fringe | 2029 | 0.86467
28101 | 39365 | 28 | UNION | NEWTON | MS | MS_39365 | 39365 | Rural Fringe | 1311 | 0.85102
22025 | 71425 | 22 | ENTERPRISE | CATAHOULA | LA | LA_71425 | 71425 | Rural Fringe | 0 | 0.88479
22059 | 71480 | 22 | URANIA | LA SALLE | LA | LA_71480 | 71480 | Rural Fringe | 0 | 0.87064
22073 | 71209 | 22 | MONROE | OUACHITA | LA | LA_71209 | 71209 | City Small | 224 | 0.82221
22041 | 71219 | 22 | BASKIN | FRANKLIN | LA | LA_71219 | 71219 | Rural Fringe | 53 | 0.90051
22025 | 71401 | 22 | AIMWELL | CATAHOULA | LA | LA_71401 | 71401 | Rural Fringe | 0 | 0.87807
22073 | 71203 | 22 | MONROE | OUACHITA | LA | LA_71203 | 71203 | Suburb Midsize | 10115 | 0.88742
22035 | 71276 | 22 | SONDHEIMER | EAST CARROLL | LA | LA_71276 | 71276 | Town Fringe | 0 | 0.92377
22035 | 71286 | 22 | TRANSYLVANIA | EAST CARROLL | LA | LA_71286 | 71286 | Town Fringe | 0 | 0.92109
22073 | 71292 | 22 | WEST MONROE | OUACHITA | LA | LA_71292 | 71292 | Suburb Midsize | 6033 | 0.8957
22041 | 71378 | 22 | WISNER | FRANKLIN | LA | LA_71378 | 71378 | Rural Fringe | 525 | 0.90594
22021 | 71435 | 22 | GRAYSON | CALDWELL | LA | LA_71435 | 71435 | Rural Fringe | 856 | 0.87701
22021 | 71441 | 22 | KELLY | CALDWELL | LA | LA_71441 | 71441 | Rural Fringe | 158 | 0.88407
22127 | 71479 | 22 | TULLOS | WINN | LA | LA_71479 | 71479 | Rural Fringe | 0 | 0.88019
22075 | 70050 | 22 | EMPIRE | PLAQUEMINES | LA | LA_70050 | 70050 | Rural Fringe | -999 | -999
22051 | 70067 | 22 | LAFITTE | JEFFERSON | LA | LA_70067 | 70067 | Suburb Large | 1472 | 0.95202
22095 | 70068 | 22 | LA PLACE | ST JOHN THE BAPTIST | LA | LA_70068 | 70068 | Town Fringe | 9885 | 0.93098
22093 | 70071 | 22 | LUTCHER | SAINT JAMES | LA | LA_70071 | 70071 | Town Fringe | 843 | 0.93271
22087 | 70075 | 22 | MERAUX | SAINT BERNARD | LA | LA_70075 | 70075 | Suburb Large | 1949 | 0.94923
22075 | 70082 | 22 | POINTE A LA HACHE | PLAQUEMINES | LA | LA_70082 | 70082 | Rural Fringe | -999 | 0.93667
22075 | 70083 | 22 | PORT SULPHUR | PLAQUEMINES | LA | LA_70083 | 70083 | Rural Fringe | 569 | 0.93295
22087 | 70085 | 22 | SAINT BERNARD | SAINT BERNARD | LA | LA_70085 | 70085 | Suburb Large | 1345 | 0.95863
22093 | 70090 | 22 | VACHERIE | SAINT JAMES | LA | LA_70090 | 70090 | Town Fringe | 2190 | 0.9409
22051 | 70121 | 22 | NEW ORLEANS | JEFFERSON | LA | LA_70121 | 70121 | Suburb Large | 4731 | 0.90002
22071 | 70124 | 22 | NEW ORLEANS | ORLEANS | LA | LA_70124 | 70124 | City Large | 7625 | 0.97154
22071 | 70126 | 22 | NEW ORLEANS | ORLEANS | LA | LA_70126 | 70126 | City Large | 8742 | 0.97163
22071 | 70129 | 22 | NEW ORLEANS | ORLEANS | LA | LA_70129 | 70129 | City Large | 2729 | 0.92933
22071 | 70139 | 22 | NEW ORLEANS | ORLEANS | LA | LA_70139 | 70139 | City Large | -999 | -999
22057 | 70301 | 22 | THIBODAUX | LAFOURCHE | LA | LA_70301 | 70301 | Suburb Midsize | 12595 | 0.95747
22101 | 70342 | 22 | BERWICK | SAINT MARY | LA | LA_70342 | 70342 | Town Fringe | 1701 | 0.94769
22109 | 70344 | 22 | CHAUVIN | TERREBONNE | LA | LA_70344 | 70344 | City Small | 1265 | 0.83208
22057 | 70345 | 22 | CUT OFF | LAFOURCHE | LA | LA_70345 | 70345 | Suburb Midsize | 1784 | 0.94779
22109 | 70352 | 22 | DONNER | TERREBONNE | LA | LA_70352 | 70352 | City Small | 0 | 0.85845
22109 | 70353 | 22 | DULAC | TERREBONNE | LA | LA_70353 | 70353 | City Small | 0 | 0.84354
22057 | 70354 | 22 | GALLIANO | LAFOURCHE | LA | LA_70354 | 70354 | Suburb Midsize | 622 | 0.94245
22109 | 70356 | 22 | GIBSON | TERREBONNE | LA | LA_70356 | 70356 | City Small | 1789 | 0.85248
22057 | 70375 | 22 | MATHEWS | LAFOURCHE | LA | LA_70375 | 70375 | Suburb Midsize | 0 | 0.96168
22109 | 70377 | 22 | MONTEGUT | TERREBONNE | LA | LA_70377 | 70377 | City Small | 1047 | 0.83305
22101 | 70380 | 22 | MORGAN CITY | SAINT MARY | LA | LA_70380 | 70380 | Town Fringe | 6146 | 0.94329
22101 | 70392 | 22 | PATTERSON | SAINT MARY | LA | LA_70392 | 70392 | Town Fringe | 1688 | 0.94941
22109 | 70397 | 22 | THERIOT | TERREBONNE | LA | LA_70397 | 70397 | City Small | 962 | 0.84577
22105 | 70403 | 22 | HAMMOND | TANGIPAHOA | LA | LA_70403 | 70403 | Rural Fringe | 6750 | 0.87956
22105 | 70422 | 22 | AMITE | TANGIPAHOA | LA | LA_70422 | 70422 | Rural Fringe | 2530 | 0.91565
22117 | 70426 | 22 | ANGIE | WASHINGTON | LA | LA_70426 | 70426 | Rural Fringe | 1358 | 0.91352
22117 | 70427 | 22 | BOGALUSA | WASHINGTON | LA | LA_70427 | 70427 | Rural Fringe | 7241 | 0.90705
22103 | 70431 | 22 | BUSH | SAINT TAMMANY | LA | LA_70431 | 70431 | Suburb Small | 1856 | 0.89136
22091 | 70441 | 22 | GREENSBURG | SAINT HELENA | LA | LA_70441 | 70441 | Rural Fringe | 1322 | 0.90373
22103 | 70445 | 22 | LACOMBE | SAINT TAMMANY | LA | LA_70445 | 70445 | Suburb Small | 5004 | 0.872
22103 | 70447 | 22 | MADISONVILLE | SAINT TAMMANY | LA | LA_70447 | 70447 | Suburb Small | 3243 | 0.87732
22063 | 70449 | 22 | MAUREPAS | LIVINGSTON | LA | LA_70449 | 70449 | Suburb Large | 679 | 0.95079
22103 | 70452 | 22 | PEARL RIVER | SAINT TAMMANY | LA | LA_70452 | 70452 | Suburb Small | 4002 | 0.89182
22103 | 70458 | 22 | SLIDELL | SAINT TAMMANY | LA | LA_70458 | 70458 | Suburb Small | 10610 | 0.85773
22103 | 70461 | 22 | SLIDELL | SAINT TAMMANY | LA | LA_70461 | 70461 | Suburb Small | 8243 | 0.89889
22063 | 70462 | 22 | SPRINGFIELD | LIVINGSTON | LA | LA_70462 | 70462 | Suburb Large | 1591 | 0.92766
22113 | 70510 | 22 | ABBEVILLE | VERMILION | LA | LA_70510 | 70510 | Town Fringe | 8832 | 0.95332
22099 | 70517 | 22 | BREAUX BRIDGE | SAINT MARTIN | LA | LA_70517 | 70517 | Rural Fringe | 8189 | 0.93637
22055 | 70518 | 22 | BROUSSARD | LAFAYETTE | LA | LA_70518 | 70518 | City Midsize | 3774 | 0.83117
22099 | 70519 | 22 | CADE | SAINT MARTIN | LA | LA_70519 | 70519 | Rural Fringe | -999 | 0.94953
22055 | 70520 | 22 | CARENCRO | LAFAYETTE | LA | LA_70520 | 70520 | City Midsize | 4738 | 0.83742
22099 | 70521 | 22 | CECILIA | SAINT MARTIN | LA | LA_70521 | 70521 | Rural Fringe | -999 | 0.88158
22101 | 70538 | 22 | FRANKLIN | SAINT MARY | LA | LA_70538 | 70538 | Town Fringe | 5506 | 0.95122
22045 | 70552 | 22 | LOREAUVILLE | IBERIA | LA | LA_70552 | 70552 | Town Fringe | 1148 | 0.94904
22055 | 70558 | 22 | MILTON | LAFAYETTE | LA | LA_70558 | 70558 | City Midsize | 0 | 0.77673
22001 | 70559 | 22 | MORSE | ACADIA | LA | LA_70559 | 70559 | Town Fringe | 1069 | 0.95092
22045 | 70560 | 22 | NEW IBERIA | IBERIA | LA | LA_70560 | 70560 | Town Fringe | 12752 | 0.94638
22097 | 70570 | 22 | OPELOUSAS | SAINT LANDRY | LA | LA_70570 | 70570 | Town Fringe | 11891 | 0.94309
22113 | 70575 | 22 | PERRY | VERMILION | LA | LA_70575 | 70575 | Town Fringe | -999 | 0.91545
22097 | 70577 | 22 | PORT BARRE | SAINT LANDRY | LA | LA_70577 | 70577 | Town Fringe | 882 | 0.9461
22099 | 70582 | 22 | SAINT MARTINVILLE | SAINT MARTIN | LA | LA_70582 | 70582 | Rural Fringe | 6289 | 0.94009
22097 | 70584 | 22 | SUNSET | SAINT LANDRY | LA | LA_70584 | 70584 | Town Fringe | 2914 | 0.94664
22039 | 70586 | 22 | VILLE PLATTE | EVANGELINE | LA | LA_70586 | 70586 | Rural Fringe | 7810 | 0.93009
22033 | 70714 | 22 | BAKER | EAST BATON ROUGE | LA | LA_70714 | 70714 | City Midsize | 6215 | 0.81295
22063 | 70726 | 22 | DENHAM SPRINGS | LIVINGSTON | LA | LA_70726 | 70726 | Suburb Large | 13612 | 0.93102
22033 | 70739 | 22 | GREENWELL SPRINGS | EAST BATON ROUGE | LA | LA_70739 | 70739 | City Midsize | 4326 | 0.8213
22005 | 70769 | 22 | PRAIRIEVILLE | ASCENSION | LA | LA_70769 | 70769 | Suburb Large | 12210 | 0.92757
22033 | 70770 | 22 | PRIDE | EAST BATON ROUGE | LA | LA_70770 | 70770 | City Midsize | 919 | 0.83513
22047 | 70772 | 22 | ROSEDALE | IBERVILLE | LA | LA_70772 | 70772 | Rural Fringe | 0 | 0.93617
22005 | 70774 | 22 | SAINT AMANT | ASCENSION | LA | LA_70774 | 70774 | Suburb Large | 2003 | 0.95657
22125 | 70775 | 22 | SAINT FRANCISVILLE | WEST FELICIANA | LA | LA_70775 | 70775 | Rural Fringe | 3652 | 0.90399
22125 | 70787 | 22 | WEYANOKE | WEST FELICIANA | LA | LA_70787 | 70787 | Rural Fringe | 0 | 0.88185
22037 | 70789 | 22 | WILSON | EAST FELICIANA | LA | LA_70789 | 70789 | Rural Fringe | 0 | 0.91391
22033 | 70803 | 22 | BATON ROUGE | EAST BATON ROUGE | LA | LA_70803 | 70803 | City Midsize | 1 | 1
22079 | 71325 | 22 | CHENEYVILLE | RAPIDES | LA | LA_71325 | 71325 | City Small | 520 | 0.84219
22079 | 71328 | 22 | DEVILLE | RAPIDES | LA | LA_71328 | 71328 | City Small | 2488 | 0.8048
22079 | 71330 | 22 | ECHO | RAPIDES | LA | LA_71330 | 71330 | City Small | 0 | 0.83295
22009 | 71331 | 22 | EFFIE | AVOYELLES | LA | LA_71331 | 71331 | Rural Fringe | 190 | 0.93277
22029 | 71334 | 22 | FERRIDAY | CONCORDIA | LA | LA_71334 | 71334 | Town Fringe | 2397 | 0.92607
22059 | 71342 | 22 | JENA | LA SALLE | LA | LA_71342 | 71342 | Rural Fringe | 1689 | 0.8995
22043 | 71467 | 22 | POLLOCK | GRANT | LA | LA_71467 | 71467 | Rural Fringe | 1552 | 0.87653
22001 | 70531 | 22 | EGAN | ACADIA | LA | LA_70531 | 70531 | Town Fringe | 126 | 0.95232
22001 | 70534 | 22 | ESTHERWOOD | ACADIA | LA | LA_70534 | 70534 | Town Fringe | 865 | 0.92932
22001 | 70537 | 22 | EVANGELINE | ACADIA | LA | LA_70537 | 70537 | Town Fringe | 0 | 0.94797
22079 | 71309 | 22 | ALEXANDRIA | RAPIDES | LA | LA_71309 | 71309 | City Small | 290 | 0.83448
22079 | 71485 | 22 | WOODWORTH | RAPIDES | LA | LA_71485 | 71485 | City Small | 430 | 0.80755
28063 | 39069 | 28 | FAYETTE | JEFFERSON | MS | MS_39069 | 39069 | Rural Fringe | 649 | 0.84874
28029 | 39191 | 28 | WESSON | COPIAH | MS | MS_39191 | 39191 | Town Fringe | 1957 | 0.86497
28073 | 39402 | 28 | HATTIESBURG | LAMAR | MS | MS_39402 | 39402 | Rural Fringe | 6926 | 0.854
28091 | 39429 | 28 | COLUMBIA | MARION | MS | MS_39429 | 39429 | Rural Fringe | 5524 | 0.87054
28073 | 39455 | 28 | LUMBERTON | LAMAR | MS | MS_39455 | 39455 | Rural Fringe | 3523 | 0.88021
28111 | 39462 | 28 | NEW AUGUSTA | PERRY | MS | MS_39462 | 39462 | Rural Fringe | 0 | 0.86507
28035 | 39465 | 28 | PETAL | FORREST | MS | MS_39465 | 39465 | Rural Fringe | 6178 | 0.8707
28065 | 39474 | 28 | PRENTISS | JEFFERSON DAVIS | MS | MS_39474 | 39474 | Rural Fringe | 2003 | 0.85975
28091 | 39478 | 28 | SANDY HOOK | MARION | MS | MS_39478 | 39478 | Rural Fringe | 744 | 0.88445
28031 | 39479 | 28 | SEMINARY | COVINGTON | MS | MS_39479 | 39479 | Rural Fringe | 1473 | 0.86326
28067 | 39480 | 28 | SOSO | JONES | MS | MS_39480 | 39480 | Rural Fringe | 1121 | 0.87139
28047 | 39503 | 28 | GULFPORT | HARRISON | MS | MS_39503 | 39503 | Rural Fringe | 14252 | 0.87684
28045 | 39520 | 28 | BAY SAINT LOUIS | HANCOCK | MS | MS_39520 | 39520 | Rural Fringe | 6751 | 0.8855
28045 | 39525 | 28 | DIAMONDHEAD | HANCOCK | MS | MS_39525 | 39525 | Rural Fringe | 2973 | 0.844
28047 | 39531 | 28 | BILOXI | HARRISON | MS | MS_39531 | 39531 | City Small | 4199 | 0.87479
28045 | 39576 | 28 | WAVELAND | HANCOCK | MS | MS_39576 | 39576 | Suburb Midsize | 1036 | 0.9395
28157 | 39631 | 28 | CENTREVILLE | WILKINSON | MS | MS_39631 | 39631 | Rural Fringe | 568 | 0.87125
28091 | 39643 | 28 | KOKOMO | MARION | MS | MS_39643 | 39643 | Rural Fringe | 456 | 0.86982
28037 | 39661 | 28 | ROXIE | FRANKLIN | MS | MS_39661 | 39661 | Rural Fringe | 775 | 0.85507
28113 | 39666 | 28 | SUMMIT | PIKE | MS | MS_39666 | 39666 | Town Fringe | 3219 | 0.87194
28157 | 39669 | 28 | WOODVILLE | WILKINSON | MS | MS_39669 | 39669 | Rural Fringe | 1851 | 0.87032
22043 | 71432 | 22 | GEORGETOWN | GRANT | LA | LA_71432 | 71432 | Rural Fringe | 40 | 0.86925
22087 | 70032 | 22 | ARABI | SAINT BERNARD | LA | LA_70032 | 70032 | Suburb Large | 1790 | 0.94022
22099 | 70339 | 22 | PIERRE PART | SAINT MARTIN | LA | LA_70339 | 70339 | Rural Fringe | 1755 | 0.93531
22007 | 70393 | 22 | PLATTENVILLE | ASSUMPTION | LA | LA_70393 | 70393 | Town Fringe | 0 | 0.94943
22057 | 70394 | 22 | RACELAND | LAFOURCHE | LA | LA_70394 | 70394 | Suburb Midsize | 4503 | 0.95531
22045 | 70528 | 22 | DELCAMBRE | IBERIA | LA | LA_70528 | 70528 | Town Fringe | 164 | 0.93646
22093 | 70723 | 22 | CONVENT | SAINT JAMES | LA | LA_70723 | 70723 | Town Fringe | 27 | 0.94507
22005 | 70725 | 22 | DARROW | ASCENSION | LA | LA_70725 | 70725 | Suburb Large | 635 | 0.94427
22037 | 70730 | 22 | ETHEL | EAST FELICIANA | LA | LA_70730 | 70730 | Rural Fringe | 1240 | 0.92327
22077 | 70732 | 22 | FORDOCHE | POINTE COUPEE | LA | LA_70732 | 70732 | Rural Fringe | 417 | 0.93835
22077 | 70749 | 22 | JARREAU | POINTE COUPEE | LA | LA_70749 | 70749 | Rural Fringe | 1147 | 0.93042
22051 | 70001 | 22 | METAIRIE | JEFFERSON | LA | LA_70001 | 70001 | Suburb Large | 12301 | 0.95098
22051 | 70002 | 22 | METAIRIE | JEFFERSON | LA | LA_70002 | 70002 | Suburb Large | 5235 | 0.97937
22051 | 70003 | 22 | METAIRIE | JEFFERSON | LA | LA_70003 | 70003 | Suburb Large | 15184 | 0.95067
22051 | 70005 | 22 | METAIRIE | JEFFERSON | LA | LA_70005 | 70005 | Suburb Large | 9405 | 0.94333
22051 | 70006 | 22 | METAIRIE | JEFFERSON | LA | LA_70006 | 70006 | Suburb Large | 5259 | 0.98384
22089 | 70030 | 22 | DES ALLEMANDS | SAINT CHARLES | LA | LA_70030 | 70030 | Town Fringe | 307 | 0.93425
22089 | 70031 | 22 | AMA | SAINT CHARLES | LA | LA_70031 | 70031 | Town Fringe | 165 | 0.93394
22051 | 70036 | 22 | BARATARIA | JEFFERSON | LA | LA_70036 | 70036 | Suburb Large | 83 | 0.94563
22075 | 70037 | 22 | BELLE CHASSE | PLAQUEMINES | LA | LA_70037 | 70037 | Rural Fringe | 3212 | 0.93122
22089 | 70039 | 22 | BOUTTE | SAINT CHARLES | LA | LA_70039 | 70039 | Town Fringe | 687 | 0.95345
22075 | 70040 | 22 | BRAITHWAITE | PLAQUEMINES | LA | LA_70040 | 70040 | Rural Fringe | 0 | 0.93888
22075 | 70041 | 22 | BURAS | PLAQUEMINES | LA | LA_70041 | 70041 | Rural Fringe | 56 | 0.91425
22087 | 70043 | 22 | CHALMETTE | SAINT BERNARD | LA | LA_70043 | 70043 | Suburb Large | 6096 | 0.94273
22089 | 70047 | 22 | DESTREHAN | SAINT CHARLES | LA | LA_70047 | 70047 | Town Fringe | 3239 | 0.94204
22095 | 70049 | 22 | EDGARD | ST JOHN THE BAPTIST | LA | LA_70049 | 70049 | Town Fringe | 321 | 0.94351
22095 | 70051 | 22 | GARYVILLE | ST JOHN THE BAPTIST | LA | LA_70051 | 70051 | Town Fringe | 250 | 0.95154
22093 | 70052 | 22 | GRAMERCY | SAINT JAMES | LA | LA_70052 | 70052 | Town Fringe | 1286 | 0.95275
22051 | 70053 | 22 | GRETNA | JEFFERSON | LA | LA_70053 | 70053 | Suburb Large | 5607 | 0.94685
22051 | 70056 | 22 | GRETNA | JEFFERSON | LA | LA_70056 | 70056 | Suburb Large | 10681 | 0.9824
22089 | 70057 | 22 | HAHNVILLE | SAINT CHARLES | LA | LA_70057 | 70057 | Town Fringe | 1101 | 0.95074
22051 | 70058 | 22 | HARVEY | JEFFERSON | LA | LA_70058 | 70058 | Suburb Large | 12540 | 0.95294
22051 | 70062 | 22 | KENNER | JEFFERSON | LA | LA_70062 | 70062 | Suburb Large | 5766 | 0.93149
22051 | 70065 | 22 | KENNER | JEFFERSON | LA | LA_70065 | 70065 | Suburb Large | 14681 | 0.97807
22089 | 70070 | 22 | LULING | SAINT CHARLES | LA | LA_70070 | 70070 | Town Fringe | 4449 | 0.93614
22051 | 70072 | 22 | MARRERO | JEFFERSON | LA | LA_70072 | 70072 | Suburb Large | 17932 | 0.9452
22095 | 70076 | 22 | MOUNT AIRY | ST JOHN THE BAPTIST | LA | LA_70076 | 70076 | Town Fringe | 0 | 0.9252
22089 | 70079 | 22 | NORCO | SAINT CHARLES | LA | LA_70079 | 70079 | Town Fringe | 1452 | 0.94072
22089 | 70080 | 22 | PARADIS | SAINT CHARLES | LA | LA_70080 | 70080 | Town Fringe | 35 | 0.95475
22095 | 70084 | 22 | RESERVE | ST JOHN THE BAPTIST | LA | LA_70084 | 70084 | Town Fringe | 3042 | 0.94032
22093 | 70086 | 22 | SAINT JAMES | SAINT JAMES | LA | LA_70086 | 70086 | Town Fringe | 108 | 0.9519
22089 | 70087 | 22 | SAINT ROSE | SAINT CHARLES | LA | LA_70087 | 70087 | Town Fringe | 2276 | 0.94617
22075 | 70091 | 22 | VENICE | PLAQUEMINES | LA | LA_70091 | 70091 | Rural Fringe | 0 | 0.91924
22087 | 70092 | 22 | VIOLET | SAINT BERNARD | LA | LA_70092 | 70092 | Suburb Large | 1106 | 0.96386
22051 | 70094 | 22 | WESTWEGO | JEFFERSON | LA | LA_70094 | 70094 | Suburb Large | 11787 | 0.94948
22071 | 70112 | 22 | NEW ORLEANS | ORLEANS | LA | LA_70112 | 70112 | City Large | 432 | 0.94907
22071 | 70113 | 22 | NEW ORLEANS | ORLEANS | LA | LA_70113 | 70113 | City Large | 1895 | 0.9657
22071 | 70114 | 22 | NEW ORLEANS | ORLEANS | LA | LA_70114 | 70114 | City Large | 6778 | 0.94821
22071 | 70115 | 22 | NEW ORLEANS | ORLEANS | LA | LA_70115 | 70115 | City Large | 9665 | 0.96244
22071 | 70116 | 22 | NEW ORLEANS | ORLEANS | LA | LA_70116 | 70116 | City Large | 3549 | 0.94336
22071 | 70117 | 22 | NEW ORLEANS | ORLEANS | LA | LA_70117 | 70117 | City Large | 11094 | 0.93798
22071 | 70118 | 22 | NEW ORLEANS | ORLEANS | LA | LA_70118 | 70118 | City Large | 10378 | 0.91424
22071 | 70119 | 22 | NEW ORLEANS | ORLEANS | LA | LA_70119 | 70119 | City Large | 10482 | 0.95888
22071 | 70122 | 22 | NEW ORLEANS | ORLEANS | LA | LA_70122 | 70122 | City Large | 12088 | 0.9756
22051 | 70123 | 22 | NEW ORLEANS | JEFFERSON | LA | LA_70123 | 70123 | Suburb Large | 9491 | 0.8899
22071 | 70125 | 22 | NEW ORLEANS | ORLEANS | LA | LA_70125 | 70125 | City Large | 4745 | 0.96754
22071 | 70127 | 22 | NEW ORLEANS | ORLEANS | LA | LA_70127 | 70127 | City Large | 5963 | 0.98239
22071 | 70128 | 22 | NEW ORLEANS | ORLEANS | LA | LA_70128 | 70128 | City Large | 6292 | 0.98601
22071 | 70130 | 22 | NEW ORLEANS | ORLEANS | LA | LA_70130 | 70130 | City Large | 2152 | 0.95864
22071 | 70131 | 22 | NEW ORLEANS | ORLEANS | LA | LA_70131 | 70131 | City Large | 8615 | 0.91501
22071 | 70146 | 22 | NEW ORLEANS | ORLEANS | LA | LA_70146 | 70146 | City Large | 3 | 1
22071 | 70148 | 22 | NEW ORLEANS | ORLEANS | LA | LA_70148 | 70148 | City Large | 752 | 0.93955
22071 | 70166 | 22 | NEW ORLEANS | ORLEANS | LA | LA_70166 | 70166 | City Large | 0 | 0.94573
22057 | 70310 | 22 | THIBODAUX | LAFOURCHE | LA | LA_70310 | 70310 | Suburb Midsize | 286 | 0.95855
22007 | 70341 | 22 | BELLE ROSE | ASSUMPTION | LA | LA_70341 | 70341 | Town Fringe | 1035 | 0.95358
22057 | 70343 | 22 | BOURG | LAFOURCHE | LA | LA_70343 | 70343 | Suburb Midsize | 1127 | 0.95548
22077 | 70759 | 22 | MORGANZA | POINTE COUPEE | LA | LA_70759 | 70759 | Rural Fringe | 467 | 0.93494
22005 | 70346 | 22 | DONALDSONVILLE | ASCENSION | LA | LA_70346 | 70346 | Suburb Large | 2939 | 0.95169
22057 | 70355 | 22 | GHEENS | LAFOURCHE | LA | LA_70355 | 70355 | Suburb Midsize | 23 | 0.95263
22057 | 70357 | 22 | GOLDEN MEADOW | LAFOURCHE | LA | LA_70357 | 70357 | Suburb Midsize | 1940 | 0.94402
22051 | 70358 | 22 | GRAND ISLE | JEFFERSON | LA | LA_70358 | 70358 | Suburb Large | 0 | 0.94725
22057 | 70359 | 22 | GRAY | LAFOURCHE | LA | LA_70359 | 70359 | Suburb Midsize | 1988 | 0.95616
22093 | 70763 | 22 | PAULINA | SAINT JAMES | LA | LA_70763 | 70763 | Town Fringe | 681 | 0.94002
22047 | 70764 | 22 | PLAQUEMINE | IBERVILLE | LA | LA_70764 | 70764 | Rural Fringe | 4908 | 0.93972
22109 | 70360 | 22 | HOUMA | TERREBONNE | LA | LA_70360 | 70360 | City Small | 4109 | 0.8473
22109 | 70363 | 22 | HOUMA | TERREBONNE | LA | LA_70363 | 70363 | City Small | 5213 | 0.8522
22109 | 70364 | 22 | HOUMA | TERREBONNE | LA | LA_70364 | 70364 | City Small | 8002 | 0.84868
22007 | 70372 | 22 | LABADIEVILLE | ASSUMPTION | LA | LA_70372 | 70372 | Town Fringe | 0 | 0.95625
22057 | 70373 | 22 | LAROSE | LAFOURCHE | LA | LA_70373 | 70373 | Suburb Midsize | 2245 | 0.94717
22057 | 70374 | 22 | LOCKPORT | LAFOURCHE | LA | LA_70374 | 70374 | Suburb Midsize | 1548 | 0.95824
22007 | 70390 | 22 | NAPOLEONVILLE | ASSUMPTION | LA | LA_70390 | 70390 | Town Fringe | 2946 | 0.95165
22109 | 70395 | 22 | SCHRIEVER | TERREBONNE | LA | LA_70395 | 70395 | City Small | 3149 | 0.85538
22105 | 70443 | 22 | INDEPENDENCE | TANGIPAHOA | LA | LA_70443 | 70443 | Rural Fringe | 2700 | 0.91479
22117 | 70450 | 22 | MOUNT HERMON | WASHINGTON | LA | LA_70450 | 70450 | Rural Fringe | 826 | 0.91347
22047 | 70780 | 22 | SUNSHINE | IBERVILLE | LA | LA_70780 | 70780 | Rural Fringe | 355 | 0.91935
22103 | 70460 | 22 | SLIDELL | SAINT TAMMANY | LA | LA_70460 | 70460 | Suburb Small | 5762 | 0.85319
22105 | 70465 | 22 | TANGIPAHOA | TANGIPAHOA | LA | LA_70465 | 70465 | Rural Fringe | 0 | 0.91802
22055 | 70501 | 22 | LAFAYETTE | LAFAYETTE | LA | LA_70501 | 70501 | City Midsize | 8277 | 0.80744
22055 | 70503 | 22 | LAFAYETTE | LAFAYETTE | LA | LA_70503 | 70503 | City Midsize | 7964 | 0.80502
22055 | 70506 | 22 | LAFAYETTE | LAFAYETTE | LA | LA_70506 | 70506 | City Midsize | 9623 | 0.82379
22055 | 70507 | 22 | LAFAYETTE | LAFAYETTE | LA | LA_70507 | 70507 | City Midsize | 4079 | 0.81717
22055 | 70508 | 22 | LAFAYETTE | LAFAYETTE | LA | LA_70508 | 70508 | City Midsize | 7763 | 0.80994
22097 | 70512 | 22 | ARNAUDVILLE | SAINT LANDRY | LA | LA_70512 | 70512 | Town Fringe | 2925 | 0.94856
22101 | 70514 | 22 | BALDWIN | SAINT MARY | LA | LA_70514 | 70514 | Town Fringe | 0 | 0.94536
22001 | 70516 | 22 | BRANCH | ACADIA | LA | LA_70516 | 70516 | Town Fringe | 534 | 0.95197
22001 | 70525 | 22 | CHURCH POINT | ACADIA | LA | LA_70525 | 70525 | Town Fringe | 3819 | 0.94854
22001 | 70526 | 22 | CROWLEY | ACADIA | LA | LA_70526 | 70526 | Town Fringe | 6668 | 0.95198
22055 | 70529 | 22 | DUSON | LAFAYETTE | LA | LA_70529 | 70529 | City Midsize | 2764 | 0.84433
22113 | 70533 | 22 | ERATH | VERMILION | LA | LA_70533 | 70533 | Town Fringe | 2440 | 0.95148
22001 | 70535 | 22 | EUNICE | ACADIA | LA | LA_70535 | 70535 | Town Fringe | 5875 | 0.94891
22045 | 70544 | 22 | JEANERETTE | IBERIA | LA | LA_70544 | 70544 | Town Fringe | 2014 | 0.94644
22113 | 70548 | 22 | KAPLAN | VERMILION | LA | LA_70548 | 70548 | Town Fringe | 4235 | 0.95606
22039 | 70554 | 22 | MAMOU | EVANGELINE | LA | LA_70554 | 70554 | Rural Fringe | 1717 | 0.93693
22113 | 70555 | 22 | MAURICE | VERMILION | LA | LA_70555 | 70555 | Town Fringe | 1721 | 0.95338
22045 | 70563 | 22 | NEW IBERIA | IBERIA | LA | LA_70563 | 70563 | Town Fringe | 5847 | 0.93807
22001 | 70578 | 22 | RAYNE | ACADIA | LA | LA_70578 | 70578 | Town Fringe | 6415 | 0.9513
22055 | 70583 | 22 | SCOTT | LAFAYETTE | LA | LA_70583 | 70583 | City Midsize | 4021 | 0.83644
22033 | 70801 | 22 | BATON ROUGE | EAST BATON ROUGE | LA | LA_70801 | 70801 | City Midsize | 11 | 0.81818
22097 | 70589 | 22 | WASHINGTON | SAINT LANDRY | LA | LA_70589 | 70589 | Town Fringe | 901 | 0.94711
22055 | 70592 | 22 | YOUNGSVILLE | LAFAYETTE | LA | LA_70592 | 70592 | City Midsize | 6340 | 0.83305
22033 | 70812 | 22 | BATON ROUGE | EAST BATON ROUGE | LA | LA_70812 | 70812 | City Midsize | 3719 | 0.86744
22033 | 70818 | 22 | BATON ROUGE | EAST BATON ROUGE | LA | LA_70818 | 70818 | City Midsize | 1988 | 0.80129
22063 | 70706 | 22 | DENHAM SPRINGS | LIVINGSTON | LA | LA_70706 | 70706 | Suburb Large | 5741 | 0.93223
22121 | 70719 | 22 | BRUSLY | WEST BATON ROUGE | LA | LA_70719 | 70719 | Town Fringe | 666 | 0.94469
22047 | 70721 | 22 | CARVILLE | IBERVILLE | LA | LA_70721 | 70721 | Rural Fringe | 260 | 0.91196
22121 | 70729 | 22 | ERWINVILLE | WEST BATON ROUGE | LA | LA_70729 | 70729 | Town Fringe | 85 | 0.94047
22005 | 70734 | 22 | GEISMAR | ASCENSION | LA | LA_70734 | 70734 | Suburb Large | 1957 | 0.94054
22005 | 70737 | 22 | GONZALES | ASCENSION | LA | LA_70737 | 70737 | Suburb Large | 10179 | 0.92089
22093 | 70743 | 22 | HESTER | SAINT JAMES | LA | LA_70743 | 70743 | Town Fringe | 0 | 0.94891
22063 | 70744 | 22 | HOLDEN | LIVINGSTON | LA | LA_70744 | 70744 | Suburb Large | 1715 | 0.92726
22077 | 70753 | 22 | LETTSWORTH | POINTE COUPEE | LA | LA_70753 | 70753 | Rural Fringe | 0 | 0.93337
22077 | 70762 | 22 | OSCAR | POINTE COUPEE | LA | LA_70762 | 70762 | Rural Fringe | 334 | 0.93634
22047 | 70776 | 22 | SAINT GABRIEL | IBERVILLE | LA | LA_70776 | 70776 | Rural Fringe | 676 | 0.93193
22037 | 70777 | 22 | SLAUGHTER | EAST FELICIANA | LA | LA_70777 | 70777 | Rural Fringe | 1201 | 0.92813
22005 | 70778 | 22 | SORRENTO | ASCENSION | LA | LA_70778 | 70778 | Suburb Large | 1877 | 0.95898
22047 | 70788 | 22 | WHITE CASTLE | IBERVILLE | LA | LA_70788 | 70788 | Rural Fringe | 526 | 0.94134
22033 | 70808 | 22 | BATON ROUGE | EAST BATON ROUGE | LA | LA_70808 | 70808 | City Midsize | 9615 | 0.81414
22009 | 71333 | 22 | EVERGREEN | AVOYELLES | LA | LA_71333 | 71333 | Rural Fringe | 829 | 0.93893
22033 | 70814 | 22 | BATON ROUGE | EAST BATON ROUGE | LA | LA_70814 | 70814 | City Midsize | 4928 | 0.93953
22033 | 70820 | 22 | BATON ROUGE | EAST BATON ROUGE | LA | LA_70820 | 70820 | City Midsize | 2306 | 0.82498
22079 | 71301 | 22 | ALEXANDRIA | RAPIDES | LA | LA_71301 | 71301 | City Small | 6940 | 0.82653
22079 | 71302 | 22 | ALEXANDRIA | RAPIDES | LA | LA_71302 | 71302 | City Small | 4469 | 0.83099
22079 | 71303 | 22 | ALEXANDRIA | RAPIDES | LA | LA_71303 | 71303 | City Small | 4364 | 0.82705
22029 | 71316 | 22 | ACME | CONCORDIA | LA | LA_71316 | 71316 | Town Fringe | 0 | 0.94116
22009 | 71322 | 22 | BUNKIE | AVOYELLES | LA | LA_71322 | 71322 | Rural Fringe | 3095 | 0.93879
22009 | 71323 | 22 | CENTER POINT | AVOYELLES | LA | LA_71323 | 71323 | Rural Fringe | 0 | 0.89969
22009 | 71327 | 22 | COTTONPORT | AVOYELLES | LA | LA_71327 | 71327 | Rural Fringe | 1147 | 0.93773
22009 | 71341 | 22 | HESSMER | AVOYELLES | LA | LA_71341 | 71341 | Rural Fringe | 1041 | 0.93497
22025 | 71343 | 22 | JONESVILLE | CATAHOULA | LA | LA_71343 | 71343 | Rural Fringe | 2071 | 0.92055
22097 | 71345 | 22 | LEBEAU | SAINT LANDRY | LA | LA_71345 | 71345 | Town Fringe | 392 | 0.92123
22079 | 71346 | 22 | LECOMPTE | RAPIDES | LA | LA_71346 | 71346 | City Small | 565 | 0.83892
22009 | 71350 | 22 | MANSURA | AVOYELLES | LA | LA_71350 | 71350 | Rural Fringe | 1620 | 0.93445
22009 | 71351 | 22 | MARKSVILLE | AVOYELLES | LA | LA_71351 | 71351 | Rural Fringe | 3211 | 0.93055
22009 | 71355 | 22 | MOREAUVILLE | AVOYELLES | LA | LA_71355 | 71355 | Rural Fringe | 801 | 0.93735
22097 | 71356 | 22 | MORROW | SAINT LANDRY | LA | LA_71356 | 71356 | Town Fringe | 163 | 0.94838
22079 | 71360 | 22 | PINEVILLE | RAPIDES | LA | LA_71360 | 71360 | City Small | 8625 | 0.78716
22009 | 71362 | 22 | PLAUCHEVILLE | AVOYELLES | LA | LA_71362 | 71362 | Rural Fringe | 1175 | 0.93844
22039 | 71367 | 22 | SAINT LANDRY | EVANGELINE | LA | LA_71367 | 71367 | Rural Fringe | 612 | 0.9314
22009 | 71369 | 22 | SIMMESPORT | AVOYELLES | LA | LA_71369 | 71369 | Rural Fringe | 561 | 0.93527
22059 | 71371 | 22 | TROUT | LA SALLE | LA | LA_71371 | 71371 | Rural Fringe | 549 | 0.8862
22029 | 71373 | 22 | VIDALIA | CONCORDIA | LA | LA_71373 | 71373 | Town Fringe | 3091 | 0.93388
22079 | 71405 | 22 | BALL | RAPIDES | LA | LA_71405 | 71405 | City Small | 599 | 0.76759
46009 | 57315 | 46 | AVON | BON HOMME | SD | SD_57315 | 57315 | Rural Fringe | 841 | 0.77862
46015 | 57325 | 46 | CHAMBERLAIN | BRULE | SD | SD_57325 | 57325 | Rural Fringe | 1261 | 0.76754
46043 | 57328 | 46 | CORSICA | DOUGLAS | SD | SD_57328 | 57328 | Rural Fringe | 928 | 0.77673
46023 | 57329 | 46 | DANTE | CHARLES MIX | SD | SD_57329 | 57329 | Rural Fringe | 547 | 0.78284
46023 | 57369 | 46 | PLATTE | CHARLES MIX | SD | SD_57369 | 57369 | Rural Fringe | 1241 | 0.77425
46023 | 57380 | 46 | WAGNER | CHARLES MIX | SD | SD_57380 | 57380 | Rural Fringe | 1229 | 0.77961
46053 | 57523 | 46 | BURKE | GREGORY | SD | SD_57523 | 57523 | Rural Fringe | 604 | 0.7738
46123 | 57534 | 46 | HAMILL | TRIPP | SD | SD_57534 | 57534 | Town Fringe | 268 | 0.95106
46123 | 57580 | 46 | WINNER | TRIPP | SD | SD_57580 | 57580 | Town Fringe | 1968 | 0.95321
31149 | 68714 | 31 | BASSETT | ROCK | NE | NE_68714 | 68714 | Rural Fringe | 516 | 0.79178
31015 | 68755 | 31 | NAPER | BOYD | NE | NE_68755 | 68755 | Rural Fringe | 291 | 0.78082
31107 | 68760 | 31 | NIOBRARA | KNOX | NE | NE_68760 | 68760 | Rural Fringe | 550 | 0.77273
31089 | 68763 | 31 | ONEILL | HOLT | NE | NE_68763 | 68763 | Town Fringe | 2355 | 0.95859
31103 | 68778 | 31 | SPRINGVIEW | KEYA PAHA | NE | NE_68778 | 68778 | Rural Fringe | 307 | 0.7784
31079 | 68803 | 31 | GRAND ISLAND | HALL | NE | NE_68803 | 68803 | Town Fringe | 7850 | 0.96679
31081 | 68818 | 31 | AURORA | HAMILTON | NE | NE_68818 | 68818 | Town Fringe | 2301 | 0.97373
31071 | 68823 | 31 | BURWELL | GARFIELD | NE | NE_68823 | 68823 | Rural Fringe | 1010 | 0.79582
31019 | 68845 | 31 | KEARNEY | BUFFALO | NE | NE_68845 | 68845 | Town Fringe | 5156 | 0.97168
31081 | 68846 | 31 | HORDVILLE | HAMILTON | NE | NE_68846 | 68846 | Town Fringe | 37 | 0.97227
31019 | 68861 | 31 | ODESSA | BUFFALO | NE | NE_68861 | 68861 | Town Fringe | 0 | 0.96922
31115 | 68879 | 31 | TAYLOR | LOUP | NE | NE_68879 | 68879 | Rural Fringe | 191 | 0.79712
31041 | 68881 | 31 | WESTERVILLE | CUSTER | NE | NE_68881 | 68881 | Rural Fringe | 5 | 0.79682
31099 | 68924 | 31 | AXTELL | KEARNEY | NE | NE_68924 | 68924 | Rural Fringe | 275 | 0.8067
31137 | 68949 | 31 | HOLDREGE | PHELPS | NE | NE_68949 | 68949 | Rural Fringe | 2293 | 0.80666
31099 | 68959 | 31 | MINDEN | KEARNEY | NE | NE_68959 | 68959 | Town Fringe | 1935 | 0.97895
31083 | 68969 | 31 | RAGAN | HARLAN | NE | NE_68969 | 68969 | Rural Fringe | 0 | 0.7625
31063 | 69022 | 31 | CAMBRIDGE | FRONTIER | NE | NE_69022 | 69022 | Rural Fringe | 453 | 0.80873
31113 | 69163 | 31 | STAPLETON | LOGAN | NE | NE_69163 | 69163 | Rural Fringe | 557 | 0.80304
31017 | 69210 | 31 | AINSWORTH | BROWN | NE | NE_69210 | 69210 | Rural Fringe | 1274 | 0.79151
31017 | 69214 | 31 | JOHNSTOWN | BROWN | NE | NE_69214 | 69214 | Rural Fringe | 0 | 0.78018
46053 | 57571 | 46 | SAINT CHARLES | GREGORY | SD | SD_57571 | 57571 | Rural Fringe | 53 | 0.77437
46009 | 57062 | 46 | SPRINGFIELD | BON HOMME | SD | SD_57062 | 57062 | Rural Fringe | 539 | 0.77375
46043 | 57313 | 46 | ARMOUR | DOUGLAS | SD | SD_57313 | 57313 | Rural Fringe | 926 | 0.77711
46053 | 57317 | 46 | BONESTEEL | GREGORY | SD | SD_57317 | 57317 | Rural Fringe | 268 | 0.77005
46043 | 57330 | 46 | DELMONT | DOUGLAS | SD | SD_57330 | 57330 | Rural Fringe | 797 | 0.77788
46067 | 57331 | 46 | DIMOCK | HUTCHINSON | SD | SD_57331 | 57331 | Rural Fringe | 672 | 0.77645
46035 | 57334 | 46 | ETHAN | DAVISON | SD | SD_57334 | 57334 | Rural Fringe | 771 | 0.77562
46053 | 57335 | 46 | FAIRFAX | GREGORY | SD | SD_57335 | 57335 | Rural Fringe | 241 | 0.76462
46017 | 57341 | 46 | GANN VALLEY | BUFFALO | SD | SD_57341 | 57341 | Rural Fringe | 223 | 0.77551
46023 | 57342 | 46 | GEDDES | CHARLES MIX | SD | SD_57342 | 57342 | Rural Fringe | 814 | 0.77353
46043 | 57344 | 46 | HARRISON | DOUGLAS | SD | SD_57344 | 57344 | Rural Fringe | 865 | 0.77782
46015 | 57355 | 46 | KIMBALL | BRULE | SD | SD_57355 | 57355 | Rural Fringe | 1230 | 0.77521
46023 | 57356 | 46 | LAKE ANDES | CHARLES MIX | SD | SD_57356 | 57356 | Rural Fringe | 843 | 0.77209
46035 | 57363 | 46 | MOUNT VERNON | DAVISON | SD | SD_57363 | 57363 | Rural Fringe | 931 | 0.77424
46043 | 57364 | 46 | NEW HOLLAND | DOUGLAS | SD | SD_57364 | 57364 | Rural Fringe | 807 | 0.77482
46067 | 57366 | 46 | PARKSTON | HUTCHINSON | SD | SD_57366 | 57366 | Rural Fringe | 1020 | 0.77658
46015 | 57370 | 46 | PUKWANA | BRULE | SD | SD_57370 | 57370 | Rural Fringe | 901 | 0.77366
46003 | 57375 | 46 | STICKNEY | AURORA | SD | SD_57375 | 57375 | Rural Fringe | 922 | 0.77569
46067 | 57376 | 46 | TRIPP | HUTCHINSON | SD | SD_57376 | 57376 | Rural Fringe | 752 | 0.77689
46003 | 57383 | 46 | WHITE LAKE | AURORA | SD | SD_57383 | 57383 | Rural Fringe | 1266 | 0.77459
46123 | 57528 | 46 | COLOME | TRIPP | SD | SD_57528 | 57528 | Rural Fringe | 136 | 0.77991
46123 | 57529 | 46 | DALLAS | TRIPP | SD | SD_57529 | 57529 | Rural Fringe | 251 | 0.78005
46053 | 57533 | 46 | GREGORY | GREGORY | SD | SD_57533 | 57533 | Rural Fringe | 606 | 0.77726
46053 | 57538 | 46 | HERRICK | GREGORY | SD | SD_57538 | 57538 | Rural Fringe | 168 | 0.77049
46121 | 57555 | 46 | MISSION | TODD | SD | SD_57555 | 57555 | Rural Fringe | 501 | 0.78394
46085 | 57569 | 46 | RELIANCE | LYMAN | SD | SD_57569 | 57569 | Rural Fringe | 278 | 0.77424
31035 | 68452 | 31 | ONG | CLAY | NE | NE_68452 | 68452 | Rural Fringe | 0 | 0.805
31107 | 68724 | 31 | CENTER | KNOX | NE | NE_68724 | 68724 | Rural Fringe | 60 | 0.77538
31089 | 68742 | 31 | INMAN | HOLT | NE | NE_68742 | 68742 | Rural Fringe | 275 | 0.79114
31185 | 68319 | 31 | BRADSHAW | YORK | NE | NE_68319 | 68319 | Rural Fringe | 146 | 0.80099
31185 | 68371 | 31 | HENDERSON | YORK | NE | NE_68371 | 68371 | Rural Fringe | 213 | 0.80106
31011 | 68620 | 31 | ALBION | BOONE | NE | NE_68620 | 68620 | Rural Fringe | 1251 | 0.79407
31183 | 68622 | 31 | BARTLETT | WHEELER | NE | NE_68622 | 68622 | Rural Fringe | 275 | 0.79597
31125 | 68623 | 31 | BELGRADE | NANCE | NE | NE_68623 | 68623 | Rural Fringe | 160 | 0.79428
31011 | 68627 | 31 | CEDAR RAPIDS | BOONE | NE | NE_68627 | 68627 | Rural Fringe | 248 | 0.79624
31121 | 68628 | 31 | CLARKS | MERRICK | NE | NE_68628 | 68628 | Town Fringe | 407 | 0.96807
31003 | 68636 | 31 | ELGIN | ANTELOPE | NE | NE_68636 | 68636 | Rural Fringe | 587 | 0.79128
31183 | 68637 | 31 | ERICSON | WHEELER | NE | NE_68637 | 68637 | Rural Fringe | 120 | 0.79682
31125 | 68638 | 31 | FULLERTON | NANCE | NE | NE_68638 | 68638 | Rural Fringe | 497 | 0.79411
31125 | 68640 | 31 | GENOA | NANCE | NE | NE_68640 | 68640 | Rural Fringe | 428 | 0.79392
31011 | 68652 | 31 | PETERSBURG | BOONE | NE | NE_68652 | 68652 | Rural Fringe | 252 | 0.79387
31143 | 68654 | 31 | POLK | POLK | NE | NE_68654 | 68654 | Rural Fringe | 197 | 0.79919
31011 | 68655 | 31 | PRIMROSE | BOONE | NE | NE_68655 | 68655 | Rural Fringe | 48 | 0.79162
31011 | 68660 | 31 | SAINT EDWARD | BOONE | NE | NE_68660 | 68660 | Rural Fringe | 254 | 0.79451
31077 | 68665 | 31 | SPALDING | GREELEY | NE | NE_68665 | 68665 | Rural Fringe | 247 | 0.7943
31089 | 68711 | 31 | AMELIA | HOLT | NE | NE_68711 | 68711 | Rural Fringe | 199 | 0.79774
31089 | 68713 | 31 | ATKINSON | HOLT | NE | NE_68713 | 68713 | Rural Fringe | 896 | 0.78836
31015 | 68719 | 31 | BRISTOW | BOYD | NE | NE_68719 | 68719 | Rural Fringe | 185 | 0.77491
31003 | 68720 | 31 | BRUNSWICK | ANTELOPE | NE | NE_68720 | 68720 | Rural Fringe | 101 | 0.78589
31015 | 68722 | 31 | BUTTE | BOYD | NE | NE_68722 | 68722 | Rural Fringe | 305 | 0.77961
31089 | 68725 | 31 | CHAMBERS | HOLT | NE | NE_68725 | 68725 | Rural Fringe | 209 | 0.79317
31003 | 68726 | 31 | CLEARWATER | ANTELOPE | NE | NE_68726 | 68726 | Rural Fringe | 293 | 0.78888
31107 | 68729 | 31 | CREIGHTON | KNOX | NE | NE_68729 | 68729 | Rural Fringe | 469 | 0.78486
31089 | 68734 | 31 | EMMET | HOLT | NE | NE_68734 | 68734 | Rural Fringe | 235 | 0.79272
31121 | 68816 | 31 | ARCHER | MERRICK | NE | NE_68816 | 68816 | Town Fringe | 108 | 0.972
31089 | 68735 | 31 | EWING | HOLT | NE | NE_68735 | 68735 | Rural Fringe | 371 | 0.79245
31015 | 68746 | 31 | LYNCH | BOYD | NE | NE_68746 | 68746 | Rural Fringe | 245 | 0.77656
31003 | 68756 | 31 | NELIGH | ANTELOPE | NE | NE_68756 | 68756 | Rural Fringe | 945 | 0.78782
31119 | 68758 | 31 | NEWMAN GROVE | MADISON | NE | NE_68758 | 68758 | Rural Fringe | 382 | 0.79261
31149 | 68759 | 31 | NEWPORT | ROCK | NE | NE_68759 | 68759 | Rural Fringe | 130 | 0.78761
31003 | 68761 | 31 | OAKDALE | ANTELOPE | NE | NE_68761 | 68761 | Rural Fringe | 97 | 0.78845
31003 | 68764 | 31 | ORCHARD | ANTELOPE | NE | NE_68764 | 68764 | Rural Fringe | 292 | 0.78582
31089 | 68766 | 31 | PAGE | HOLT | NE | NE_68766 | 68766 | Town Fringe | 158 | 0.95872
31139 | 68769 | 31 | PLAINVIEW | PIERCE | NE | NE_68769 | 68769 | Rural Fringe | 422 | 0.78642
31003 | 68773 | 31 | ROYAL | ANTELOPE | NE | NE_68773 | 68773 | Rural Fringe | 91 | 0.78435
31015 | 68777 | 31 | SPENCER | BOYD | NE | NE_68777 | 68777 | Rural Fringe | 281 | 0.77995
31089 | 68780 | 31 | STUART | HOLT | NE | NE_68780 | 68780 | Rural Fringe | 258 | 0.78644
31003 | 68781 | 31 | TILDEN | ANTELOPE | NE | NE_68781 | 68781 | Rural Fringe | 400 | 0.79027
31107 | 68783 | 31 | VERDIGRE | KNOX | NE | NE_68783 | 68783 | Rural Fringe | 595 | 0.77859
31107 | 68789 | 31 | WINNETOON | KNOX | NE | NE_68789 | 68789 | Rural Fringe | 112 | 0.78073
31111 | 69151 | 31 | MAXWELL | LINCOLN | NE | NE_69151 | 69151 | Rural Fringe | 29 | 0.79543
31047 | 69171 | 31 | WILLOW ISLAND | DAWSON | NE | NE_69171 | 69171 | Town Fringe | 0 | 0.97095
31079 | 68801 | 31 | GRAND ISLAND | HALL | NE | NE_68801 | 68801 | Town Fringe | 9071 | 0.96722
31079 | 68810 | 31 | ALDA | HALL | NE | NE_68810 | 68810 | Town Fringe | 293 | 0.96555
31019 | 68812 | 31 | AMHERST | BUFFALO | NE | NE_68812 | 68812 | Rural Fringe | 447 | 0.80248
31041 | 68813 | 31 | ANSELMO | CUSTER | NE | NE_68813 | 68813 | Rural Fringe | 365 | 0.79952
31041 | 68814 | 31 | ANSLEY | CUSTER | NE | NE_68814 | 68814 | Rural Fringe | 245 | 0.7993
31175 | 68815 | 31 | ARCADIA | VALLEY | NE | NE_68815 | 68815 | Rural Fringe | 213 | 0.79842
31163 | 68817 | 31 | ASHTON | SHERMAN | NE | NE_68817 | 68817 | Rural Fringe | 229 | 0.7969
31093 | 68820 | 31 | BOELUS | HOWARD | NE | NE_68820 | 68820 | Rural Fringe | 221 | 0.79637
31009 | 68821 | 31 | BREWSTER | BLAINE | NE | NE_68821 | 68821 | Rural Fringe | 32 | 0.79874
31041 | 68822 | 31 | BROKEN BOW | CUSTER | NE | NE_68822 | 68822 | Town Fringe | 2282 | 0.9706
31079 | 68824 | 31 | CAIRO | HALL | NE | NE_68824 | 68824 | Rural Fringe | 242 | 0.79981
31041 | 68825 | 31 | CALLAWAY | CUSTER | NE | NE_68825 | 68825 | Rural Fringe | 243 | 0.80066
31121 | 68826 | 31 | CENTRAL CITY | MERRICK | NE | NE_68826 | 68826 | Town Fringe | 1870 | 0.9704
31121 | 68827 | 31 | CHAPMAN | MERRICK | NE | NE_68827 | 68827 | Town Fringe | 304 | 0.97262
31041 | 68828 | 31 | COMSTOCK | CUSTER | NE | NE_68828 | 68828 | Rural Fringe | 120 | 0.7951
31093 | 68831 | 31 | DANNEBROG | HOWARD | NE | NE_68831 | 68831 | Rural Fringe | 255 | 0.7954
31079 | 68832 | 31 | DONIPHAN | HALL | NE | NE_68832 | 68832 | Town Fringe | 685 | 0.97433
31009 | 68833 | 31 | DUNNING | BLAINE | NE | NE_68833 | 68833 | Rural Fringe | 196 | 0.80093
31047 | 68834 | 31 | EDDYVILLE | DAWSON | NE | NE_68834 | 68834 | Rural Fringe | 125 | 0.80379
31093 | 68835 | 31 | ELBA | HOWARD | NE | NE_68835 | 68835 | Rural Fringe | 389 | 0.79613
31019 | 68836 | 31 | ELM CREEK | BUFFALO | NE | NE_68836 | 68836 | Rural Fringe | 507 | 0.80284
31175 | 68837 | 31 | ELYRIA | VALLEY | NE | NE_68837 | 68837 | Rural Fringe | 45 | 0.78953
31093 | 68838 | 31 | FARWELL | HOWARD | NE | NE_68838 | 68838 | Rural Fringe | 275 | 0.79775
31019 | 68840 | 31 | GIBBON | BUFFALO | NE | NE_68840 | 68840 | Rural Fringe | 736 | 0.80209
31081 | 68841 | 31 | GILTNER | HAMILTON | NE | NE_68841 | 68841 | Rural Fringe | 129 | 0.80367
31077 | 68842 | 31 | GREELEY | GREELEY | NE | NE_68842 | 68842 | Rural Fringe | 270 | 0.79605
31081 | 68843 | 31 | HAMPTON | HAMILTON | NE | NE_68843 | 68843 | Rural Fringe | 206 | 0.80066
31163 | 68844 | 31 | HAZARD | SHERMAN | NE | NE_68844 | 68844 | Rural Fringe | 10 | 0.79775
31019 | 68847 | 31 | KEARNEY | BUFFALO | NE | NE_68847 | 68847 | Town Fringe | 5761 | 0.9713
31163 | 68852 | 31 | LITCHFIELD | SHERMAN | NE | NE_68852 | 68852 | Rural Fringe | 263 | 0.8005
31163 | 68853 | 31 | LOUP CITY | SHERMAN | NE | NE_68853 | 68853 | Rural Fringe | 409 | 0.79699
31081 | 68854 | 31 | MARQUETTE | HAMILTON | NE | NE_68854 | 68854 | Town Fringe | 188 | 0.97217
31041 | 68855 | 31 | MASON CITY | CUSTER | NE | NE_68855 | 68855 | Rural Fringe | 198 | 0.79937
31041 | 68856 | 31 | MERNA | CUSTER | NE | NE_68856 | 68856 | Rural Fringe | 107 | 0.79512
31019 | 68858 | 31 | MILLER | BUFFALO | NE | NE_68858 | 68858 | Rural Fringe | 109 | 0.80008
31175 | 68859 | 31 | NORTH LOUP | VALLEY | NE | NE_68859 | 68859 | Rural Fringe | 123 | 0.79698
31175 | 68862 | 31 | ORD | VALLEY | NE | NE_68862 | 68862 | Rural Fringe | 1284 | 0.79581
31047 | 68863 | 31 | OVERTON | DAWSON | NE | NE_68863 | 68863 | Rural Fringe | 228 | 0.80431
31121 | 68864 | 31 | PALMER | MERRICK | NE | NE_68864 | 68864 | Rural Fringe | 525 | 0.79703
31081 | 68865 | 31 | PHILLIPS | HAMILTON | NE | NE_68865 | 68865 | Town Fringe | 142 | 0.97258
31019 | 68866 | 31 | PLEASANTON | BUFFALO | NE | NE_68866 | 68866 | Rural Fringe | 298 | 0.80308
31019 | 68869 | 31 | RAVENNA | BUFFALO | NE | NE_68869 | 68869 | Rural Fringe | 529 | 0.80105
31019 | 68870 | 31 | RIVERDALE | BUFFALO | NE | NE_68870 | 68870 | Rural Fringe | 116 | 0.80281
31163 | 68871 | 31 | ROCKVILLE | SHERMAN | NE | NE_68871 | 68871 | Rural Fringe | 84 | 0.79749
31093 | 68872 | 31 | SAINT LIBORY | HOWARD | NE | NE_68872 | 68872 | Town Fringe | 189 | 0.97255
31093 | 68873 | 31 | SAINT PAUL | HOWARD | NE | NE_68873 | 68873 | Rural Fringe | 584 | 0.79629
31041 | 68874 | 31 | SARGENT | CUSTER | NE | NE_68874 | 68874 | Rural Fringe | 254 | 0.79452
31077 | 68875 | 31 | SCOTIA | GREELEY | NE | NE_68875 | 68875 | Rural Fringe | 259 | 0.79819
31019 | 68876 | 31 | SHELTON | BUFFALO | NE | NE_68876 | 68876 | Rural Fringe | 385 | 0.80138
31047 | 68878 | 31 | SUMNER | DAWSON | NE | NE_68878 | 68878 | Rural Fringe | 130 | 0.80352
31077 | 68882 | 31 | WOLBACH | GREELEY | NE | NE_68882 | 68882 | Rural Fringe | 242 | 0.79686
31079 | 68883 | 31 | WOOD RIVER | HALL | NE | NE_68883 | 68883 | Rural Fringe | 719 | 0.80025
31001 | 68901 | 31 | HASTINGS | ADAMS | NE | NE_68901 | 68901 | Town Fringe | 9246 | 0.97267
31137 | 68923 | 31 | ATLANTA | PHELPS | NE | NE_68923 | 68923 | Town Fringe | -999 | 0.97029
31001 | 68925 | 31 | AYR | ADAMS | NE | NE_68925 | 68925 | Rural Fringe | 68 | 0.80481
31137 | 68927 | 31 | BERTRAND | PHELPS | NE | NE_68927 | 68927 | Rural Fringe | 190 | 0.80809
31181 | 68932 | 31 | CAMPBELL | WEBSTER | NE | NE_68932 | 68932 | Rural Fringe | 160 | 0.80917
31035 | 68934 | 31 | DEWEESE | CLAY | NE | NE_68934 | 68934 | Rural Fringe | 0 | 0.80396
31035 | 68935 | 31 | EDGAR | CLAY | NE | NE_68935 | 68935 | Rural Fringe | 250 | 0.80673
31137 | 68940 | 31 | FUNK | PHELPS | NE | NE_68940 | 68940 | Rural Fringe | 131 | 0.80761
31099 | 68945 | 31 | HEARTWELL | KEARNEY | NE | NE_68945 | 68945 | Town Fringe | 72 | 0.97849
31001 | 68950 | 31 | HOLSTEIN | ADAMS | NE | NE_68950 | 68950 | Rural Fringe | 50 | 0.80839
31035 | 68954 | 31 | INLAND | CLAY | NE | NE_68954 | 68954 | Rural Fringe | 0 | 0.80568
31001 | 68955 | 31 | JUNIATA | ADAMS | NE | NE_68955 | 68955 | Rural Fringe | 740 | 0.80369
31001 | 68956 | 31 | KENESAW | ADAMS | NE | NE_68956 | 68956 | Rural Fringe | 449 | 0.80521
31137 | 68958 | 31 | LOOMIS | PHELPS | NE | NE_68958 | 68958 | Rural Fringe | 289 | 0.80814
31065 | 68967 | 31 | OXFORD | FURNAS | NE | NE_68967 | 68967 | Rural Fringe | 378 | 0.80756
31001 | 68973 | 31 | ROSELAND | ADAMS | NE | NE_68973 | 68973 | Rural Fringe | 51 | 0.80679
31035 | 68980 | 31 | TRUMBULL | CLAY | NE | NE_68980 | 68980 | Rural Fringe | 136 | 0.80464
31061 | 68981 | 31 | UPLAND | FRANKLIN | NE | NE_68981 | 68981 | Town Fringe | 208 | 0.98138
31063 | 69028 | 31 | EUSTIS | FRONTIER | NE | NE_69028 | 69028 | Rural Fringe | 257 | 0.80676
31063 | 69029 | 31 | FARNAM | FRONTIER | NE | NE_69029 | 69029 | Rural Fringe | 251 | 0.80622
31041 | 69120 | 31 | ARNOLD | CUSTER | NE | NE_69120 | 69120 | Rural Fringe | 209 | 0.7995
31047 | 69130 | 31 | COZAD | DAWSON | NE | NE_69130 | 69130 | Town Fringe | 2545 | 0.97494
31171 | 69142 | 31 | HALSEY | THOMAS | NE | NE_69142 | 69142 | Rural Fringe | 0 | 0.79956
31009 | 69157 | 31 | PURDUM | BLAINE | NE | NE_69157 | 69157 | Rural Fringe | 0 | 0.80012
31031 | 69161 | 31 | SENECA | CHERRY | NE | NE_69161 | 69161 | Rural Fringe | 208 | 0.7969
31171 | 69166 | 31 | THEDFORD | THOMAS | NE | NE_69166 | 69166 | Rural Fringe | 164 | 0.79841
31117 | 69167 | 31 | TRYON | MCPHERSON | NE | NE_69167 | 69167 | Rural Fringe | 99 | 0.80391
31111 | 69170 | 31 | WELLFLEET | LINCOLN | NE | NE_69170 | 69170 | Rural Fringe | 259 | 0.80573
46121 | 69201 | 46 | VALENTINE | TODD | SD | SD_69201 | 69201 | Rural Fringe | 866 | 0.78472
31031 | 69212 | 31 | CROOKSTON | CHERRY | NE | NE_69212 | 69212 | Town Fringe | 364 | 0.96084
31017 | 69217 | 31 | LONG PINE | BROWN | NE | NE_69217 | 69217 | Rural Fringe | 145 | 0.78285
31031 | 69221 | 31 | WOOD LAKE | CHERRY | NE | NE_69221 | 69221 | Rural Fringe | 127 | 0.792
31095 | 68350 | 31 | ENDICOTT | JEFFERSON | NE | NE_68350 | 68350 | Town Fringe | 0 | 0.97451
31095 | 68352 | 31 | FAIRBURY | JEFFERSON | NE | NE_68352 | 68352 | Town Fringe | 3000 | 0.97619
31169 | 68429 | 31 | REYNOLDS | THAYER | NE | NE_68429 | 68429 | Rural Fringe | 0 | 0.79912
31061 | 68929 | 31 | BLOOMINGTON | FRANKLIN | NE | NE_68929 | 68929 | Rural Fringe | 0 | 0.80877
31059 | 68444 | 31 | STRANG | FILLMORE | NE | NE_68444 | 68444 | Rural Fringe | 0 | 0.80528
31109 | 68523 | 31 | LINCOLN | LANCASTER | NE | NE_68523 | 68523 | City Midsize | 465 | 0.69576
20117 | 66518 | 20 | OKETO | MARSHALL | KS | KS_66518 | 66518 | Town Fringe | 56 | 0.97661
20201 | 66955 | 20 | MAHASKA | WASHINGTON | KS | KS_66955 | 66955 | Rural Fringe | 41 | 0.81
31109 | 68526 | 31 | LINCOLN | LANCASTER | NE | NE_68526 | 68526 | Rural Fringe | 905 | 0.77978
31169 | 68315 | 31 | BELVIDERE | THAYER | NE | NE_68315 | 68315 | Rural Fringe | 60 | 0.80671
31067 | 68301 | 31 | ADAMS | GAGE | NE | NE_68301 | 68301 | Rural Fringe | 674 | 0.80161
31169 | 68303 | 31 | ALEXANDRIA | THAYER | NE | NE_68303 | 68303 | Rural Fringe | 195 | 0.80398
31067 | 68309 | 31 | BARNESTON | GAGE | NE | NE_68309 | 68309 | Rural Fringe | 0 | 0.79802
31067 | 68318 | 31 | BLUE SPRINGS | GAGE | NE | NE_68318 | 68318 | Rural Fringe | 330 | 0.80213
31169 | 68325 | 31 | BYRON | THAYER | NE | NE_68325 | 68325 | Rural Fringe | 0 | 0.81018
31169 | 68326 | 31 | CARLETON | THAYER | NE | NE_68326 | 68326 | Rural Fringe | 104 | 0.8067
31169 | 68327 | 31 | CHESTER | THAYER | NE | NE_68327 | 68327 | Rural Fringe | 94 | 0.80927
31169 | 68335 | 31 | DAVENPORT | THAYER | NE | NE_68335 | 68335 | Rural Fringe | 130 | 0.80744
31095 | 68338 | 31 | DAYKIN | JEFFERSON | NE | NE_68338 | 68338 | Rural Fringe | 17 | 0.80487
31169 | 68340 | 31 | DESHLER | THAYER | NE | NE_68340 | 68340 | Rural Fringe | 145 | 0.80748
31067 | 68341 | 31 | DE WITT | GAGE | NE | NE_68341 | 68341 | Rural Fringe | 465 | 0.80366
31095 | 68342 | 31 | DILLER | JEFFERSON | NE | NE_68342 | 68342 | Rural Fringe | 169 | 0.80583
31151 | 68343 | 31 | DORCHESTER | SALINE | NE | NE_68343 | 68343 | Town Fringe | 627 | 0.97295
31067 | 68357 | 31 | FILLEY | GAGE | NE | NE_68357 | 68357 | Rural Fringe | 183 | 0.80437
31059 | 68361 | 31 | GENEVA | FILLMORE | NE | NE_68361 | 68361 | Rural Fringe | 331 | 0.80361
31059 | 68365 | 31 | GRAFTON | FILLMORE | NE | NE_68365 | 68365 | Rural Fringe | 174 | 0.80148
20201 | 66946 | 20 | HOLLENBERG | WASHINGTON | KS | KS_66946 | 66946 | Rural Fringe | 67 | 0.80627
31109 | 68368 | 31 | HALLAM | LANCASTER | NE | NE_68368 | 68368 | Town Fringe | 344 | 0.97411
31169 | 68370 | 31 | HEBRON | THAYER | NE | NE_68370 | 68370 | Rural Fringe | 479 | 0.80385
31169 | 68375 | 31 | HUBBELL | THAYER | NE | NE_68375 | 68375 | Rural Fringe | 186 | 0.80633
31095 | 68377 | 31 | JANSEN | JEFFERSON | NE | NE_68377 | 68377 | Rural Fringe | 79 | 0.80622
31067 | 68381 | 31 | LIBERTY | GAGE | NE | NE_68381 | 68381 | Rural Fringe | 378 | 0.80496
31185 | 68401 | 31 | MC COOL JUNCTION | YORK | NE | NE_68401 | 68401 | Town Fringe | 131 | 0.97371
31067 | 68415 | 31 | ODELL | GAGE | NE | NE_68415 | 68415 | Town Fringe | 276 | 0.97845
31059 | 68416 | 31 | OHIOWA | FILLMORE | NE | NE_68416 | 68416 | Rural Fringe | 102 | 0.80576
31067 | 68422 | 31 | PICKRELL | GAGE | NE | NE_68422 | 68422 | Town Fringe | 226 | 0.97736
31059 | 68436 | 31 | SHICKLEY | FILLMORE | NE | NE_68436 | 68436 | Rural Fringe | 326 | 0.80645
31095 | 68440 | 31 | STEELE CITY | JEFFERSON | NE | NE_68440 | 68440 | Rural Fringe | 0 | 0.80179
31151 | 68445 | 31 | SWANTON | SALINE | NE | NE_68445 | 68445 | Rural Fringe | 33 | 0.80446
31067 | 68458 | 31 | VIRGINIA | GAGE | NE | NE_68458 | 68458 | Rural Fringe | 302 | 0.80664
31151 | 68465 | 31 | WILBER | SALINE | NE | NE_68465 | 68465 | Rural Fringe | 633 | 0.80138
31067 | 68466 | 31 | WYMORE | GAGE | NE | NE_68466 | 68466 | Rural Fringe | 453 | 0.8027
31109 | 68512 | 31 | LINCOLN | LANCASTER | NE | NE_68512 | 68512 | City Midsize | 2403 | 0.67473
31109 | 68516 | 31 | LINCOLN | LANCASTER | NE | NE_68516 | 68516 | City Midsize | 8460 | 0.68596
31019 | 68849 | 31 | KEARNEY | BUFFALO | NE | NE_68849 | 68849 | Town Fringe | 264 | 0.94906
31035 | 68975 | 31 | SARONVILLE | CLAY | NE | NE_68975 | 68975 | Rural Fringe | 57 | 0.80337
31083 | 68920 | 31 | ALMA | HARLAN | NE | NE_68920 | 68920 | Rural Fringe | 268 | 0.80575
31181 | 68928 | 31 | BLADEN | WEBSTER | NE | NE_68928 | 68928 | Rural Fringe | 96 | 0.80848
31181 | 68930 | 31 | BLUE HILL | WEBSTER | NE | NE_68930 | 68930 | Rural Fringe | 247 | 0.80693
31035 | 68933 | 31 | CLAY CENTER | CLAY | NE | NE_68933 | 68933 | Rural Fringe | 240 | 0.80481
31035 | 68938 | 31 | FAIRFIELD | CLAY | NE | NE_68938 | 68938 | Rural Fringe | 174 | 0.80598
31061 | 68939 | 31 | FRANKLIN | FRANKLIN | NE | NE_68939 | 68939 | Rural Fringe | 264 | 0.81034
31035 | 68941 | 31 | GLENVIL | CLAY | NE | NE_68941 | 68941 | Rural Fringe | 231 | 0.80339
31181 | 68942 | 31 | GUIDE ROCK | WEBSTER | NE | NE_68942 | 68942 | Rural Fringe | 295 | 0.80691
31129 | 68943 | 31 | HARDY | NUCKOLLS | NE | NE_68943 | 68943 | Rural Fringe | 15 | 0.81052
31035 | 68944 | 31 | HARVARD | CLAY | NE | NE_68944 | 68944 | Rural Fringe | 460 | 0.80057
31061 | 68947 | 31 | HILDRETH | FRANKLIN | NE | NE_68947 | 68947 | Rural Fringe | 50 | 0.80909
31181 | 68952 | 31 | INAVALE | WEBSTER | NE | NE_68952 | 68952 | Rural Fringe | 29 | 0.80723
31129 | 68957 | 31 | LAWRENCE | NUCKOLLS | NE | NE_68957 | 68957 | Rural Fringe | 134 | 0.80681
31061 | 68960 | 31 | NAPONEE | FRANKLIN | NE | NE_68960 | 68960 | Rural Fringe | 81 | 0.80611
31129 | 68961 | 31 | NELSON | NUCKOLLS | NE | NE_68961 | 68961 | Rural Fringe | 188 | 0.80482
31129 | 68964 | 31 | OAK | NUCKOLLS | NE | NE_68964 | 68964 | Rural Fringe | 0 | 0.80333
31083 | 68966 | 31 | ORLEANS | HARLAN | NE | NE_68966 | 68966 | Rural Fringe | 312 | 0.80927
31181 | 68970 | 31 | RED CLOUD | WEBSTER | NE | NE_68970 | 68970 | Rural Fringe | 494 | 0.80762
31083 | 68971 | 31 | REPUBLICAN CITY | HARLAN | NE | NE_68971 | 68971 | Rural Fringe | 110 | 0.80664
31061 | 68972 | 31 | RIVERTON | FRANKLIN | NE | NE_68972 | 68972 | Rural Fringe | 174 | 0.81038
31129 | 68974 | 31 | RUSKIN | NUCKOLLS | NE | NE_68974 | 68974 | Rural Fringe | 0 | 0.8083
31129 | 68978 | 31 | SUPERIOR | NUCKOLLS | NE | NE_68978 | 68978 | Rural Fringe | 1051 | 0.80816
31035 | 68979 | 31 | SUTTON | CLAY | NE | NE_68979 | 68979 | Rural Fringe | 482 | 0.80387
31061 | 68982 | 31 | WILCOX | FRANKLIN | NE | NE_68982 | 68982 | Rural Fringe | 255 | 0.80859
19149 | 51001 | 19 | AKRON | PLYMOUTH | IA | IA_51001 | 51001 | Rural Fringe | 966 | 0.77739
19149 | 51008 | 19 | BRUNSVILLE | PLYMOUTH | IA | IA_51008 | 51008 | Rural Fringe | -999 | 0.76295
19167 | 51023 | 19 | HAWARDEN | SIOUX | IA | IA_51023 | 51023 | Rural Fringe | 823 | 0.77517
19149 | 51062 | 19 | WESTFIELD | PLYMOUTH | IA | IA_51062 | 51062 | Rural Fringe | 432 | 0.77419
19149 | 51109 | 19 | SIOUX CITY | PLYMOUTH | IA | IA_51109 | 51109 | Rural Fringe | 1406 | 0.75521
19167 | 51247 | 19 | ROCK VALLEY | SIOUX | IA | IA_51247 | 51247 | Town Fringe | 1204 | 0.94541
46083 | 57013 | 46 | CANTON | LINCOLN | SD | SD_57013 | 57013 | Town Fringe | 2109 | 0.94446
46125 | 57015 | 46 | CHANCELLOR | TURNER | SD | SD_57015 | 57015 | Rural Fringe | 547 | 0.77667
46125 | 57021 | 46 | DAVIS | TURNER | SD | SD_57021 | 57021 | Rural Fringe | 267 | 0.77554
46127 | 57025 | 46 | ELK POINT | UNION | SD | SD_57025 | 57025 | Rural Fringe | 1228 | 0.7776
46127 | 57038 | 46 | JEFFERSON | UNION | SD | SD_57038 | 57038 | Rural Fringe | 1270 | 0.77937
46125 | 57043 | 46 | MARION | TURNER | SD | SD_57043 | 57043 | Rural Fringe | 824 | 0.77513
46125 | 57053 | 46 | PARKER | TURNER | SD | SD_57053 | 57053 | Rural Fringe | 973 | 0.7763
46083 | 57108 | 46 | SIOUX FALLS | LINCOLN | SD | SD_57108 | 57108 | Rural Fringe | 4007 | 0.75801
19193 | 51007 | 19 | BRONSON | WOODBURY | IA | IA_51007 | 51007 | Rural Fringe | 382 | 0.78389
19149 | 51045 | 19 | OYENS | PLYMOUTH | IA | IA_51045 | 51045 | Rural Fringe | -999 | 0.73119
19193 | 51111 | 19 | SIOUX CITY | WOODBURY | IA | IA_51111 | 51111 | City Small | 288 | 0.74716
19119 | 51230 | 19 | ALVORD | LYON | IA | IA_51230 | 51230 | Rural Fringe | 214 | 0.77378
19119 | 51242 | 19 | LESTER | LYON | IA | IA_51242 | 51242 | Rural Fringe | 305 | 0.75898
19167 | 51003 | 19 | ALTON | SIOUX | IA | IA_51003 | 51003 | Town Fringe | 488 | 0.9482
19193 | 51004 | 19 | ANTHON | WOODBURY | IA | IA_51004 | 51004 | Rural Fringe | 595 | 0.78179
19167 | 51011 | 19 | CHATSWORTH | SIOUX | IA | IA_51011 | 51011 | Rural Fringe | 0 | 0.77003
19035 | 51014 | 19 | CLEGHORN | CHEROKEE | IA | IA_51014 | 51014 | Rural Fringe | 232 | 0.78088
19193 | 51016 | 19 | CORRECTIONVILLE | WOODBURY | IA | IA_51016 | 51016 | Rural Fringe | 684 | 0.77711
19093 | 51018 | 19 | CUSHING | IDA | IA | IA_51018 | 51018 | Rural Fringe | 276 | 0.78055
19141 | 51022 | 19 | GRANVILLE | OBRIEN | IA | IA_51022 | 51022 | Rural Fringe | 507 | 0.77924
19149 | 51024 | 19 | HINTON | PLYMOUTH | IA | IA_51024 | 51024 | Rural Fringe | 571 | 0.78004
19167 | 51027 | 19 | IRETON | SIOUX | IA | IA_51027 | 51027 | Rural Fringe | 732 | 0.77835
19149 | 51028 | 19 | KINGSLEY | PLYMOUTH | IA | IA_51028 | 51028 | Rural Fringe | 608 | 0.7823
19193 | 51030 | 19 | LAWTON | WOODBURY | IA | IA_51030 | 51030 | Rural Fringe | 803 | 0.78049
19149 | 51031 | 19 | LE MARS | PLYMOUTH | IA | IA_51031 | 51031 | Rural Fringe | 4265 | 0.77815
19035 | 51035 | 19 | MARCUS | CHEROKEE | IA | IA_51035 | 51035 | Rural Fringe | 471 | 0.78013
19167 | 51036 | 19 | MAURICE | SIOUX | IA | IA_51036 | 51036 | Town Fringe | 586 | 0.9496
19149 | 51038 | 19 | MERRILL | PLYMOUTH | IA | IA_51038 | 51038 | Rural Fringe | 673 | 0.78035
19193 | 51039 | 19 | MOVILLE | WOODBURY | IA | IA_51039 | 51039 | Rural Fringe | 783 | 0.77989
19167 | 51041 | 19 | ORANGE CITY | SIOUX | IA | IA_51041 | 51041 | Town Fringe | 2497 | 0.94805
19141 | 51046 | 19 | PAULLINA | OBRIEN | IA | IA_51046 | 51046 | Rural Fringe | 683 | 0.77973
19193 | 51048 | 19 | PIERSON | WOODBURY | IA | IA_51048 | 51048 | Rural Fringe | 184 | 0.78227
19035 | 51049 | 19 | QUIMBY | CHEROKEE | IA | IA_51049 | 51049 | Rural Fringe | 420 | 0.78152
19149 | 51050 | 19 | REMSEN | PLYMOUTH | IA | IA_51050 | 51050 | Rural Fringe | 854 | 0.78166
19193 | 51054 | 19 | SERGEANT BLUFF | WOODBURY | IA | IA_51054 | 51054 | Rural Fringe | 700 | 0.7769
19035 | 51061 | 19 | WASHTA | CHEROKEE | IA | IA_51061 | 51061 | Rural Fringe | 408 | 0.77996
19193 | 51101 | 19 | SIOUX CITY | WOODBURY | IA | IA_51101 | 51101 | City Small | 473 | 0.78252
19193 | 51103 | 19 | SIOUX CITY | WOODBURY | IA | IA_51103 | 51103 | City Small | 4200 | 0.74573
19193 | 51104 | 19 | SIOUX CITY | WOODBURY | IA | IA_51104 | 51104 | City Small | 4664 | 0.7263
19193 | 51105 | 19 | SIOUX CITY | WOODBURY | IA | IA_51105 | 51105 | City Small | 1810 | 0.75649
19193 | 51106 | 19 | SIOUX CITY | WOODBURY | IA | IA_51106 | 51106 | City Small | 7656 | 0.76448
19149 | 51108 | 19 | SIOUX CITY | PLYMOUTH | IA | IA_51108 | 51108 | City Small | 3110 | 0.78943
19167 | 51201 | 19 | SHELDON | SIOUX | IA | IA_51201 | 51201 | Town Fringe | 2584 | 0.94829
19141 | 51231 | 19 | ARCHER | OBRIEN | IA | IA_51231 | 51231 | Town Fringe | 179 | 0.95109
19143 | 51232 | 19 | ASHTON | OSCEOLA | IA | IA_51232 | 51232 | Town Fringe | 370 | 0.94681
19167 | 51234 | 19 | BOYDEN | SIOUX | IA | IA_51234 | 51234 | Rural Fringe | 339 | 0.77501
19119 | 51235 | 19 | DOON | LYON | IA | IA_51235 | 51235 | Rural Fringe | 507 | 0.7733
19119 | 51237 | 19 | GEORGE | LYON | IA | IA_51237 | 51237 | Rural Fringe | 549 | 0.77489
19167 | 51238 | 19 | HOSPERS | SIOUX | IA | IA_51238 | 51238 | Town Fringe | 393 | 0.94942
19167 | 51239 | 19 | HULL | SIOUX | IA | IA_51239 | 51239 | Rural Fringe | 786 | 0.77281
19119 | 51240 | 19 | INWOOD | LYON | IA | IA_51240 | 51240 | Rural Fringe | 681 | 0.7705
19119 | 51241 | 19 | LARCHWOOD | LYON | IA | IA_51241 | 51241 | Rural Fringe | 712 | 0.77324
19119 | 51243 | 19 | LITTLE ROCK | LYON | IA | IA_51243 | 51243 | Rural Fringe | 377 | 0.77322
19167 | 51244 | 19 | MATLOCK | SIOUX | IA | IA_51244 | 51244 | Town Fringe | 74 | 0.9164
19119 | 51246 | 19 | ROCK RAPIDS | LYON | IA | IA_51246 | 51246 | Rural Fringe | 1364 | 0.77299
19141 | 51248 | 19 | SANBORN | OBRIEN | IA | IA_51248 | 51248 | Rural Fringe | 449 | 0.77484
19143 | 51249 | 19 | SIBLEY | OSCEOLA | IA | IA_51249 | 51249 | Town Fringe | 1524 | 0.94458
19167 | 51250 | 19 | SIOUX CENTER | SIOUX | IA | IA_51250 | 51250 | Town Fringe | 2806 | 0.94555
19143 | 51350 | 19 | MELVIN | OSCEOLA | IA | IA_51350 | 51350 | Rural Fringe | 178 | 0.77661
27105 | 56110 | 27 | ADRIAN | NOBLES | MN | MN_56110 | 56110 | Rural Fringe | 570 | 0.77088
27133 | 56116 | 27 | BEAVER CREEK | ROCK | MN | MN_56116 | 56116 | Rural Fringe | 243 | 0.77002
27105 | 56117 | 27 | BIGELOW | NOBLES | MN | MN_56117 | 56117 | Town Fringe | 158 | 0.94109
27105 | 56129 | 27 | ELLSWORTH | NOBLES | MN | MN_56129 | 56129 | Rural Fringe | 254 | 0.77185
27133 | 56138 | 27 | HILLS | ROCK | MN | MN_56138 | 56138 | Rural Fringe | 306 | 0.77083
27105 | 56168 | 27 | RUSHMORE | NOBLES | MN | MN_56168 | 56168 | Town Fringe | 610 | 0.94449
27133 | 56173 | 27 | STEEN | ROCK | MN | MN_56173 | 56173 | Rural Fringe | 290 | 0.77059
46083 | 57034 | 46 | HUDSON | LINCOLN | SD | SD_57034 | 57034 | Rural Fringe | 346 | 0.77505
46099 | 57035 | 46 | HUMBOLDT | MINNEHAHA | SD | SD_57035 | 57035 | Rural Fringe | 1002 | 0.77049
46127 | 57001 | 46 | ALCESTER | UNION | SD | SD_57001 | 57001 | Rural Fringe | 705 | 0.77838
46083 | 57004 | 46 | BERESFORD | LINCOLN | SD | SD_57004 | 57004 | Rural Fringe | 862 | 0.77624
46099 | 57005 | 46 | BRANDON | MINNEHAHA | SD | SD_57005 | 57005 | Town Fringe | 3358 | 0.93757
46027 | 57010 | 46 | BURBANK | CLAY | SD | SD_57010 | 57010 | Town Fringe | 420 | 0.94887
46087 | 57012 | 46 | CANISTOTA | MCCOOK | SD | SD_57012 | 57012 | Rural Fringe | 505 | 0.77296
46125 | 57014 | 46 | CENTERVILLE | TURNER | SD | SD_57014 | 57014 | Rural Fringe | 631 | 0.77759
46083 | 57027 | 46 | FAIRVIEW | LINCOLN | SD | SD_57027 | 57027 | Town Fringe | 450 | 0.94435
46067 | 57029 | 46 | FREEMAN | HUTCHINSON | SD | SD_57029 | 57029 | Rural Fringe | 981 | 0.77524
46135 | 57031 | 46 | GAYVILLE | YANKTON | SD | SD_57031 | 57031 | Rural Fringe | 509 | 0.77936
46083 | 57032 | 46 | HARRISBURG | LINCOLN | SD | SD_57032 | 57032 | Rural Fringe | 1927 | 0.77186
46099 | 57033 | 46 | HARTFORD | MINNEHAHA | SD | SD_57033 | 57033 | Rural Fringe | 1587 | 0.7715
46125 | 57036 | 46 | HURLEY | TURNER | SD | SD_57036 | 57036 | Rural Fringe | 652 | 0.77508
46135 | 57037 | 46 | IRENE | YANKTON | SD | SD_57037 | 57037 | Rural Fringe | 734 | 0.77804
46083 | 57039 | 46 | LENNOX | LINCOLN | SD | SD_57039 | 57039 | Rural Fringe | 1043 | 0.77367
46135 | 57040 | 46 | LESTERVILLE | YANKTON | SD | SD_57040 | 57040 | Rural Fringe | 686 | 0.77834
46067 | 57045 | 46 | MENNO | HUTCHINSON | SD | SD_57045 | 57045 | Rural Fringe | 769 | 0.77699
46135 | 57046 | 46 | MISSION HILL | YANKTON | SD | SD_57046 | 57046 | Town Fringe | 588 | 0.94983
46087 | 57047 | 46 | MONROE | MCCOOK | SD | SD_57047 | 57047 | Rural Fringe | 326 | 0.77366
46127 | 57049 | 46 | NORTH SIOUX CITY | UNION | SD | SD_57049 | 57049 | Rural Fringe | 415 | 0.73879
46067 | 57052 | 46 | OLIVET | HUTCHINSON | SD | SD_57052 | 57052 | Rural Fringe | 440 | 0.77666
46009 | 57059 | 46 | SCOTLAND | BON HOMME | SD | SD_57059 | 57059 | Rural Fringe | 833 | 0.77776
46009 | 57063 | 46 | TABOR | BON HOMME | SD | SD_57063 | 57063 | Rural Fringe | 774 | 0.76912
46083 | 57064 | 46 | TEA | LINCOLN | SD | SD_57064 | 57064 | Rural Fringe | 1411 | 0.76787
46009 | 57066 | 46 | TYNDALL | BON HOMME | SD | SD_57066 | 57066 | Rural Fringe | 794 | 0.77904
46135 | 57067 | 46 | UTICA | YANKTON | SD | SD_57067 | 57067 | Town Fringe | 785 | 0.95069
46099 | 57068 | 46 | VALLEY SPRINGS | MINNEHAHA | SD | SD_57068 | 57068 | Town Fringe | 1093 | 0.94214
46027 | 57069 | 46 | VERMILLION | CLAY | SD | SD_57069 | 57069 | Town Fringe | 2751 | 0.94822
46125 | 57070 | 46 | VIBORG | TURNER | SD | SD_57070 | 57070 | Rural Fringe | 666 | 0.77728
46135 | 57072 | 46 | VOLIN | YANKTON | SD | SD_57072 | 57072 | Rural Fringe | 642 | 0.77978
46027 | 57073 | 46 | WAKONDA | CLAY | SD | SD_57073 | 57073 | Rural Fringe | 410 | 0.77923
46083 | 57077 | 46 | WORTHING | LINCOLN | SD | SD_57077 | 57077 | Town Fringe | 657 | 0.94654
46135 | 57078 | 46 | YANKTON | YANKTON | SD | SD_57078 | 57078 | Town Fringe | 6022 | 0.94024
46099 | 57103 | 46 | SIOUX FALLS | MINNEHAHA | SD | SD_57103 | 57103 | City Midsize | 5984 | 0.60952
46099 | 57104 | 46 | SIOUX FALLS | MINNEHAHA | SD | SD_57104 | 57104 | City Midsize | 4620 | 0.63687
46099 | 57105 | 46 | SIOUX FALLS | MINNEHAHA | SD | SD_57105 | 57105 | City Midsize | 5584 | 0.58301
46099 | 57106 | 46 | SIOUX FALLS | MINNEHAHA | SD | SD_57106 | 57106 | Rural Fringe | 8786 | 0.75004
46099 | 57107 | 46 | SIOUX FALLS | MINNEHAHA | SD | SD_57107 | 57107 | Rural Fringe | 2804 | 0.76188
46099 | 57110 | 46 | SIOUX FALLS | MINNEHAHA | SD | SD_57110 | 57110 | Town Fringe | 5187 | 0.93044
46061 | 57311 | 46 | ALEXANDRIA | HANSON | SD | SD_57311 | 57311 | Rural Fringe | 725 | 0.77435
46087 | 57319 | 46 | BRIDGEWATER | MCCOOK | SD | SD_57319 | 57319 | Rural Fringe | 716 | 0.77285
46061 | 57332 | 46 | EMERY | HANSON | SD | SD_57332 | 57332 | Rural Fringe | 597 | 0.7738
31051 | 68728 | 31 | CONCORD | DIXON | NE | NE_68728 | 68728 | Rural Fringe | 129 | 0.78932
31051 | 68751 | 31 | MASKELL | DIXON | NE | NE_68751 | 68751 | Rural Fringe | 73 | 0.76389
19193 | 51015 | 19 | CLIMBING HILL | WOODBURY | IA | IA_51015 | 51015 | Rural Fringe | 44 | 0.76154
31051 | 68785 | 31 | WATERBURY | DIXON | NE | NE_68785 | 68785 | Rural Fringe | 173 | 0.78516
31051 | 68710 | 31 | ALLEN | DIXON | NE | NE_68710 | 68710 | Rural Fringe | 402 | 0.78465
31027 | 68717 | 31 | BELDEN | CEDAR | NE | NE_68717 | 68717 | Rural Fringe | 64 | 0.78568
31107 | 68718 | 31 | BLOOMFIELD | KNOX | NE | NE_68718 | 68718 | Rural Fringe | 839 | 0.78235
31027 | 68727 | 31 | COLERIDGE | CEDAR | NE | NE_68727 | 68727 | Rural Fringe | 295 | 0.78623
31107 | 68730 | 31 | CROFTON | KNOX | NE | NE_68730 | 68730 | Rural Fringe | 603 | 0.77362
31043 | 68731 | 31 | DAKOTA CITY | DAKOTA | NE | NE_68731 | 68731 | Rural Fringe | 532 | 0.78543
31051 | 68732 | 31 | DIXON | DIXON | NE | NE_68732 | 68732 | Rural Fringe | 200 | 0.7859
31027 | 68736 | 31 | FORDYCE | CEDAR | NE | NE_68736 | 68736 | Rural Fringe | 324 | 0.78258
31027 | 68739 | 31 | HARTINGTON | CEDAR | NE | NE_68739 | 68739 | Rural Fringe | 1029 | 0.78441
31043 | 68743 | 31 | JACKSON | DAKOTA | NE | NE_68743 | 68743 | Rural Fringe | 234 | 0.77892
31027 | 68745 | 31 | LAUREL | CEDAR | NE | NE_68745 | 68745 | Rural Fringe | 477 | 0.7872
31139 | 68747 | 31 | MCLEAN | PIERCE | NE | NE_68747 | 68747 | Rural Fringe | 146 | 0.78588
31051 | 68757 | 31 | NEWCASTLE | DIXON | NE | NE_68757 | 68757 | Rural Fringe | 381 | 0.77678
31051 | 68770 | 31 | PONCA | DIXON | NE | NE_68770 | 68770 | Rural Fringe | 358 | 0.77792
31027 | 68771 | 31 | RANDOLPH | CEDAR | NE | NE_68771 | 68771 | Rural Fringe | 638 | 0.78636
31027 | 68774 | 31 | SAINT HELENA | CEDAR | NE | NE_68774 | 68774 | Rural Fringe | 244 | 0.77825
31043 | 68776 | 31 | SOUTH SIOUX CITY | DAKOTA | NE | NE_68776 | 68776 | Suburb Midsize | 2538 | 0.54164
31107 | 68786 | 31 | WAUSA | KNOX | NE | NE_68786 | 68786 | Rural Fringe | 529 | 0.78536
31027 | 68792 | 31 | WYNOT | CEDAR | NE | NE_68792 | 68792 | Rural Fringe | 295 | 0.76793
19133 | 51040 | 19 | ONAWA | MONONA | IA | IA_51040 | 51040 | Rural Fringe | 1410 | 0.78273
19193 | 51055 | 19 | SLOAN | WOODBURY | IA | IA_51055 | 51055 | Rural Fringe | 251 | 0.78325
19155 | 51501 | 19 | COUNCIL BLUFFS | POTTAWATTAMIE | IA | IA_51501 | 51501 | City Small | 15309 | 0.79639
19085 | 51555 | 19 | MISSOURI VALLEY | HARRISON | IA | IA_51555 | 51555 | Town Fringe | 2215 | 0.95818
19085 | 51557 | 19 | MONDAMIN | HARRISON | IA | IA_51557 | 51557 | Rural Fringe | 494 | 0.78079
31155 | 68003 | 31 | ASHLAND | SAUNDERS | NE | NE_68003 | 68003 | Rural Fringe | 1673 | 0.79352
31055 | 68010 | 31 | BOYS TOWN | DOUGLAS | NE | NE_68010 | 68010 | City Large | 30 | 0.93333
31155 | 68015 | 31 | CEDAR BLUFFS | SAUNDERS | NE | NE_68015 | 68015 | Rural Fringe | 275 | 0.79511
31025 | 68016 | 31 | CEDAR CREEK | CASS | NE | NE_68016 | 68016 | Rural Fringe | 244 | 0.78507
31021 | 68020 | 31 | DECATUR | BURT | NE | NE_68020 | 68020 | Rural Fringe | 433 | 0.78717
31053 | 68025 | 31 | FREMONT | DODGE | NE | NE_68025 | 68025 | Town Fringe | 10616 | 0.96321
31043 | 68030 | 31 | HOMER | DAKOTA | NE | NE_68030 | 68030 | Rural Fringe | 180 | 0.77578
31155 | 68033 | 31 | ITHACA | SAUNDERS | NE | NE_68033 | 68033 | Town Fringe | 220 | 0.97224
31155 | 68042 | 31 | MEMPHIS | SAUNDERS | NE | NE_68042 | 68042 | Rural Fringe | 64 | 0.79689
31025 | 68048 | 31 | PLATTSMOUTH | CASS | NE | NE_68048 | 68048 | Town Fringe | 4058 | 0.96059
31025 | 68058 | 31 | SOUTH BEND | CASS | NE | NE_68058 | 68058 | Rural Fringe | 75 | 0.78492
31021 | 68061 | 31 | TEKAMAH | BURT | NE | NE_68061 | 68061 | Rural Fringe | 1200 | 0.79334
31173 | 68071 | 31 | WINNEBAGO | THURSTON | NE | NE_68071 | 68071 | Rural Fringe | 280 | 0.77206
31053 | 68072 | 31 | WINSLOW | DODGE | NE | NE_68072 | 68072 | Rural Fringe | -999 | 0.80493
31067 | 68310 | 31 | BEATRICE | GAGE | NE | NE_68310 | 68310 | Town Fringe | 5708 | 0.97505
31067 | 68328 | 31 | CLATONIA | GAGE | NE | NE_68328 | 68328 | Rural Fringe | 99 | 0.80371
31151 | 68359 | 31 | FRIEND | SALINE | NE | NE_68359 | 68359 | Rural Fringe | 427 | 0.8021
31131 | 68379 | 31 | JULIAN | OTOE | NE | NE_68379 | 68379 | Rural Fringe | 0 | 0.79804
31131 | 68382 | 31 | LORTON | OTOE | NE | NE_68382 | 68382 | Rural Fringe | 0 | 0.80658
31025 | 68403 | 31 | MANLEY | CASS | NE | NE_68403 | 68403 | Rural Fringe | 416 | 0.80648
31025 | 68409 | 31 | MURRAY | CASS | NE | NE_68409 | 68409 | Rural Fringe | 420 | 0.79839
31109 | 68419 | 31 | PANAMA | LANCASTER | NE | NE_68419 | 68419 | Rural Fringe | 349 | 0.79091
31095 | 68424 | 31 | PLYMOUTH | JEFFERSON | NE | NE_68424 | 68424 | Rural Fringe | 103 | 0.80525
31109 | 68438 | 31 | SPRAGUE | LANCASTER | NE | NE_68438 | 68438 | Rural Fringe | 0 | 0.79165
31109 | 68514 | 31 | LINCOLN | LANCASTER | NE | NE_68514 | 68514 | Rural Fringe | 213 | 0.79642
31109 | 68517 | 31 | LINCOLN | LANCASTER | NE | NE_68517 | 68517 | Rural Fringe | 212 | 0.80173
31109 | 68531 | 31 | LINCOLN | LANCASTER | NE | NE_68531 | 68531 | Rural Fringe | 235 | 0.80325
31109 | 68532 | 31 | LINCOLN | LANCASTER | NE | NE_68532 | 68532 | City Midsize | 1 | 0.69885
31053 | 68633 | 31 | DODGE | DODGE | NE | NE_68633 | 68633 | Rural Fringe | 1042 | 0.79313
31141 | 68634 | 31 | DUNCAN | PLATTE | NE | NE_68634 | 68634 | Town Fringe | 159 | 0.97013
31155 | 68648 | 31 | MORSE BLUFF | SAUNDERS | NE | NE_68648 | 68648 | Rural Fringe | 305 | 0.79131
31053 | 68649 | 31 | NORTH BEND | DODGE | NE | NE_68649 | 68649 | Rural Fringe | 374 | 0.79173
31139 | 68738 | 31 | HADAR | PIERCE | NE | NE_68738 | 68738 | Town Fringe | 15 | 0.9681
31039 | 68788 | 31 | WEST POINT | CUMING | NE | NE_68788 | 68788 | Rural Fringe | 1563 | 0.78961
19193 | 51044 | 19 | OTO | WOODBURY | IA | IA_51044 | 51044 | Rural Fringe | 338 | 0.77772
19093 | 51006 | 19 | BATTLE CREEK | IDA | IA | IA_51006 | 51006 | Rural Fringe | 363 | 0.78368
19133 | 51010 | 19 | CASTANA | MONONA | IA | IA_51010 | 51010 | Rural Fringe | 576 | 0.77391
19193 | 51019 | 19 | DANBURY | WOODBURY | IA | IA_51019 | 51019 | Rural Fringe | 549 | 0.78381
19193 | 51026 | 19 | HORNICK | WOODBURY | IA | IA_51026 | 51026 | Rural Fringe | 514 | 0.78292
19133 | 51034 | 19 | MAPLETON | MONONA | IA | IA_51034 | 51034 | Rural Fringe | 775 | 0.78203
19133 | 51051 | 19 | RODNEY | MONONA | IA | IA_51051 | 51051 | Rural Fringe | 206 | 0.77582
19193 | 51052 | 19 | SALIX | WOODBURY | IA | IA_51052 | 51052 | Rural Fringe | 295 | 0.78188
19193 | 51056 | 19 | SMITHLAND | WOODBURY | IA | IA_51056 | 51056 | Rural Fringe | 366 | 0.77283
19133 | 51060 | 19 | UTE | MONONA | IA | IA_51060 | 51060 | Rural Fringe | 233 | 0.786
19133 | 51063 | 19 | WHITING | MONONA | IA | IA_51063 | 51063 | Rural Fringe | 168 | 0.78341
19155 | 51548 | 19 | MC CLELLAND | POTTAWATTAMIE | IA | IA_51548 | 51548 | Rural Fringe | 141 | 0.79266
19047 | 51460 | 19 | RICKETTS | CRAWFORD | IA | IA_51460 | 51460 | Rural Fringe | 1 | 0.74473
19155 | 51503 | 19 | COUNCIL BLUFFS | POTTAWATTAMIE | IA | IA_51503 | 51503 | City Small | 10300 | 0.78997
19155 | 51510 | 19 | CARTER LAKE | POTTAWATTAMIE | IA | IA_51510 | 51510 | City Small | 1787 | 0.79295
19133 | 51523 | 19 | BLENCOE | MONONA | IA | IA_51523 | 51523 | Rural Fringe | 119 | 0.78617
19155 | 51526 | 19 | CRESCENT | POTTAWATTAMIE | IA | IA_51526 | 51526 | City Small | 769 | 0.79724
19085 | 51529 | 19 | DUNLAP | HARRISON | IA | IA_51529 | 51529 | Rural Fringe | 711 | 0.78632
19133 | 51572 | 19 | SOLDIER | MONONA | IA | IA_51572 | 51572 | Rural Fringe | 373 | 0.7845
19155 | 51542 | 19 | HONEY CREEK | POTTAWATTAMIE | IA | IA_51542 | 51542 | Town Fringe | 529 | 0.9549
19085 | 51545 | 19 | LITTLE SIOUX | HARRISON | IA | IA_51545 | 51545 | Rural Fringe | 193 | 0.7745
19085 | 51546 | 19 | LOGAN | HARRISON | IA | IA_51546 | 51546 | Rural Fringe | 744 | 0.78614
19085 | 51550 | 19 | MAGNOLIA | HARRISON | IA | IA_51550 | 51550 | Rural Fringe | 54 | 0.75607
19085 | 51556 | 19 | MODALE | HARRISON | IA | IA_51556 | 51556 | Rural Fringe | 311 | 0.79013
19133 | 51558 | 19 | MOORHEAD | MONONA | IA | IA_51558 | 51558 | Rural Fringe | 468 | 0.77773
19155 | 51559 | 19 | NEOLA | POTTAWATTAMIE | IA | IA_51559 | 51559 | Rural Fringe | 740 | 0.79127
19129 | 51561 | 19 | PACIFIC JUNCTION | MILLS | IA | IA_51561 | 51561 | Town Fringe | 389 | 0.95914
19085 | 51563 | 19 | PERSIA | HARRISON | IA | IA_51563 | 51563 | Rural Fringe | 285 | 0.79138
19085 | 51564 | 19 | PISGAH | HARRISON | IA | IA_51564 | 51564 | Rural Fringe | 279 | 0.77287
19129 | 51571 | 19 | SILVER CITY | MILLS | IA | IA_51571 | 51571 | Town Fringe | 560 | 0.96979
19155 | 51576 | 19 | UNDERWOOD | POTTAWATTAMIE | IA | IA_51576 | 51576 | Rural Fringe | 481 | 0.78524
19085 | 51579 | 19 | WOODBINE | HARRISON | IA | IA_51579 | 51579 | Rural Fringe | 923 | 0.78507
19071 | 51648 | 19 | PERCIVAL | FREMONT | IA | IA_51648 | 51648 | Rural Fringe | 204 | 0.79847
19071 | 51652 | 19 | SIDNEY | FREMONT | IA | IA_51652 | 51652 | Rural Fringe | 822 | 0.79331
31109 | 68522 | 31 | LINCOLN | LANCASTER | NE | NE_68522 | 68522 | City Midsize | 4200 | 0.78905
31155 | 68018 | 31 | COLON | SAUNDERS | NE | NE_68018 | 68018 | Town Fringe | 296 | 0.97205
31021 | 68019 | 31 | CRAIG | BURT | NE | NE_68019 | 68019 | Rural Fringe | 90 | 0.79321
31109 | 68527 | 31 | LINCOLN | LANCASTER | NE | NE_68527 | 68527 | Rural Fringe | 425 | 0.80393
31053 | 68664 | 31 | SNYDER | DODGE | NE | NE_68664 | 68664 | Rural Fringe | -999 | 0.79644
31177 | 68044 | 31 | NICKERSON | WASHINGTON | NE | NE_68044 | 68044 | Rural Fringe | 201 | 0.79019
31173 | 68062 | 31 | THURSTON | THURSTON | NE | NE_68062 | 68062 | Rural Fringe | 177 | 0.78998
31053 | 68063 | 31 | UEHLING | DODGE | NE | NE_68063 | 68063 | Rural Fringe | 130 | 0.80294
31055 | 68198 | 31 | OMAHA | DOUGLAS | NE | NE_68198 | 68198 | City Large | 415 | 0.75986
31159 | 68330 | 31 | CORDOVA | SEWARD | NE | NE_68330 | 68330 | Rural Fringe | -999 | 0.76972
31109 | 68336 | 31 | DAVEY | LANCASTER | NE | NE_68336 | 68336 | Rural Fringe | 211 | 0.8006
31159 | 68360 | 31 | GARLAND | SEWARD | NE | NE_68360 | 68360 | Town Fringe | 211 | 0.96877
31109 | 68372 | 31 | HICKMAN | LANCASTER | NE | NE_68372 | 68372 | Rural Fringe | 476 | 0.79666
31133 | 68380 | 31 | LEWISTON | PAWNEE | NE | NE_68380 | 68380 | Rural Fringe | 442 | 0.80401
31109 | 68402 | 31 | MALCOLM | LANCASTER | NE | NE_68402 | 68402 | Rural Fringe | 235 | 0.79516
31177 | 68002 | 31 | ARLINGTON | WASHINGTON | NE | NE_68002 | 68002 | Rural Fringe | 395 | 0.79472
31039 | 68004 | 31 | BANCROFT | CUMING | NE | NE_68004 | 68004 | Rural Fringe | 324 | 0.79055
31055 | 68007 | 31 | BENNINGTON | DOUGLAS | NE | NE_68007 | 68007 | Rural Fringe | 2784 | 0.79148
31177 | 68008 | 31 | BLAIR | WASHINGTON | NE | NE_68008 | 68008 | Town Fringe | 4363 | 0.96371
31023 | 68014 | 31 | BRUNO | BUTLER | NE | NE_68014 | 68014 | Rural Fringe | 214 | 0.79671
31155 | 68017 | 31 | CERESCO | SAUNDERS | NE | NE_68017 | 68017 | Rural Fringe | 477 | 0.79891
31055 | 68022 | 31 | ELKHORN | DOUGLAS | NE | NE_68022 | 68022 | Suburb Large | 5268 | 0.77525
31177 | 68023 | 31 | FORT CALHOUN | WASHINGTON | NE | NE_68023 | 68023 | Rural Fringe | 829 | 0.7847
31177 | 68029 | 31 | HERMAN | WASHINGTON | NE | NE_68029 | 68029 | Rural Fringe | 419 | 0.79481
31053 | 68031 | 31 | HOOPER | DODGE | NE | NE_68031 | 68031 | Rural Fringe | 1006 | 0.79338
31177 | 68034 | 31 | KENNARD | WASHINGTON | NE | NE_68034 | 68034 | Rural Fringe | 181 | 0.79606
31023 | 68036 | 31 | LINWOOD | BUTLER | NE | NE_68036 | 68036 | Rural Fringe | 320 | 0.7927
31021 | 68038 | 31 | LYONS | BURT | NE | NE_68038 | 68038 | Rural Fringe | 318 | 0.79239
31173 | 68039 | 31 | MACY | THURSTON | NE | NE_68039 | 68039 | Rural Fringe | 112 | 0.76908
31155 | 68040 | 31 | MALMO | SAUNDERS | NE | NE_68040 | 68040 | Town Fringe | 13 | 0.97117
31155 | 68041 | 31 | MEAD | SAUNDERS | NE | NE_68041 | 68041 | Rural Fringe | 141 | 0.79433
31021 | 68045 | 31 | OAKLAND | BURT | NE | NE_68045 | 68045 | Rural Fringe | 781 | 0.7927
31153 | 68046 | 31 | PAPILLION | SARPY | NE | NE_68046 | 68046 | Rural Fringe | 6848 | 0.79007
31173 | 68047 | 31 | PENDER | THURSTON | NE | NE_68047 | 68047 | Rural Fringe | 563 | 0.7901
31155 | 68050 | 31 | PRAGUE | SAUNDERS | NE | NE_68050 | 68050 | Rural Fringe | 280 | 0.79468
31173 | 68055 | 31 | ROSALIE | THURSTON | NE | NE_68055 | 68055 | Rural Fringe | 264 | 0.79003
31053 | 68057 | 31 | SCRIBNER | DODGE | NE | NE_68057 | 68057 | Rural Fringe | 382 | 0.79027
31055 | 68064 | 31 | VALLEY | DOUGLAS | NE | NE_68064 | 68064 | Rural Fringe | 1326 | 0.7908
31155 | 68065 | 31 | VALPARAISO | SAUNDERS | NE | NE_68065 | 68065 | Rural Fringe | 728 | 0.7964
31155 | 68066 | 31 | WAHOO | SAUNDERS | NE | NE_68066 | 68066 | Town Fringe | 2414 | 0.96954
31173 | 68067 | 31 | WALTHILL | THURSTON | NE | NE_68067 | 68067 | Rural Fringe | 325 | 0.78537
31177 | 68068 | 31 | WASHINGTON | WASHINGTON | NE | NE_68068 | 68068 | Rural Fringe | 0 | 0.79571
31055 | 68069 | 31 | WATERLOO | DOUGLAS | NE | NE_68069 | 68069 | Rural Fringe | 1137 | 0.7873
31155 | 68070 | 31 | WESTON | SAUNDERS | NE | NE_68070 | 68070 | Rural Fringe | 232 | 0.79466
31155 | 68073 | 31 | YUTAN | SAUNDERS | NE | NE_68073 | 68073 | Rural Fringe | 218 | 0.79579
31055 | 68102 | 31 | OMAHA | DOUGLAS | NE | NE_68102 | 68102 | City Large | 204 | 0.89706
31055 | 68104 | 31 | OMAHA | DOUGLAS | NE | NE_68104 | 68104 | City Large | 13427 | 0.65942
31055 | 68105 | 31 | OMAHA | DOUGLAS | NE | NE_68105 | 68105 | City Large | 6912 | 0.75246
31055 | 68106 | 31 | OMAHA | DOUGLAS | NE | NE_68106 | 68106 | City Large | 7866 | 0.73608
31055 | 68107 | 31 | OMAHA | DOUGLAS | NE | NE_68107 | 68107 | City Large | 9729 | 0.73625
31055 | 68108 | 31 | OMAHA | DOUGLAS | NE | NE_68108 | 68108 | City Large | 4754 | 0.74884
31055 | 68110 | 31 | OMAHA | DOUGLAS | NE | NE_68110 | 68110 | City Large | 3286 | 0.72124
31055 | 68111 | 31 | OMAHA | DOUGLAS | NE | NE_68111 | 68111 | City Large | 9602 | 0.61852
31055 | 68112 | 31 | OMAHA | DOUGLAS | NE | NE_68112 | 68112 | City Large | 3872 | 0.72722
31055 | 68114 | 31 | OMAHA | DOUGLAS | NE | NE_68114 | 68114 | City Large | 4578 | 0.76999
31055 | 68116 | 31 | OMAHA | DOUGLAS | NE | NE_68116 | 68116 | City Large | 8977 | 0.99109
31055 | 68117 | 31 | OMAHA | DOUGLAS | NE | NE_68117 | 68117 | City Large | 3740 | 0.73449
31055 | 68118 | 31 | OMAHA | DOUGLAS | NE | NE_68118 | 68118 | City Large | 3041 | 0.98257
31055 | 68122 | 31 | OMAHA | DOUGLAS | NE | NE_68122 | 68122 | City Large | 2921 | 0.74757
31055 | 68124 | 31 | OMAHA | DOUGLAS | NE | NE_68124 | 68124 | City Large | 5310 | 0.71846
31055 | 68127 | 31 | OMAHA | DOUGLAS | NE | NE_68127 | 68127 | City Large | 5684 | 0.81967
31055 | 68130 | 31 | OMAHA | DOUGLAS | NE | NE_68130 | 68130 | Suburb Large | 6361 | 0.9585
31055 | 68131 | 31 | OMAHA | DOUGLAS | NE | NE_68131 | 68131 | City Large | 2838 | 0.73996
31055 | 68132 | 31 | OMAHA | DOUGLAS | NE | NE_68132 | 68132 | City Large | 4474 | 0.73782
31153 | 68133 | 31 | PAPILLION | SARPY | NE | NE_68133 | 68133 | Rural Fringe | 3453 | 0.78363
31055 | 68134 | 31 | OMAHA | DOUGLAS | NE | NE_68134 | 68134 | City Large | 9004 | 0.78254
31055 | 68135 | 31 | OMAHA | DOUGLAS | NE | NE_68135 | 68135 | City Large | 8975 | 0.98418
31055 | 68137 | 31 | OMAHA | DOUGLAS | NE | NE_68137 | 68137 | City Large | 8351 | 0.84361
31153 | 68138 | 31 | OMAHA | SARPY | NE | NE_68138 | 68138 | Rural Fringe | 4072 | 0.90496
31055 | 68142 | 31 | OMAHA | DOUGLAS | NE | NE_68142 | 68142 | Rural Fringe | 1713 | 0.78924
31055 | 68144 | 31 | OMAHA | DOUGLAS | NE | NE_68144 | 68144 | City Large | 7715 | 0.80259
31153 | 68147 | 31 | BELLEVUE | SARPY | NE | NE_68147 | 68147 | City Large | 4355 | 0.76349
31055 | 68152 | 31 | OMAHA | DOUGLAS | NE | NE_68152 | 68152 | City Large | 1595 | 0.7258
31055 | 68154 | 31 | OMAHA | DOUGLAS | NE | NE_68154 | 68154 | City Large | 6341 | 0.90979
31055 | 68164 | 31 | OMAHA | DOUGLAS | NE | NE_68164 | 68164 | City Large | 8658 | 0.92169
31055 | 68178 | 31 | OMAHA | DOUGLAS | NE | NE_68178 | 68178 | City Large | 1 | 1
31055 | 68179 | 31 | OMAHA | DOUGLAS | NE | NE_68179 | 68179 | City Large | -999 | -999
31055 | 68182 | 31 | OMAHA | DOUGLAS | NE | NE_68182 | 68182 | City Large | 6 | 1
31159 | 68313 | 31 | BEAVER CROSSING | SEWARD | NE | NE_68313 | 68313 | Rural Fringe | 460 | 0.80014
31159 | 68314 | 31 | BEE | SEWARD | NE | NE_68314 | 68314 | Rural Fringe | 103 | 0.79757
31185 | 68316 | 31 | BENEDICT | YORK | NE | NE_68316 | 68316 | Town Fringe | 131 | 0.97329
31109 | 68317 | 31 | BENNET | LANCASTER | NE | NE_68317 | 68317 | Rural Fringe | 703 | 0.79929
31127 | 68320 | 31 | BROCK | NEMAHA | NE | NE_68320 | 68320 | Rural Fringe | 161 | 0.80134
31025 | 68407 | 31 | MURDOCK | CASS | NE | NE_68407 | 68407 | Rural Fringe | 389 | 0.79895
31169 | 68322 | 31 | BRUNING | THAYER | NE | NE_68322 | 68322 | Rural Fringe | 166 | 0.80686
31067 | 68331 | 31 | CORTLAND | GAGE | NE | NE_68331 | 68331 | Rural Fringe | 145 | 0.8048
31097 | 68332 | 31 | CRAB ORCHARD | JOHNSON | NE | NE_68332 | 68332 | Rural Fringe | 426 | 0.79978
31151 | 68333 | 31 | CRETE | SALINE | NE | NE_68333 | 68333 | Town Fringe | 2431 | 0.97147
31109 | 68339 | 31 | DENTON | LANCASTER | NE | NE_68339 | 68339 | Town Fringe | 444 | 0.96986
31131 | 68344 | 31 | DOUGLAS | OTOE | NE | NE_68344 | 68344 | Rural Fringe | 188 | 0.79836
31025 | 68347 | 31 | EAGLE | CASS | NE | NE_68347 | 68347 | Rural Fringe | 256 | 0.79738
31097 | 68348 | 31 | ELK CREEK | JOHNSON | NE | NE_68348 | 68348 | Rural Fringe | 262 | 0.79745
31059 | 68351 | 31 | EXETER | FILLMORE | NE | NE_68351 | 68351 | Rural Fringe | 252 | 0.80388
31059 | 68354 | 31 | FAIRMONT | FILLMORE | NE | NE_68354 | 68354 | Rural Fringe | 316 | 0.80286
31109 | 68358 | 31 | FIRTH | LANCASTER | NE | NE_68358 | 68358 | Rural Fringe | 542 | 0.80274
31159 | 68364 | 31 | GOEHNER | SEWARD | NE | NE_68364 | 68364 | Town Fringe | -999 | 0.97742
31025 | 68366 | 31 | GREENWOOD | CASS | NE | NE_68366 | 68366 | Rural Fringe | 540 | 0.79833
31185 | 68367 | 31 | GRESHAM | YORK | NE | NE_68367 | 68367 | Rural Fringe | 199 | 0.80235
31025 | 68413 | 31 | NEHAWKA | CASS | NE | NE_68413 | 68413 | Rural Fringe | 625 | 0.79669
31127 | 68378 | 31 | JOHNSON | NEMAHA | NE | NE_68378 | 68378 | Rural Fringe | 218 | 0.79986
31109 | 68404 | 31 | MARTELL | LANCASTER | NE | NE_68404 | 68404 | Town Fringe | 479 | 0.97222
31159 | 68405 | 31 | MILFORD | SEWARD | NE | NE_68405 | 68405 | Rural Fringe | 573 | 0.7988
31059 | 68406 | 31 | MILLIGAN | FILLMORE | NE | NE_68406 | 68406 | Rural Fringe | 72 | 0.80278
31131 | 68410 | 31 | NEBRASKA CITY | OTOE | NE | NE_68410 | 68410 | Rural Fringe | 2930 | 0.79326
31127 | 68414 | 31 | NEMAHA | NEMAHA | NE | NE_68414 | 68414 | Rural Fringe | 111 | 0.79952
31131 | 68418 | 31 | PALMYRA | OTOE | NE | NE_68418 | 68418 | Rural Fringe | 357 | 0.80056
31127 | 68421 | 31 | PERU | NEMAHA | NE | NE_68421 | 68421 | Rural Fringe | 179 | 0.7936
31159 | 68423 | 31 | PLEASANT DALE | SEWARD | NE | NE_68423 | 68423 | Rural Fringe | 314 | 0.79582
31109 | 68428 | 31 | RAYMOND | LANCASTER | NE | NE_68428 | 68428 | Rural Fringe | 423 | 0.79596
31109 | 68430 | 31 | ROCA | LANCASTER | NE | NE_68430 | 68430 | Rural Fringe | 640 | 0.79983
31159 | 68434 | 31 | SEWARD | SEWARD | NE | NE_68434 | 68434 | Town Fringe | 3136 | 0.97092
31147 | 68437 | 31 | SHUBERT | RICHARDSON | NE | NE_68437 | 68437 | Rural Fringe | 149 | 0.79516
31159 | 68439 | 31 | STAPLEHURST | SEWARD | NE | NE_68439 | 68439 | Town Fringe | 117 | 0.97276
31147 | 68442 | 31 | STELLA | RICHARDSON | NE | NE_68442 | 68442 | Rural Fringe | 197 | 0.80275
31097 | 68443 | 31 | STERLING | JOHNSON | NE | NE_68443 | 68443 | Rural Fringe | 226 | 0.80025
31131 | 68448 | 31 | TALMAGE | OTOE | NE | NE_68448 | 68448 | Rural Fringe | 166 | 0.80268
31097 | 68450 | 31 | TECUMSEH | JOHNSON | NE | NE_68450 | 68450 | Rural Fringe | 726 | 0.79848
31151 | 68453 | 31 | TOBIAS | SALINE | NE | NE_68453 | 68453 | Rural Fringe | 43 | 0.80397
31131 | 68454 | 31 | UNADILLA | OTOE | NE | NE_68454 | 68454 | Rural Fringe | 286 | 0.8013
31025 | 68455 | 31 | UNION | CASS | NE | NE_68455 | 68455 | Rural Fringe | 582 | 0.79347
31159 | 68456 | 31 | UTICA | SEWARD | NE | NE_68456 | 68456 | Rural Fringe | 186 | 0.80129
31185 | 68460 | 31 | WACO | YORK | NE | NE_68460 | 68460 | Rural Fringe | 277 | 0.79937
31109 | 68461 | 31 | WALTON | LANCASTER | NE | NE_68461 | 68461 | Rural Fringe | 346 | 0.79939
31109 | 68462 | 31 | WAVERLY | LANCASTER | NE | NE_68462 | 68462 | Rural Fringe | 660 | 0.80107
31151 | 68464 | 31 | WESTERN | SALINE | NE | NE_68464 | 68464 | Rural Fringe | 143 | 0.80139
31185 | 68467 | 31 | YORK | YORK | NE | NE_68467 | 68467 | Town Fringe | 3753 | 0.97185
31109 | 68502 | 31 | LINCOLN | LANCASTER | NE | NE_68502 | 68502 | City Midsize | 9881 | 0.47394
31109 | 68503 | 31 | LINCOLN | LANCASTER | NE | NE_68503 | 68503 | City Midsize | 4681 | 0.4608
31109 | 68504 | 31 | LINCOLN | LANCASTER | NE | NE_68504 | 68504 | City Midsize | 4724 | 0.48137
31109 | 68505 | 31 | LINCOLN | LANCASTER | NE | NE_68505 | 68505 | City Midsize | 5558 | 0.60975
31109 | 68506 | 31 | LINCOLN | LANCASTER | NE | NE_68506 | 68506 | City Midsize | 9654 | 0.58815
31109 | 68507 | 31 | LINCOLN | LANCASTER | NE | NE_68507 | 68507 | City Midsize | 3984 | 0.68795
31109 | 68508 | 31 | LINCOLN | LANCASTER | NE | NE_68508 | 68508 | City Midsize | 1693 | 0.56763
31109 | 68510 | 31 | LINCOLN | LANCASTER | NE | NE_68510 | 68510 | City Midsize | 7661 | 0.54549
31109 | 68520 | 31 | LINCOLN | LANCASTER | NE | NE_68520 | 68520 | Rural Fringe | 560 | 0.78012
31109 | 68521 | 31 | LINCOLN | LANCASTER | NE | NE_68521 | 68521 | City Midsize | 9946 | 0.79288
31109 | 68524 | 31 | LINCOLN | LANCASTER | NE | NE_68524 | 68524 | Rural Fringe | 1353 | 0.78417
31109 | 68528 | 31 | LINCOLN | LANCASTER | NE | NE_68528 | 68528 | City Midsize | 1667 | 0.68474
31109 | 68588 | 31 | LINCOLN | LANCASTER | NE | NE_68588 | 68588 | City Midsize | -999 | -999
31141 | 68601 | 31 | COLUMBUS | PLATTE | NE | NE_68601 | 68601 | Rural Fringe | 7899 | 0.79334
31053 | 68621 | 31 | AMES | DODGE | NE | NE_68621 | 68621 | Rural Fringe | 312 | 0.79461
31023 | 68624 | 31 | BELLWOOD | BUTLER | NE | NE_68624 | 68624 | Town Fringe | 385 | 0.96678
31023 | 68626 | 31 | BRAINARD | BUTLER | NE | NE_68626 | 68626 | Rural Fringe | 182 | 0.79604
31037 | 68629 | 31 | CLARKSON | COLFAX | NE | NE_68629 | 68629 | Rural Fringe | 614 | 0.79167
31141 | 68631 | 31 | CRESTON | PLATTE | NE | NE_68631 | 68631 | Rural Fringe | 87 | 0.79254
31023 | 68632 | 31 | DAVID CITY | BUTLER | NE | NE_68632 | 68632 | Town Fringe | 1565 | 0.96873
31023 | 68635 | 31 | DWIGHT | BUTLER | NE | NE_68635 | 68635 | Rural Fringe | 186 | 0.79878
31037 | 68641 | 31 | HOWELLS | COLFAX | NE | NE_68641 | 68641 | Rural Fringe | 462 | 0.79164
31141 | 68642 | 31 | HUMPHREY | PLATTE | NE | NE_68642 | 68642 | Rural Fringe | 456 | 0.79311
31141 | 68643 | 31 | LEIGH | PLATTE | NE | NE_68643 | 68643 | Rural Fringe | 277 | 0.79255
31141 | 68644 | 31 | LINDSAY | PLATTE | NE | NE_68644 | 68644 | Rural Fringe | 348 | 0.79336
31141 | 68647 | 31 | MONROE | PLATTE | NE | NE_68647 | 68647 | Rural Fringe | 259 | 0.79555
31143 | 68651 | 31 | OSCEOLA | POLK | NE | NE_68651 | 68651 | Rural Fringe | 344 | 0.79814
31141 | 68653 | 31 | PLATTE CENTER | PLATTE | NE | NE_68653 | 68653 | Rural Fringe | 209 | 0.79477
31023 | 68658 | 31 | RISING CITY | BUTLER | NE | NE_68658 | 68658 | Rural Fringe | 278 | 0.79874
31037 | 68659 | 31 | ROGERS | COLFAX | NE | NE_68659 | 68659 | Rural Fringe | 6 | 0.7958
31037 | 68661 | 31 | SCHUYLER | COLFAX | NE | NE_68661 | 68661 | Rural Fringe | 1849 | 0.79375
31143 | 68662 | 31 | SHELBY | POLK | NE | NE_68662 | 68662 | Rural Fringe | 359 | 0.79854
31121 | 68663 | 31 | SILVER CREEK | MERRICK | NE | NE_68663 | 68663 | Rural Fringe | 296 | 0.79744
31143 | 68666 | 31 | STROMSBURG | POLK | NE | NE_68666 | 68666 | Rural Fringe | 544 | 0.79905
31023 | 68667 | 31 | SURPRISE | BUTLER | NE | NE_68667 | 68667 | Rural Fringe | 0 | 0.79906
31023 | 68669 | 31 | ULYSSES | BUTLER | NE | NE_68669 | 68669 | Town Fringe | 196 | 0.9728
31119 | 68701 | 31 | NORFOLK | MADISON | NE | NE_68701 | 68701 | Town Fringe | 9646 | 0.957
31119 | 68715 | 31 | BATTLE CREEK | MADISON | NE | NE_68715 | 68715 | Rural Fringe | 323 | 0.78855
31039 | 68716 | 31 | BEEMER | CUMING | NE | NE_68716 | 68716 | Rural Fringe | 238 | 0.78953
31179 | 68723 | 31 | CARROLL | WAYNE | NE | NE_68723 | 68723 | Town Fringe | 194 | 0.96076
31173 | 68733 | 31 | EMERSON | THURSTON | NE | NE_68733 | 68733 | Rural Fringe | 395 | 0.78933
31179 | 68740 | 31 | HOSKINS | WAYNE | NE | NE_68740 | 68740 | Rural Fringe | 178 | 0.78821
31043 | 68741 | 31 | HUBBARD | DAKOTA | NE | NE_68741 | 68741 | Rural Fringe | 312 | 0.78441
31119 | 68748 | 31 | MADISON | MADISON | NE | NE_68748 | 68748 | Rural Fringe | 754 | 0.79176
31119 | 68752 | 31 | MEADOW GROVE | MADISON | NE | NE_68752 | 68752 | Rural Fringe | 750 | 0.78958
31139 | 68765 | 31 | OSMOND | PIERCE | NE | NE_68765 | 68765 | Rural Fringe | 513 | 0.78633
31139 | 68767 | 31 | PIERCE | PIERCE | NE | NE_68767 | 68767 | Rural Fringe | 1138 | 0.78759
31167 | 68768 | 31 | PILGER | STANTON | NE | NE_68768 | 68768 | Rural Fringe | 160 | 0.78972
31167 | 68779 | 31 | STANTON | STANTON | NE | NE_68779 | 68779 | Rural Fringe | 1142 | 0.78843
31051 | 68784 | 31 | WAKEFIELD | DIXON | NE | NE_68784 | 68784 | Rural Fringe | 453 | 0.78914
31179 | 68787 | 31 | WAYNE | WAYNE | NE | NE_68787 | 68787 | Town Fringe | 2144 | 0.96113
31179 | 68790 | 31 | WINSIDE | WAYNE | NE | NE_68790 | 68790 | Rural Fringe | 126 | 0.78934
31039 | 68791 | 31 | WISNER | CUMING | NE | NE_68791 | 68791 | Rural Fringe | 516 | 0.78954
20061 | 66441 | 20 | JUNCTION CITY | GEARY | KS | KS_66441 | 66441 | Town Fringe | 7608 | 0.97975
20149 | 66520 | 20 | OLSBURG | POTTAWATOMIE | KS | KS_66520 | 66520 | Rural Fringe | 377 | 0.79879
20161 | 66554 | 20 | RANDOLPH | RILEY | KS | KS_66554 | 66554 | Rural Fringe | 607 | 0.80486
20127 | 66838 | 20 | BURDICK | MORRIS | KS | KS_66838 | 66838 | Rural Fringe | 22 | 0.8256
20183 | 66932 | 20 | ATHOL | SMITH | KS | KS_66932 | 66932 | Rural Fringe | 0 | 0.81365
20089 | 66941 | 20 | ESBON | JEWELL | KS | KS_66941 | 66941 | Rural Fringe | 255 | 0.81306
20183 | 66952 | 20 | LEBANON | SMITH | KS | KS_66952 | 66952 | Rural Fringe | 157 | 0.81159
20089 | 66963 | 20 | RANDALL | JEWELL | KS | KS_66963 | 66963 | Rural Fringe | 0 | 0.81179
20157 | 66966 | 20 | SCANDIA | REPUBLIC | KS | KS_66966 | 66966 | Rural Fringe | 104 | 0.80742
20015 | 67041 | 20 | ELBING | BUTLER | KS | KS_67041 | 67041 | Rural Fringe | 19 | 0.81604
20115 | 67053 | 20 | GOESSEL | MARION | KS | KS_67053 | 67053 | Rural Fringe | 24 | 0.82771
20079 | 67114 | 20 | NEWTON | HARVEY | KS | KS_67114 | 67114 | Town Fringe | 9664 | 0.99663
20079 | 67117 | 20 | NORTH NEWTON | HARVEY | KS | KS_67117 | 67117 | Town Fringe | 316 | 0.98954
20015 | 67123 | 20 | POTWIN | BUTLER | KS | KS_67123 | 67123 | Rural Fringe | 334 | 0.82703
20123 | 67420 | 20 | BELOIT | MITCHELL | KS | KS_67420 | 67420 | Rural Fringe | 1938 | 0.81548
20041 | 67431 | 20 | CHAPMAN | DICKINSON | KS | KS_67431 | 67431 | Rural Fringe | 418 | 0.81532
20027 | 67432 | 20 | CLAY CENTER | CLAY | KS | KS_67432 | 67432 | Town Fringe | 2992 | 0.9843
20053 | 67454 | 20 | KANOPOLIS | ELLSWORTH | KS | KS_67454 | 67454 | Town Fringe | 0 | 0.99166
20113 | 67476 | 20 | ROXBURY | MCPHERSON | KS | KS_67476 | 67476 | Town Fringe | 0 | 0.99598
20123 | 67478 | 20 | SIMPSON | MITCHELL | KS | KS_67478 | 67478 | Rural Fringe | -999 | 0.80619
20155 | 67501 | 20 | HUTCHINSON | RENO | KS | KS_67501 | 67501 | Rural Fringe | 8910 | 0.82283
20009 | 67530 | 20 | GREAT BEND | BARTON | KS | KS_67530 | 67530 | Town Fringe | 7887 | 0.99077
20145 | 67550 | 20 | LARNED | PAWNEE | KS | KS_67550 | 67550 | Town Fringe | 2061 | 0.99872
20165 | 67553 | 20 | LIEBENTHAL | RUSH | KS | KS_67553 | 67553 | Rural Fringe | -999 | 0.82083
20185 | 67576 | 20 | SAINT JOHN | STAFFORD | KS | KS_67576 | 67576 | Rural Fringe | 705 | 0.82744
20051 | 67601 | 20 | HAYS | ELLIS | KS | KS_67601 | 67601 | Town Fringe | 8570 | 0.99437
20051 | 67627 | 20 | CATHARINE | ELLIS | KS | KS_67627 | 67627 | Town Fringe | -999 | 0.95901
20147 | 67661 | 20 | PHILLIPSBURG | PHILLIPS | KS | KS_67661 | 67661 | Town Fringe | 2129 | 0.9858
20051 | 67667 | 20 | SCHOENCHEN | ELLIS | KS | KS_67667 | 67667 | Town Fringe | 113 | 1
20163 | 67669 | 20 | STOCKTON | ROOKS | KS | KS_67669 | 67669 | Rural Fringe | 502 | 0.81759
20051 | 67674 | 20 | WALKER | ELLIS | KS | KS_67674 | 67674 | Rural Fringe | 0 | 0.82021
20117 | 66411 | 20 | BLUE RAPIDS | MARSHALL | KS | KS_66411 | 66411 | Rural Fringe | 279 | 0.80641
20117 | 66412 | 20 | BREMEN | MARSHALL | KS | KS_66412 | 66412 | Town Fringe | 47 | 0.97632
20117 | 66427 | 20 | FRANKFORT | MARSHALL | KS | KS_66427 | 66427 | Rural Fringe | 393 | 0.80707
20117 | 66438 | 20 | HOME | MARSHALL | KS | KS_66438 | 66438 | Town Fringe | 51 | 0.97947
20061 | 66442 | 20 | FORT RILEY | GEARY | KS | KS_66442 | 66442 | Town Fringe | 214 | 0.95704
20161 | 66449 | 20 | LEONARDVILLE | RILEY | KS | KS_66449 | 66449 | Rural Fringe | 392 | 0.80911
20161 | 66502 | 20 | MANHATTAN | RILEY | KS | KS_66502 | 66502 | Town Fringe | 11336 | 0.98121
20161 | 66503 | 20 | MANHATTAN | RILEY | KS | KS_66503 | 66503 | Rural Fringe | 2793 | 0.79589
20161 | 66506 | 20 | MANHATTAN | RILEY | KS | KS_66506 | 66506 | Town Fringe | -999 | -999
20117 | 66508 | 20 | MARYSVILLE | MARSHALL | KS | KS_66508 | 66508 | Town Fringe | 2084 | 0.97746
20061 | 66514 | 20 | MILFORD | GEARY | KS | KS_66514 | 66514 | Town Fringe | 543 | 0.96268
20161 | 66517 | 20 | OGDEN | RILEY | KS | KS_66517 | 66517 | Town Fringe | 131 | 0.95187
20161 | 66531 | 20 | RILEY | RILEY | KS | KS_66531 | 66531 | Rural Fringe | 148 | 0.80809
20149 | 66535 | 20 | SAINT GEORGE | POTTAWATOMIE | KS | KS_66535 | 66535 | Rural Fringe | 662 | 0.80457
20117 | 66548 | 20 | WATERVILLE | MARSHALL | KS | KS_66548 | 66548 | Rural Fringe | 265 | 0.80653
20149 | 66549 | 20 | WESTMORELAND | POTTAWATOMIE | KS | KS_66549 | 66549 | Rural Fringe | 646 | 0.81069
20173 | 67016 | 20 | BENTLEY | SEDGWICK | KS | KS_67016 | 67016 | Rural Fringe | 0 | 0.83431
20197 | 66834 | 20 | ALTA VISTA | WABAUNSEE | KS | KS_66834 | 66834 | Rural Fringe | 455 | 0.82141
20015 | 66840 | 20 | BURNS | BUTLER | KS | KS_66840 | 66840 | Rural Fringe | 283 | 0.82778
20015 | 66842 | 20 | CASSODAY | BUTLER | KS | KS_66842 | 66842 | Rural Fringe | 142 | 0.83094
20017 | 66843 | 20 | CEDAR POINT | CHASE | KS | KS_66843 | 66843 | Rural Fringe | 89 | 0.82786
20017 | 66845 | 20 | COTTONWOOD FALLS | CHASE | KS | KS_66845 | 66845 | Rural Fringe | 198 | 0.8302
20127 | 66846 | 20 | COUNCIL GROVE | MORRIS | KS | KS_66846 | 66846 | Rural Fringe | 1540 | 0.82203
20061 | 66849 | 20 | DWIGHT | GEARY | KS | KS_66849 | 66849 | Rural Fringe | 186 | 0.81757
20017 | 66850 | 20 | ELMDALE | CHASE | KS | KS_66850 | 66850 | Rural Fringe | 122 | 0.82658
20115 | 66851 | 20 | FLORENCE | MARION | KS | KS_66851 | 66851 | Rural Fringe | 270 | 0.82363
20115 | 66858 | 20 | LINCOLNVILLE | MARION | KS | KS_66858 | 66858 | Rural Fringe | 65 | 0.82332
20115 | 66859 | 20 | LOST SPRINGS | MARION | KS | KS_66859 | 66859 | Rural Fringe | 0 | 0.81933
20115 | 66861 | 20 | MARION | MARION | KS | KS_66861 | 66861 | Rural Fringe | 1300 | 0.82048
20017 | 66862 | 20 | MATFIELD GREEN | CHASE | KS | KS_66862 | 66862 | Rural Fringe | 126 | 0.83231
20115 | 66866 | 20 | PEABODY | MARION | KS | KS_66866 | 66866 | Rural Fringe | 555 | 0.82464
20017 | 66869 | 20 | STRONG CITY | CHASE | KS | KS_66869 | 66869 | Rural Fringe | 108 | 0.82703
20127 | 66872 | 20 | WHITE CITY | MORRIS | KS | KS_66872 | 66872 | Rural Fringe | 239 | 0.82015
20127 | 66873 | 20 | WILSEY | MORRIS | KS | KS_66873 | 66873 | Rural Fringe | 79 | 0.82221
20029 | 66901 | 20 | CONCORDIA | CLOUD | KS | KS_66901 | 66901 | Town Fringe | 2980 | 0.98287
20157 | 66930 | 20 | AGENDA | REPUBLIC | KS | KS_66930 | 66930 | Rural Fringe | 0 | 0.80863
20201 | 66933 | 20 | BARNES | WASHINGTON | KS | KS_66933 | 66933 | Rural Fringe | 87 | 0.8105
20157 | 66935 | 20 | BELLEVILLE | REPUBLIC | KS | KS_66935 | 66935 | Rural Fringe | 1062 | 0.80733
20089 | 66936 | 20 | BURR OAK | JEWELL | KS | KS_66936 | 66936 | Rural Fringe | 62 | 0.80924
20201 | 66937 | 20 | CLIFTON | WASHINGTON | KS | KS_66937 | 66937 | Rural Fringe | 195 | 0.8107
20029 | 66938 | 20 | CLYDE | CLOUD | KS | KS_66938 | 66938 | Rural Fringe | 208 | 0.81139
20157 | 66939 | 20 | COURTLAND | REPUBLIC | KS | KS_66939 | 66939 | Rural Fringe | 59 | 0.80902
20157 | 66940 | 20 | CUBA | REPUBLIC | KS | KS_66940 | 66940 | Rural Fringe | 49 | 0.80721
20089 | 66942 | 20 | FORMOSO | JEWELL | KS | KS_66942 | 66942 | Rural Fringe | 33 | 0.80983
20201 | 66943 | 20 | GREENLEAF | WASHINGTON | KS | KS_66943 | 66943 | Rural Fringe | 118 | 0.81044
20201 | 66944 | 20 | HADDAM | WASHINGTON | KS | KS_66944 | 66944 | Rural Fringe | 195 | 0.80612
20201 | 66945 | 20 | HANOVER | WASHINGTON | KS | KS_66945 | 66945 | Rural Fringe | 269 | 0.80663
20029 | 66948 | 20 | JAMESTOWN | CLOUD | KS | KS_66948 | 66948 | Town Fringe | 247 | 0.98418
20089 | 66949 | 20 | JEWELL | JEWELL | KS | KS_66949 | 66949 | Rural Fringe | 263 | 0.8135
20183 | 66951 | 20 | KENSINGTON | SMITH | KS | KS_66951 | 66951 | Rural Fringe | 108 | 0.81334
20201 | 66953 | 20 | LINN | WASHINGTON | KS | KS_66953 | 66953 | Rural Fringe | 69 | 0.81104
20089 | 66956 | 20 | MANKATO | JEWELL | KS | KS_66956 | 66956 | Rural Fringe | 201 | 0.80897
20201 | 66958 | 20 | MORROWVILLE | WASHINGTON | KS | KS_66958 | 66958 | Rural Fringe | 173 | 0.8065
20157 | 66959 | 20 | MUNDEN | REPUBLIC | KS | KS_66959 | 66959 | Rural Fringe | 0 | 0.80712
20157 | 66960 | 20 | NARKA | REPUBLIC | KS | KS_66960 | 66960 | Rural Fringe | 46 | 0.8073
20201 | 66962 | 20 | PALMER | WASHINGTON | KS | KS_66962 | 66962 | Rural Fringe | 32 | 0.81143
20157 | 66964 | 20 | REPUBLIC | REPUBLIC | KS | KS_66964 | 66964 | Rural Fringe | 144 | 0.80873
20183 | 66967 | 20 | SMITH CENTER | SMITH | KS | KS_66967 | 66967 | Rural Fringe | 997 | 0.81362
20201 | 66968 | 20 | WASHINGTON | WASHINGTON | KS | KS_66968 | 66968 | Rural Fringe | 378 | 0.8086
20089 | 66970 | 20 | WEBBER | JEWELL | KS | KS_66970 | 66970 | Rural Fringe | 0 | 0.80577
20015 | 67017 | 20 | BENTON | BUTLER | KS | KS_67017 | 67017 | Rural Fringe | 528 | 0.82694
20079 | 67020 | 20 | BURRTON | HARVEY | KS | KS_67020 | 67020 | Rural Fringe | 980 | 0.82537
20015 | 67042 | 20 | EL DORADO | BUTLER | KS | KS_67042 | 67042 | Rural Fringe | 5705 | 0.82495
20079 | 67056 | 20 | HALSTEAD | HARVEY | KS | KS_67056 | 67056 | Rural Fringe | 569 | 0.82643
20169 | 67470 | 20 | NEW CAMBRIA | SALINE | KS | KS_67470 | 67470 | Rural Fringe | 244 | 0.81473
20079 | 67062 | 20 | HESSTON | HARVEY | KS | KS_67062 | 67062 | Town Fringe | 79 | 0.99234
20115 | 67063 | 20 | HILLSBORO | MARION | KS | KS_67063 | 67063 | Town Fringe | 1191 | 0.99345
20115 | 67073 | 20 | LEHIGH | MARION | KS | KS_67073 | 67073 | Town Fringe | 238 | 0.99601
20113 | 67107 | 20 | MOUNDRIDGE | MCPHERSON | KS | KS_67107 | 67107 | Rural Fringe | 704 | 0.82339
20145 | 67574 | 20 | ROZEL | PAWNEE | KS | KS_67574 | 67574 | Rural Fringe | 0 | 0.82696
20173 | 67108 | 20 | MOUNT HOPE | SEDGWICK | KS | KS_67108 | 67108 | Rural Fringe | 563 | 0.82693
20147 | 67621 | 20 | AGRA | PHILLIPS | KS | KS_67621 | 67621 | Rural Fringe | 0 | 0.81385
20051 | 67660 | 20 | PFEIFER | ELLIS | KS | KS_67660 | 67660 | Rural Fringe | 0 | 0.81884
20079 | 67135 | 20 | SEDGWICK | HARVEY | KS | KS_67135 | 67135 | Rural Fringe | 1482 | 0.82933
20015 | 67144 | 20 | TOWANDA | BUTLER | KS | KS_67144 | 67144 | Rural Fringe | 428 | 0.82655
20173 | 67147 | 20 | VALLEY CENTER | SEDGWICK | KS | KS_67147 | 67147 | Suburb Large | 3356 | 0.82241
20079 | 67151 | 20 | WALTON | HARVEY | KS | KS_67151 | 67151 | Town Fringe | 124 | 0.99743
20015 | 67154 | 20 | WHITEWATER | BUTLER | KS | KS_67154 | 67154 | Rural Fringe | 597 | 0.82636
20169 | 67401 | 20 | SALINA | SALINE | KS | KS_67401 | 67401 | Town Fringe | 17762 | 0.98373
20041 | 67410 | 20 | ABILENE | DICKINSON | KS | KS_67410 | 67410 | Rural Fringe | 3585 | 0.81615
20169 | 67416 | 20 | ASSARIA | SALINE | KS | KS_67416 | 67416 | Rural Fringe | 131 | 0.81913
20029 | 67417 | 20 | AURORA | CLOUD | KS | KS_67417 | 67417 | Town Fringe | 88 | 0.98493
20105 | 67418 | 20 | BARNARD | LINCOLN | KS | KS_67418 | 67418 | Rural Fringe | 25 | 0.81877
20143 | 67422 | 20 | BENNINGTON | OTTAWA | KS | KS_67422 | 67422 | Rural Fringe | 11 | 0.81631
20105 | 67423 | 20 | BEVERLY | LINCOLN | KS | KS_67423 | 67423 | Rural Fringe | 0 | 0.81782
20169 | 67425 | 20 | BROOKVILLE | SALINE | KS | KS_67425 | 67425 | Rural Fringe | 553 | 0.82001
20159 | 67427 | 20 | BUSHTON | RICE | KS | KS_67427 | 67427 | Rural Fringe | 45 | 0.82172
20113 | 67428 | 20 | CANTON | MCPHERSON | KS | KS_67428 | 67428 | Rural Fringe | 560 | 0.82253
20123 | 67430 | 20 | CAWKER CITY | MITCHELL | KS | KS_67430 | 67430 | Rural Fringe | 53 | 0.80026
20143 | 67436 | 20 | DELPHOS | OTTAWA | KS | KS_67436 | 67436 | Rural Fringe | 274 | 0.81425
20141 | 67437 | 20 | DOWNS | OSBORNE | KS | KS_67437 | 67437 | Rural Fringe | 140 | 0.81505
20115 | 67438 | 20 | DURHAM | MARION | KS | KS_67438 | 67438 | Town Fringe | 44 | 0.99496
20053 | 67439 | 20 | ELLSWORTH | ELLSWORTH | KS | KS_67439 | 67439 | Town Fringe | 1045 | 0.99245
20041 | 67441 | 20 | ENTERPRISE | DICKINSON | KS | KS_67441 | 67441 | Rural Fringe | 75 | 0.81619
20169 | 67442 | 20 | FALUN | SALINE | KS | KS_67442 | 67442 | Town Fringe | 52 | 0.99331
20113 | 67443 | 20 | GALVA | MCPHERSON | KS | KS_67443 | 67443 | Rural Fringe | 375 | 0.82139
20053 | 67444 | 20 | GENESEO | ELLSWORTH | KS | KS_67444 | 67444 | Town Fringe | 315 | 0.99339
20029 | 67445 | 20 | GLASCO | CLOUD | KS | KS_67445 | 67445 | Rural Fringe | 151 | 0.8137
20123 | 67446 | 20 | GLEN ELDER | MITCHELL | KS | KS_67446 | 67446 | Rural Fringe | 68 | 0.81143
20027 | 67447 | 20 | GREEN | CLAY | KS | KS_67447 | 67447 | Town Fringe | 238 | 0.98598
20169 | 67448 | 20 | GYPSUM | SALINE | KS | KS_67448 | 67448 | Rural Fringe | 753 | 0.8205
20127 | 67449 | 20 | HERINGTON | MORRIS | KS | KS_67449 | 67449 | Rural Fringe | 1557 | 0.81795
20053 | 67450 | 20 | HOLYROOD | ELLSWORTH | KS | KS_67450 | 67450 | Rural Fringe | 20 | 0.81891
20041 | 67451 | 20 | HOPE | DICKINSON | KS | KS_67451 | 67451 | Rural Fringe | 435 | 0.81996
20123 | 67452 | 20 | HUNTER | MITCHELL | KS | KS_67452 | 67452 | Rural Fringe | 220 | 0.81929
20105 | 67455 | 20 | LINCOLN | LINCOLN | KS | KS_67455 | 67455 | Rural Fringe | 518 | 0.81957
20113 | 67456 | 20 | LINDSBORG | MCPHERSON | KS | KS_67456 | 67456 | Town Fringe | 1837 | 0.9902
20159 | 67457 | 20 | LITTLE RIVER | RICE | KS | KS_67457 | 67457 | Rural Fringe | 148 | 0.82313
20027 | 67458 | 20 | LONGFORD | CLAY | KS | KS_67458 | 67458 | Town Fringe | 42 | 0.98878
20053 | 67459 | 20 | LORRAINE | ELLSWORTH | KS | KS_67459 | 67459 | Rural Fringe | 24 | 0.82209
20113 | 67460 | 20 | MCPHERSON | MCPHERSON | KS | KS_67460 | 67460 | Town Fringe | 6146 | 0.99335
20113 | 67464 | 20 | MARQUETTE | MCPHERSON | KS | KS_67464 | 67464 | Town Fringe | 213 | 0.99108
20029 | 67466 | 20 | MILTONVALE | CLOUD | KS | KS_67466 | 67466 | Rural Fringe | 280 | 0.81461
20143 | 67467 | 20 | MINNEAPOLIS | OTTAWA | KS | KS_67467 | 67467 | Rural Fringe | 838 | 0.81726
20027 | 67468 | 20 | MORGANVILLE | CLAY | KS | KS_67468 | 67468 | Town Fringe | 2 | 0.98384
20141 | 67473 | 20 | OSBORNE | OSBORNE | KS | KS_67473 | 67473 | Rural Fringe | 355 | 0.81639
20183 | 67474 | 20 | PORTIS | SMITH | KS | KS_67474 | 67474 | Rural Fringe | 43 | 0.81716
20115 | 67475 | 20 | RAMONA | MARION | KS | KS_67475 | 67475 | Rural Fringe | 0 | 0.82265
20143 | 67480 | 20 | SOLOMON | OTTAWA | KS | KS_67480 | 67480 | Rural Fringe | 465 | 0.81649
20105 | 67481 | 20 | SYLVAN GROVE | LINCOLN | KS | KS_67481 | 67481 | Rural Fringe | 307 | 0.81933
20115 | 67483 | 20 | TAMPA | MARION | KS | KS_67483 | 67483 | Rural Fringe | 79 | 0.82406
20143 | 67484 | 20 | TESCOTT | OTTAWA | KS | KS_67484 | 67484 | Rural Fringe | 427 | 0.8174
20141 | 67485 | 20 | TIPTON | OSBORNE | KS | KS_67485 | 67485 | Rural Fringe | 52 | 0.81962
20027 | 67487 | 20 | WAKEFIELD | CLAY | KS | KS_67487 | 67487 | Town Fringe | 290 | 0.98261
20053 | 67490 | 20 | WILSON | ELLSWORTH | KS | KS_67490 | 67490 | Rural Fringe | 604 | 0.81922
20113 | 67491 | 20 | WINDOM | MCPHERSON | KS | KS_67491 | 67491 | Rural Fringe | 66 | 0.82318
20041 | 67492 | 20 | WOODBINE | DICKINSON | KS | KS_67492 | 67492 | Rural Fringe | 0 | 0.81671
20155 | 67502 | 20 | HUTCHINSON | RENO | KS | KS_67502 | 67502 | Rural Fringe | 7553 | 0.81162
20155 | 67505 | 20 | SOUTH HUTCHINSON | RENO | KS | KS_67505 | 67505 | Rural Fringe | 218 | 0.8116
20155 | 67510 | 20 | ABBYVILLE | RENO | KS | KS_67510 | 67510 | Rural Fringe | 0 | 0.82732
20165 | 67511 | 20 | ALBERT | RUSH | KS | KS_67511 | 67511 | Rural Fringe | 0 | 0.82395
20159 | 67512 | 20 | ALDEN | RICE | KS | KS_67512 | 67512 | Rural Fringe | 36 | 0.82802
20165 | 67513 | 20 | ALEXANDER | RUSH | KS | KS_67513 | 67513 | Rural Fringe | 0 | 0.82593
20155 | 67514 | 20 | ARLINGTON | RENO | KS | KS_67514 | 67514 | Rural Fringe | 21 | 0.82686
20047 | 67519 | 20 | BELPRE | EDWARDS | KS | KS_67519 | 67519 | Rural Fringe | 0 | 0.82985
20165 | 67520 | 20 | BISON | RUSH | KS | KS_67520 | 67520 | Rural Fringe | 398 | 0.82373
20155 | 67522 | 20 | BUHLER | RENO | KS | KS_67522 | 67522 | Rural Fringe | 596 | 0.8212
20145 | 67523 | 20 | BURDETT | PAWNEE | KS | KS_67523 | 67523 | Rural Fringe | 24 | 0.82799
20159 | 67524 | 20 | CHASE | RICE | KS | KS_67524 | 67524 | Rural Fringe | 36 | 0.82467
20009 | 67525 | 20 | CLAFLIN | BARTON | KS | KS_67525 | 67525 | Rural Fringe | 451 | 0.81695
20009 | 67526 | 20 | ELLINWOOD | BARTON | KS | KS_67526 | 67526 | Rural Fringe | 500 | 0.82006
20145 | 67529 | 20 | GARFIELD | PAWNEE | KS | KS_67529 | 67529 | Town Fringe | 0 | 0.99934
20155 | 67543 | 20 | HAVEN | RENO | KS | KS_67543 | 67543 | Rural Fringe | 384 | 0.82686
20009 | 67544 | 20 | HOISINGTON | BARTON | KS | KS_67544 | 67544 | Town Fringe | 1601 | 0.99225
20185 | 67545 | 20 | HUDSON | STAFFORD | KS | KS_67545 | 67545 | Rural Fringe | 0 | 0.82421
20113 | 67546 | 20 | INMAN | MCPHERSON | KS | KS_67546 | 67546 | Rural Fringe | 575 | 0.82454
20047 | 67547 | 20 | KINSLEY | EDWARDS | KS | KS_67547 | 67547 | Rural Fringe | 734 | 0.82887
20173 | 67055 | 20 | GREENWICH | SEDGWICK | KS | KS_67055 | 67055 | Rural Fringe | 0 | 0.82027
20173 | 67067 | 20 | KECHI | SEDGWICK | KS | KS_67067 | 67067 | City Large | 290 | 0.78653
20173 | 67223 | 20 | WICHITA | SEDGWICK | KS | KS_67223 | 67223 | Rural Fringe | 0 | 0.82226
20173 | 67001 | 20 | ANDALE | SEDGWICK | KS | KS_67001 | 67001 | Rural Fringe | 210 | 0.83058
20173 | 67030 | 20 | COLWICH | SEDGWICK | KS | KS_67030 | 67030 | Rural Fringe | 948 | 0.82996
20173 | 67101 | 20 | MAIZE | SEDGWICK | KS | KS_67101 | 67101 | Rural Fringe | 1272 | 0.82476
20151 | 67021 | 20 | BYERS | PRATT | KS | KS_67021 | 67021 | Rural Fringe | 0 | 0.83306
20151 | 67066 | 20 | IUKA | PRATT | KS | KS_67066 | 67066 | Town Fringe | 0 | 1
20015 | 67132 | 20 | ROSALIA | BUTLER | KS | KS_67132 | 67132 | Rural Fringe | 0 | 0.83209
20173 | 67204 | 20 | WICHITA | SEDGWICK | KS | KS_67204 | 67204 | City Large | 5808 | 0.77115
20173 | 67205 | 20 | WICHITA | SEDGWICK | KS | KS_67205 | 67205 | Rural Fringe | 3750 | 0.80614
20173 | 67219 | 20 | WICHITA | SEDGWICK | KS | KS_67219 | 67219 | City Large | 3273 | 0.77718
20173 | 67220 | 20 | WICHITA | SEDGWICK | KS | KS_67220 | 67220 | City Large | 3639 | 0.77053
20173 | 67226 | 20 | WICHITA | SEDGWICK | KS | KS_67226 | 67226 | Rural Fringe | 3986 | 0.81543
20173 | 67228 | 20 | WICHITA | SEDGWICK | KS | KS_67228 | 67228 | Rural Fringe | 190 | 0.82673
20173 | 67260 | 20 | WICHITA | SEDGWICK | KS | KS_67260 | 67260 | City Large | 3 | 0.66667
20165 | 67548 | 20 | LA CROSSE | RUSH | KS | KS_67548 | 67548 | Rural Fringe | 249 | 0.82297
20047 | 67552 | 20 | LEWIS | EDWARDS | KS | KS_67552 | 67552 | Rural Fringe | 87 | 0.83186
20159 | 67554 | 20 | LYONS | RICE | KS | KS_67554 | 67554 | Town Fringe | 2141 | 0.99619
20165 | 67556 | 20 | MC CRACKEN | RUSH | KS | KS_67556 | 67556 | Rural Fringe | 85 | 0.82435
20185 | 67557 | 20 | MACKSVILLE | STAFFORD | KS | KS_67557 | 67557 | Rural Fringe | 171 | 0.83086
20145 | 67559 | 20 | NEKOMA | PAWNEE | KS | KS_67559 | 67559 | Rural Fringe | 0 | 0.82638
20155 | 67561 | 20 | NICKERSON | RENO | KS | KS_67561 | 67561 | Rural Fringe | 183 | 0.8261
20047 | 67563 | 20 | OFFERLE | EDWARDS | KS | KS_67563 | 67563 | Rural Fringe | 12 | 0.82882
20009 | 67564 | 20 | OLMITZ | BARTON | KS | KS_67564 | 67564 | Town Fringe | 83 | 0.99429
20165 | 67565 | 20 | OTIS | RUSH | KS | KS_67565 | 67565 | Rural Fringe | 83 | 0.82428
20155 | 67566 | 20 | PARTRIDGE | RENO | KS | KS_67566 | 67566 | Rural Fringe | 112 | 0.82686
20145 | 67567 | 20 | PAWNEE ROCK | PAWNEE | KS | KS_67567 | 67567 | Town Fringe | 213 | 0.99823
20155 | 67568 | 20 | PLEVNA | RENO | KS | KS_67568 | 67568 | Rural Fringe | 0 | 0.82671
20159 | 67573 | 20 | RAYMOND | RICE | KS | KS_67573 | 67573 | Rural Fringe | 50 | 0.82635
20165 | 67575 | 20 | RUSH CENTER | RUSH | KS | KS_67575 | 67575 | Rural Fringe | 0 | 0.82508
20185 | 67578 | 20 | STAFFORD | STAFFORD | KS | KS_67578 | 67578 | Rural Fringe | 284 | 0.82802
20159 | 67579 | 20 | STERLING | RICE | KS | KS_67579 | 67579 | Town Fringe | 667 | 0.99773
20155 | 67581 | 20 | SYLVIA | RENO | KS | KS_67581 | 67581 | Rural Fringe | 82 | 0.82745
20141 | 67623 | 20 | ALTON | OSBORNE | KS | KS_67623 | 67623 | Rural Fringe | 205 | 0.81796
20167 | 67626 | 20 | BUNKER HILL | RUSSELL | KS | KS_67626 | 67626 | Town Fringe | 78 | 0.98905
20183 | 67628 | 20 | CEDAR | SMITH | KS | KS_67628 | 67628 | Rural Fringe | 0 | 0.81526
20163 | 67632 | 20 | DAMAR | ROOKS | KS | KS_67632 | 67632 | Rural Fringe | 9 | 0.81863
20167 | 67634 | 20 | DORRANCE | RUSSELL | KS | KS_67634 | 67634 | Town Fringe | 41 | 0.98984
20195 | 67637 | 20 | ELLIS | TREGO | KS | KS_67637 | 67637 | Rural Fringe | 614 | 0.82175
20183 | 67638 | 20 | GAYLORD | SMITH | KS | KS_67638 | 67638 | Rural Fringe | 0 | 0.8152
20147 | 67639 | 20 | GLADE | PHILLIPS | KS | KS_67639 | 67639 | Town Fringe | 0 | 0.98939
20051 | 67640 | 20 | GORHAM | ELLIS | KS | KS_67640 | 67640 | Town Fringe | 129 | 0.99144
20147 | 67644 | 20 | KIRWIN | PHILLIPS | KS | KS_67644 | 67644 | Rural Fringe | 0 | 0.81425
20147 | 67646 | 20 | LOGAN | PHILLIPS | KS | KS_67646 | 67646 | Rural Fringe | 217 | 0.81647
20147 | 67647 | 20 | LONG ISLAND | PHILLIPS | KS | KS_67647 | 67647 | Rural Fringe | 0 | 0.81235
20167 | 67648 | 20 | LUCAS | RUSSELL | KS | KS_67648 | 67648 | Town Fringe | 178 | 0.99007
20167 | 67649 | 20 | LURAY | RUSSELL | KS | KS_67649 | 67649 | Town Fringe | 23 | 0.99119
20163 | 67651 | 20 | NATOMA | ROOKS | KS | KS_67651 | 67651 | Rural Fringe | 453 | 0.82058
20065 | 67657 | 20 | PALCO | GRAHAM | KS | KS_67657 | 67657 | Rural Fringe | 138 | 0.81917
20167 | 67658 | 20 | PARADISE | RUSSELL | KS | KS_67658 | 67658 | Rural Fringe | 7 | 0.82059
20163 | 67663 | 20 | PLAINVILLE | ROOKS | KS | KS_67663 | 67663 | Rural Fringe | 913 | 0.82076
20147 | 67664 | 20 | PRAIRIE VIEW | PHILLIPS | KS | KS_67664 | 67664 | Rural Fringe | 13 | 0.81301
20167 | 67665 | 20 | RUSSELL | RUSSELL | KS | KS_67665 | 67665 | Town Fringe | 2586 | 0.98742
20051 | 67671 | 20 | VICTORIA | ELLIS | KS | KS_67671 | 67671 | Rural Fringe | 216 | 0.82202
20141 | 67673 | 20 | WALDO | OSBORNE | KS | KS_67673 | 67673 | Rural Fringe | 137 | 0.82034
20163 | 67675 | 20 | WOODSTON | ROOKS | KS | KS_67675 | 67675 | Rural Fringe | 63 | 0.81876
19137 | 50864 | 19 | VILLISCA | MONTGOMERY | IA | IA_50864 | 50864 | Rural Fringe | 926 | 0.79642
19137 | 51532 | 19 | ELLIOTT | MONTGOMERY | IA | IA_51532 | 51532 | Rural Fringe | 408 | 0.79596
19129 | 51534 | 19 | GLENWOOD | MILLS | IA | IA_51534 | 51534 | Town Fringe | 3195 | 0.96063
19145 | 51647 | 19 | NORTHBORO | PAGE | IA | IA_51647 | 51647 | Town Fringe | 252 | 0.97151
19129 | 51540 | 19 | HASTINGS | MILLS | IA | IA_51540 | 51540 | Rural Fringe | 294 | 0.79603
19129 | 51541 | 19 | HENDERSON | MILLS | IA | IA_51541 | 51541 | Rural Fringe | 245 | 0.79657
19129 | 51551 | 19 | MALVERN | MILLS | IA | IA_51551 | 51551 | Rural Fringe | 539 | 0.79577
19145 | 51601 | 19 | SHENANDOAH | PAGE | IA | IA_51601 | 51601 | Town Fringe | 2933 | 0.96964
19145 | 51630 | 19 | BLANCHARD | PAGE | IA | IA_51630 | 51630 | Rural Fringe | 350 | 0.79825
19145 | 51636 | 19 | COIN | PAGE | IA | IA_51636 | 51636 | Rural Fringe | 322 | 0.80015
19145 | 51637 | 19 | COLLEGE SPRINGS | PAGE | IA | IA_51637 | 51637 | Rural Fringe | 336 | 0.71855
19145 | 51638 | 19 | ESSEX | PAGE | IA | IA_51638 | 51638 | Rural Fringe | 386 | 0.79832
19071 | 51640 | 19 | HAMBURG | FREMONT | IA | IA_51640 | 51640 | Rural Fringe | 464 | 0.79233
19071 | 51645 | 19 | IMOGENE | FREMONT | IA | IA_51645 | 51645 | Town Fringe | 335 | 0.97053
19173 | 51646 | 19 | NEW MARKET | TAYLOR | IA | IA_51646 | 51646 | Rural Fringe | 736 | 0.79495
19071 | 51650 | 19 | RIVERTON | FREMONT | IA | IA_51650 | 51650 | Rural Fringe | 78 | 0.79426
19071 | 51653 | 19 | TABOR | FREMONT | IA | IA_51653 | 51653 | Rural Fringe | 368 | 0.79047
19071 | 51654 | 19 | THURMAN | FREMONT | IA | IA_51654 | 51654 | Rural Fringe | 326 | 0.78692
31131 | 68417 | 31 | OTOE | OTOE | NE | NE_68417 | 68417 | Rural Fringe | 183 | 0.80129
31131 | 68324 | 31 | BURR | OTOE | NE | NE_68324 | 68324 | Rural Fringe | 131 | 0.80096
31153 | 68005 | 31 | BELLEVUE | SARPY | NE | NE_68005 | 68005 | Suburb Large | 7668 | 0.63993
31153 | 68028 | 31 | GRETNA | SARPY | NE | NE_68028 | 68028 | Town Fringe | 3896 | 0.96472
31025 | 68037 | 31 | LOUISVILLE | CASS | NE | NE_68037 | 68037 | Rural Fringe | 805 | 0.7926
31153 | 68059 | 31 | SPRINGFIELD | SARPY | NE | NE_68059 | 68059 | Rural Fringe | 873 | 0.79607
31153 | 68113 | 31 | OFFUTT A F B | SARPY | NE | NE_68113 | 68113 | Suburb Large | 257 | 0.78599
31153 | 68123 | 31 | BELLEVUE | SARPY | NE | NE_68123 | 68123 | Rural Fringe | 6346 | 0.77808
31153 | 68128 | 31 | LA VISTA | SARPY | NE | NE_68128 | 68128 | Suburb Large | 5323 | 0.85534
31153 | 68136 | 31 | OMAHA | SARPY | NE | NE_68136 | 68136 | Town Fringe | 5186 | 0.98515
31153 | 68157 | 31 | OMAHA | SARPY | NE | NE_68157 | 68157 | City Large | 2006 | 0.88285
31025 | 68304 | 31 | ALVO | CASS | NE | NE_68304 | 68304 | Rural Fringe | 143 | 0.79971
31025 | 68307 | 31 | AVOCA | CASS | NE | NE_68307 | 68307 | Rural Fringe | 333 | 0.80016
31131 | 68346 | 31 | DUNBAR | OTOE | NE | NE_68346 | 68346 | Rural Fringe | 237 | 0.79979
31025 | 68349 | 31 | ELMWOOD | CASS | NE | NE_68349 | 68349 | Rural Fringe | 464 | 0.80009
31131 | 68446 | 31 | SYRACUSE | OTOE | NE | NE_68446 | 68446 | Rural Fringe | 818 | 0.80178
31025 | 68463 | 31 | WEEPING WATER | CASS | NE | NE_68463 | 68463 | Rural Fringe | 682 | 0.79663
29165 | 64028 | 29 | FARLEY | PLATTE | MO | MO_64028 | 64028 | Rural Fringe | 310 | 0.79397
29003 | 64427 | 29 | BOLCKOW | ANDREW | MO | MO_64427 | 64427 | Rural Fringe | 634 | 0.804
29087 | 64466 | 29 | MAITLAND | HOLT | MO | MO_64466 | 64466 | Rural Fringe | 174 | 0.80424
29087 | 64473 | 29 | OREGON | HOLT | MO | MO_64473 | 64473 | Rural Fringe | 476 | 0.79281
29003 | 64483 | 29 | ROSENDALE | ANDREW | MO | MO_64483 | 64483 | Rural Fringe | 448 | 0.79965
29021 | 64503 | 29 | SAINT JOSEPH | BUCHANAN | MO | MO_64503 | 64503 | City Small | 3780 | 0.77341
29021 | 64507 | 29 | SAINT JOSEPH | BUCHANAN | MO | MO_64507 | 64507 | City Small | 5060 | 0.80579
20005 | 66002 | 20 | ATCHISON | ATCHISON | KS | KS_66002 | 66002 | Rural Fringe | 4526 | 0.79495
20043 | 66024 | 20 | ELWOOD | DONIPHAN | KS | KS_66024 | 66024 | City Small | 40 | 0.81113
20043 | 66090 | 20 | WATHENA | DONIPHAN | KS | KS_66090 | 66090 | Rural Fringe | 1045 | 0.79434
20131 | 66522 | 20 | ONEIDA | NEMAHA | KS | KS_66522 | 66522 | Rural Fringe | 231 | 0.7823
20177 | 66612 | 20 | TOPEKA | SHAWNEE | KS | KS_66612 | 66612 | City Midsize | 733 | 0.72033
20177 | 66621 | 20 | TOPEKA | SHAWNEE | KS | KS_66621 | 66621 | City Midsize | 8 | 1
20073 | 66855 | 20 | LAMONT | GREENWOOD | KS | KS_66855 | 66855 | Rural Fringe | -999 | 0.76927
29165 | 64018 | 29 | CAMDEN POINT | PLATTE | MO | MO_64018 | 64018 | Rural Fringe | 638 | 0.8031
29147 | 64431 | 29 | CLEARMONT | NODAWAY | MO | MO_64431 | 64431 | Rural Fringe | 681 | 0.7968
29147 | 64434 | 29 | CONCEPTION JUNCTION | NODAWAY | MO | MO_64434 | 64434 | Rural Fringe | 585 | 0.79982
29021 | 64440 | 29 | DE KALB | BUCHANAN | MO | MO_64440 | 64440 | Rural Fringe | 534 | 0.79171
29165 | 64079 | 29 | PLATTE CITY | PLATTE | MO | MO_64079 | 64079 | Town Fringe | 4129 | 0.96845
29165 | 64092 | 29 | WALDRON | PLATTE | MO | MO_64092 | 64092 | City Large | 0 | 0.75373
29165 | 64098 | 29 | WESTON | PLATTE | MO | MO_64098 | 64098 | Rural Fringe | 1122 | 0.79326
29165 | 64152 | 29 | KANSAS CITY | PLATTE | MO | MO_64152 | 64152 | City Large | 6810 | 0.72924
29165 | 64153 | 29 | KANSAS CITY | PLATTE | MO | MO_64153 | 64153 | Town Fringe | 2261 | 0.94783
29165 | 64163 | 29 | KANSAS CITY | PLATTE | MO | MO_64163 | 64163 | Town Fringe | 423 | 0.97156
29021 | 64401 | 29 | AGENCY | BUCHANAN | MO | MO_64401 | 64401 | Rural Fringe | 746 | 0.79358
29003 | 64421 | 29 | AMAZONIA | ANDREW | MO | MO_64421 | 64421 | Rural Fringe | 107 | 0.78964
29147 | 64423 | 29 | BARNARD | NODAWAY | MO | MO_64423 | 64423 | Rural Fringe | 684 | 0.80085
29003 | 64436 | 29 | COSBY | ANDREW | MO | MO_64436 | 64436 | Rural Fringe | 1082 | 0.80245
29087 | 64437 | 29 | CRAIG | HOLT | MO | MO_64437 | 64437 | Rural Fringe | 572 | 0.79761
29165 | 64439 | 29 | DEARBORN | PLATTE | MO | MO_64439 | 64439 | Rural Fringe | 1108 | 0.79794
29021 | 64443 | 29 | EASTON | BUCHANAN | MO | MO_64443 | 64443 | City Small | 833 | 0.8165
29165 | 64444 | 29 | EDGERTON | PLATTE | MO | MO_64444 | 64444 | Rural Fringe | 1297 | 0.80252
29021 | 64448 | 29 | FAUCETT | BUCHANAN | MO | MO_64448 | 64448 | Rural Fringe | 970 | 0.7981
29003 | 64449 | 29 | FILLMORE | ANDREW | MO | MO_64449 | 64449 | Rural Fringe | 176 | 0.79966
29087 | 64451 | 29 | FOREST CITY | HOLT | MO | MO_64451 | 64451 | Rural Fringe | 372 | 0.79448
29147 | 64455 | 29 | GRAHAM | NODAWAY | MO | MO_64455 | 64455 | Rural Fringe | 262 | 0.80243
29147 | 64457 | 29 | GUILFORD | NODAWAY | MO | MO_64457 | 64457 | Rural Fringe | 693 | 0.79993
29003 | 64459 | 29 | HELENA | ANDREW | MO | MO_64459 | 64459 | Rural Fringe | 936 | 0.79929
29147 | 64468 | 29 | MARYVILLE | NODAWAY | MO | MO_64468 | 64468 | Rural Fringe | 3567 | 0.79826
29087 | 64470 | 29 | MOUND CITY | HOLT | MO | MO_64470 | 64470 | Rural Fringe | 463 | 0.79887
29147 | 64476 | 29 | PICKERING | NODAWAY | MO | MO_64476 | 64476 | Rural Fringe | 617 | 0.79743
29003 | 64480 | 29 | REA | ANDREW | MO | MO_64480 | 64480 | Rural Fringe | 649 | 0.80075
29005 | 64482 | 29 | ROCK PORT | ATCHISON | MO | MO_64482 | 64482 | Rural Fringe | 581 | 0.79343
29021 | 64484 | 29 | RUSHVILLE | BUCHANAN | MO | MO_64484 | 64484 | Rural Fringe | 681 | 0.79625
29003 | 64485 | 29 | SAVANNAH | ANDREW | MO | MO_64485 | 64485 | Rural Fringe | 2548 | 0.7917
29147 | 64487 | 29 | SKIDMORE | NODAWAY | MO | MO_64487 | 64487 | Rural Fringe | 691 | 0.80299
29005 | 64491 | 29 | TARKIO | ATCHISON | MO | MO_64491 | 64491 | Rural Fringe | 728 | 0.80244
29005 | 64496 | 29 | WATSON | ATCHISON | MO | MO_64496 | 64496 | Rural Fringe | 19 | 0.79651
29021 | 64501 | 29 | SAINT JOSEPH | BUCHANAN | MO | MO_64501 | 64501 | City Small | 3920 | 0.80016
29021 | 64504 | 29 | SAINT JOSEPH | BUCHANAN | MO | MO_64504 | 64504 | City Small | 3662 | 0.80404
29003 | 64505 | 29 | SAINT JOSEPH | ANDREW | MO | MO_64505 | 64505 | Rural Fringe | 3882 | 0.77126
29021 | 64506 | 29 | SAINT JOSEPH | BUCHANAN | MO | MO_64506 | 64506 | City Small | 4471 | 0.76988
20059 | 66042 | 20 | LANE | FRANKLIN | KS | KS_66042 | 66042 | Rural Fringe | 768 | 0.80647
20045 | 66045 | 20 | LAWRENCE | DOUGLAS | KS | KS_66045 | 66045 | City Small | 389 | 0.79978
20087 | 66070 | 20 | OZAWKIE | JEFFERSON | KS | KS_66070 | 66070 | Rural Fringe | 792 | 0.77534
20091 | 66220 | 20 | LENEXA | JOHNSON | KS | KS_66220 | 66220 | Suburb Large | 1118 | 0.7421
20131 | 66417 | 20 | CORNING | NEMAHA | KS | KS_66417 | 66417 | Rural Fringe | 127 | 0.80616
20045 | 66006 | 20 | BALDWIN CITY | DOUGLAS | KS | KS_66006 | 66006 | Town Fringe | 2706 | 0.9758
20103 | 66007 | 20 | BASEHOR | LEAVENWORTH | KS | KS_66007 | 66007 | Rural Fringe | 1810 | 0.7992
20043 | 66008 | 20 | BENDENA | DONIPHAN | KS | KS_66008 | 66008 | Rural Fringe | 327 | 0.80423
20085 | 66419 | 20 | DENISON | JACKSON | KS | KS_66419 | 66419 | Rural Fringe | 811 | 0.80442
20107 | 66010 | 20 | BLUE MOUND | LINN | KS | KS_66010 | 66010 | Rural Fringe | 1358 | 0.81401
20103 | 66012 | 20 | BONNER SPRINGS | LEAVENWORTH | KS | KS_66012 | 66012 | Rural Fringe | 3636 | 0.79521
20121 | 66013 | 20 | BUCYRUS | MIAMI | KS | KS_66013 | 66013 | Town Fringe | 2287 | 0.98218
20149 | 66422 | 20 | EMMETT | POTTAWATOMIE | KS | KS_66422 | 66422 | Rural Fringe | 722 | 0.81538
20107 | 66014 | 20 | CENTERVILLE | LINN | KS | KS_66014 | 66014 | Rural Fringe | 1191 | 0.81213
20003 | 66015 | 20 | COLONY | ANDERSON | KS | KS_66015 | 66015 | Rural Fringe | 746 | 0.8256
20005 | 66016 | 20 | CUMMINGS | ATCHISON | KS | KS_66016 | 66016 | Rural Fringe | 660 | 0.80441
20177 | 66603 | 20 | TOPEKA | SHAWNEE | KS | KS_66603 | 66603 | City Midsize | 591 | 0.61083
20043 | 66017 | 20 | DENTON | DONIPHAN | KS | KS_66017 | 66017 | Rural Fringe | 403 | 0.80825
20177 | 66616 | 20 | TOPEKA | SHAWNEE | KS | KS_66616 | 66616 | City Midsize | 3421 | 0.57381
20091 | 66018 | 20 | DE SOTO | JOHNSON | KS | KS_66018 | 66018 | Suburb Large | 1029 | 0.75288
20103 | 66020 | 20 | EASTON | LEAVENWORTH | KS | KS_66020 | 66020 | Rural Fringe | 1351 | 0.79428
20091 | 66021 | 20 | EDGERTON | JOHNSON | KS | KS_66021 | 66021 | Town Fringe | 1919 | 0.98203
20005 | 66023 | 20 | EFFINGHAM | ATCHISON | KS | KS_66023 | 66023 | Rural Fringe | 989 | 0.80638
20045 | 66025 | 20 | EUDORA | DOUGLAS | KS | KS_66025 | 66025 | Rural Fringe | 3111 | 0.79943
20121 | 66026 | 20 | FONTANA | MIAMI | KS | KS_66026 | 66026 | Rural Fringe | 820 | 0.81599
20177 | 66619 | 20 | TOPEKA | SHAWNEE | KS | KS_66619 | 66619 | Rural Fringe | 842 | 0.89667
20103 | 66027 | 20 | FORT LEAVENWORTH | LEAVENWORTH | KS | KS_66027 | 66027 | Town Fringe | 748 | 0.90508
20091 | 66030 | 20 | GARDNER | JOHNSON | KS | KS_66030 | 66030 | Town Fringe | 7219 | 0.97551
20091 | 66031 | 20 | NEW CENTURY | JOHNSON | KS | KS_66031 | 66031 | Town Fringe | 28 | 0.92857
20003 | 66032 | 20 | GARNETT | ANDERSON | KS | KS_66032 | 66032 | Town Fringe | 2296 | 0.98887
20003 | 66033 | 20 | GREELEY | ANDERSON | KS | KS_66033 | 66033 | Town Fringe | 1491 | 0.9856
20043 | 66035 | 20 | HIGHLAND | DONIPHAN | KS | KS_66035 | 66035 | Rural Fringe | 229 | 0.80354
20003 | 66039 | 20 | KINCAID | ANDERSON | KS | KS_66039 | 66039 | Rural Fringe | 908 | 0.82028
20107 | 66040 | 20 | LACYGNE | LINN | KS | KS_66040 | 66040 | Rural Fringe | 1579 | 0.80501
20005 | 66041 | 20 | LANCASTER | ATCHISON | KS | KS_66041 | 66041 | Rural Fringe | 741 | 0.80875
20103 | 66043 | 20 | LANSING | LEAVENWORTH | KS | KS_66043 | 66043 | Town Fringe | 1664 | 0.95952
20045 | 66044 | 20 | LAWRENCE | DOUGLAS | KS | KS_66044 | 66044 | City Small | 5448 | 0.81018
20045 | 66046 | 20 | LAWRENCE | DOUGLAS | KS | KS_66046 | 66046 | City Small | 5731 | 0.81285
20045 | 66047 | 20 | LAWRENCE | DOUGLAS | KS | KS_66047 | 66047 | City Small | 3697 | 0.80029
20103 | 66048 | 20 | LEAVENWORTH | LEAVENWORTH | KS | KS_66048 | 66048 | Rural Fringe | 11285 | 0.78886
20045 | 66049 | 20 | LAWRENCE | DOUGLAS | KS | KS_66049 | 66049 | City Small | 6514 | 0.80375
20045 | 66050 | 20 | LECOMPTON | DOUGLAS | KS | KS_66050 | 66050 | Rural Fringe | 1082 | 0.79478
20103 | 66052 | 20 | LINWOOD | LEAVENWORTH | KS | KS_66052 | 66052 | Rural Fringe | 1205 | 0.80061
20121 | 66053 | 20 | LOUISBURG | MIAMI | KS | KS_66053 | 66053 | Town Fringe | 3308 | 0.98354
20087 | 66054 | 20 | MC LOUTH | JEFFERSON | KS | KS_66054 | 66054 | Rural Fringe | 1917 | 0.80376
20107 | 66056 | 20 | MOUND CITY | LINN | KS | KS_66056 | 66056 | Rural Fringe | 1192 | 0.80694
20005 | 66058 | 20 | MUSCOTAH | ATCHISON | KS | KS_66058 | 66058 | Rural Fringe | 761 | 0.80669
20087 | 66060 | 20 | NORTONVILLE | JEFFERSON | KS | KS_66060 | 66060 | Rural Fringe | 917 | 0.80827
20091 | 66061 | 20 | OLATHE | JOHNSON | KS | KS_66061 | 66061 | Suburb Large | 13738 | 0.77306
20091 | 66062 | 20 | OLATHE | JOHNSON | KS | KS_66062 | 66062 | Town Fringe | 24025 | 0.97496
20121 | 66064 | 20 | OSAWATOMIE | MIAMI | KS | KS_66064 | 66064 | Town Fringe | 3122 | 0.98021
20087 | 66066 | 20 | OSKALOOSA | JEFFERSON | KS | KS_66066 | 66066 | Rural Fringe | 1578 | 0.79678
20059 | 66067 | 20 | OTTAWA | FRANKLIN | KS | KS_66067 | 66067 | Town Fringe | 6594 | 0.98437
20121 | 66071 | 20 | PAOLA | MIAMI | KS | KS_66071 | 66071 | Town Fringe | 5868 | 0.9839
20107 | 66072 | 20 | PARKER | LINN | KS | KS_66072 | 66072 | Rural Fringe | 1242 | 0.81266
20087 | 66073 | 20 | PERRY | JEFFERSON | KS | KS_66073 | 66073 | Rural Fringe | 1184 | 0.79058
20107 | 66075 | 20 | PLEASANTON | LINN | KS | KS_66075 | 66075 | Rural Fringe | 1237 | 0.80793
20059 | 66076 | 20 | POMONA | FRANKLIN | KS | KS_66076 | 66076 | Rural Fringe | 1455 | 0.81273
20059 | 66078 | 20 | PRINCETON | FRANKLIN | KS | KS_66078 | 66078 | Rural Fringe | 1013 | 0.8169
20059 | 66079 | 20 | RANTOUL | FRANKLIN | KS | KS_66079 | 66079 | Rural Fringe | 940 | 0.80892
20059 | 66080 | 20 | RICHMOND | FRANKLIN | KS | KS_66080 | 66080 | Rural Fringe | 1030 | 0.82149
20121 | 66083 | 20 | SPRING HILL | MIAMI | KS | KS_66083 | 66083 | Town Fringe | 3034 | 0.97917
20103 | 66086 | 20 | TONGANOXIE | LEAVENWORTH | KS | KS_66086 | 66086 | Town Fringe | 4857 | 0.96997
20043 | 66087 | 20 | TROY | DONIPHAN | KS | KS_66087 | 66087 | Rural Fringe | 777 | 0.79889
20087 | 66088 | 20 | VALLEY FALLS | JEFFERSON | KS | KS_66088 | 66088 | Rural Fringe | 1736 | 0.80516
20003 | 66091 | 20 | WELDA | ANDERSON | KS | KS_66091 | 66091 | Town Fringe | 926 | 0.99675
20059 | 66092 | 20 | WELLSVILLE | FRANKLIN | KS | KS_66092 | 66092 | Rural Fringe | 1764 | 0.81525
20003 | 66093 | 20 | WESTPHALIA | ANDERSON | KS | KS_66093 | 66093 | Town Fringe | 969 | 0.99637
20043 | 66094 | 20 | WHITE CLOUD | DONIPHAN | KS | KS_66094 | 66094 | Rural Fringe | 110 | 0.79183
20059 | 66095 | 20 | WILLIAMSBURG | FRANKLIN | KS | KS_66095 | 66095 | Rural Fringe | 953 | 0.8165
20087 | 66097 | 20 | WINCHESTER | JEFFERSON | KS | KS_66097 | 66097 | Rural Fringe | 1010 | 0.80517
20209 | 66102 | 20 | KANSAS CITY | WYANDOTTE | KS | KS_66102 | 66102 | City Midsize | 6553 | 0.66766
20209 | 66104 | 20 | KANSAS CITY | WYANDOTTE | KS | KS_66104 | 66104 | City Midsize | 7206 | 0.65549
20209 | 66105 | 20 | KANSAS CITY | WYANDOTTE | KS | KS_66105 | 66105 | City Midsize | 1430 | 0.69231
20209 | 66106 | 20 | KANSAS CITY | WYANDOTTE | KS | KS_66106 | 66106 | City Midsize | 5688 | 0.66603
20209 | 66109 | 20 | KANSAS CITY | WYANDOTTE | KS | KS_66109 | 66109 | Rural Fringe | 6361 | 0.78088
20209 | 66111 | 20 | KANSAS CITY | WYANDOTTE | KS | KS_66111 | 66111 | Suburb Large | 2983 | 0.76483
20209 | 66112 | 20 | KANSAS CITY | WYANDOTTE | KS | KS_66112 | 66112 | City Midsize | 2459 | 0.66627
20091 | 66202 | 20 | MISSION | JOHNSON | KS | KS_66202 | 66202 | Suburb Large | 5523 | 0.60837
20091 | 66207 | 20 | OVERLAND PARK | JOHNSON | KS | KS_66207 | 66207 | Suburb Large | 4752 | 0.7681
20091 | 66208 | 20 | PRAIRIE VILLAGE | JOHNSON | KS | KS_66208 | 66208 | Suburb Large | 8951 | 0.55647
20091 | 66209 | 20 | LEAWOOD | JOHNSON | KS | KS_66209 | 66209 | City Midsize | 3752 | 0.67024
20091 | 66210 | 20 | OVERLAND PARK | JOHNSON | KS | KS_66210 | 66210 | City Midsize | 3336 | 0.68164
20091 | 66212 | 20 | OVERLAND PARK | JOHNSON | KS | KS_66212 | 66212 | Suburb Large | 9117 | 0.72502
20091 | 66213 | 20 | OVERLAND PARK | JOHNSON | KS | KS_66213 | 66213 | City Midsize | 5510 | 0.66939
20091 | 66214 | 20 | OVERLAND PARK | JOHNSON | KS | KS_66214 | 66214 | Suburb Large | 2825 | 0.79957
20091 | 66215 | 20 | LENEXA | JOHNSON | KS | KS_66215 | 66215 | Suburb Large | 6520 | 0.79352
20091 | 66216 | 20 | SHAWNEE | JOHNSON | KS | KS_66216 | 66216 | Suburb Large | 5946 | 0.75348
20091 | 66217 | 20 | SHAWNEE | JOHNSON | KS | KS_66217 | 66217 | Suburb Large | 2502 | 0.76734
20091 | 66218 | 20 | SHAWNEE | JOHNSON | KS | KS_66218 | 66218 | Suburb Large | 2320 | 0.76355
20091 | 66219 | 20 | LENEXA | JOHNSON | KS | KS_66219 | 66219 | Suburb Large | 2304 | 0.78824
20091 | 66221 | 20 | OVERLAND PARK | JOHNSON | KS | KS_66221 | 66221 | City Midsize | 3908 | 0.67244
20091 | 66226 | 20 | SHAWNEE | JOHNSON | KS | KS_66226 | 66226 | Suburb Large | 2894 | 0.7659
20091 | 66227 | 20 | LENEXA | JOHNSON | KS | KS_66227 | 66227 | Suburb Large | 2791 | 0.77415
20197 | 66401 | 20 | ALMA | WABAUNSEE | KS | KS_66401 | 66401 | Rural Fringe | 949 | 0.82157
20177 | 66402 | 20 | AUBURN | SHAWNEE | KS | KS_66402 | 66402 | Rural Fringe | 1216 | 0.81249
20117 | 66403 | 20 | AXTELL | MARSHALL | KS | KS_66403 | 66403 | Rural Fringe | 246 | 0.80528
20131 | 66404 | 20 | BAILEYVILLE | NEMAHA | KS | KS_66404 | 66404 | Rural Fringe | 318 | 0.8081
20117 | 66406 | 20 | BEATTIE | MARSHALL | KS | KS_66406 | 66406 | Town Fringe | 119 | 0.97985
20149 | 66407 | 20 | BELVUE | POTTAWATOMIE | KS | KS_66407 | 66407 | Town Fringe | 633 | 0.98646
20131 | 66408 | 20 | BERN | NEMAHA | KS | KS_66408 | 66408 | Rural Fringe | 347 | 0.80561
20177 | 66409 | 20 | BERRYTON | SHAWNEE | KS | KS_66409 | 66409 | Rural Fringe | 1895 | 0.80515
20139 | 66413 | 20 | BURLINGAME | OSAGE | KS | KS_66413 | 66413 | Rural Fringe | 931 | 0.8157
20139 | 66414 | 20 | CARBONDALE | OSAGE | KS | KS_66414 | 66414 | Rural Fringe | 1131 | 0.81165
20131 | 66415 | 20 | CENTRALIA | NEMAHA | KS | KS_66415 | 66415 | Rural Fringe | 257 | 0.80919
20085 | 66416 | 20 | CIRCLEVILLE | JACKSON | KS | KS_66416 | 66416 | Rural Fringe | 924 | 0.80644
20085 | 66418 | 20 | DELIA | JACKSON | KS | KS_66418 | 66418 | Rural Fringe | 838 | 0.81541
20197 | 66423 | 20 | ESKRIDGE | WABAUNSEE | KS | KS_66423 | 66423 | Rural Fringe | 475 | 0.82279
31147 | 68457 | 31 | VERDON | RICHARDSON | NE | NE_68457 | 68457 | Rural Fringe | 349 | 0.80403
20013 | 66424 | 20 | EVEREST | BROWN | KS | KS_66424 | 66424 | Rural Fringe | 595 | 0.80745
20013 | 66425 | 20 | FAIRVIEW | BROWN | KS | KS_66425 | 66425 | Rural Fringe | 387 | 0.80683
20131 | 66428 | 20 | GOFF | NEMAHA | KS | KS_66428 | 66428 | Rural Fringe | 813 | 0.80889
20087 | 66429 | 20 | GRANTVILLE | JEFFERSON | KS | KS_66429 | 66429 | Rural Fringe | 651 | 0.8043
20197 | 66431 | 20 | HARVEYVILLE | WABAUNSEE | KS | KS_66431 | 66431 | Rural Fringe | 434 | 0.81823
20149 | 66432 | 20 | HAVENSVILLE | POTTAWATOMIE | KS | KS_66432 | 66432 | Rural Fringe | 299 | 0.80779
20013 | 66434 | 20 | HIAWATHA | BROWN | KS | KS_66434 | 66434 | Rural Fringe | 2219 | 0.80791
20085 | 66436 | 20 | HOLTON | JACKSON | KS | KS_66436 | 66436 | Rural Fringe | 2796 | 0.80672
20013 | 66439 | 20 | HORTON | BROWN | KS | KS_66439 | 66439 | Rural Fringe | 1014 | 0.80569
20085 | 66440 | 20 | HOYT | JACKSON | KS | KS_66440 | 66440 | Rural Fringe | 1033 | 0.80718
20139 | 66451 | 20 | LYNDON | OSAGE | KS | KS_66451 | 66451 | Rural Fringe | 743 | 0.81555
20197 | 66507 | 20 | MAPLE HILL | WABAUNSEE | KS | KS_66507 | 66507 | Rural Fringe | 672 | 0.81737
20085 | 66509 | 20 | MAYETTA | JACKSON | KS | KS_66509 | 66509 | Rural Fringe | 1461 | 0.81095
20139 | 66510 | 20 | MELVERN | OSAGE | KS | KS_66510 | 66510 | Rural Fringe | 418 | 0.81195
20087 | 66512 | 20 | MERIDEN | JEFFERSON | KS | KS_66512 | 66512 | Rural Fringe | 1959 | 0.79643
20013 | 66515 | 20 | MORRILL | BROWN | KS | KS_66515 | 66515 | Rural Fringe | 220 | 0.8081
20085 | 66516 | 20 | NETAWAKA | JACKSON | KS | KS_66516 | 66516 | Rural Fringe | 949 | 0.80587
20149 | 66521 | 20 | ONAGA | POTTAWATOMIE | KS | KS_66521 | 66521 | Rural Fringe | 766 | 0.81071
20139 | 66523 | 20 | OSAGE CITY | OSAGE | KS | KS_66523 | 66523 | Rural Fringe | 1570 | 0.81782
20139 | 66524 | 20 | OVERBROOK | OSAGE | KS | KS_66524 | 66524 | Rural Fringe | 1782 | 0.81324
20197 | 66526 | 20 | PAXICO | WABAUNSEE | KS | KS_66526 | 66526 | Rural Fringe | 521 | 0.81949
20013 | 66527 | 20 | POWHATTAN | BROWN | KS | KS_66527 | 66527 | Rural Fringe | 537 | 0.80977
20139 | 66528 | 20 | QUENEMO | OSAGE | KS | KS_66528 | 66528 | Rural Fringe | 214 | 0.80798
20013 | 66532 | 20 | ROBINSON | BROWN | KS | KS_66532 | 66532 | Rural Fringe | 486 | 0.80837
20177 | 66533 | 20 | ROSSVILLE | SHAWNEE | KS | KS_66533 | 66533 | Rural Fringe | 837 | 0.81346
20131 | 66534 | 20 | SABETHA | NEMAHA | KS | KS_66534 | 66534 | Rural Fringe | 1414 | 0.80487
20149 | 66536 | 20 | SAINT MARYS | POTTAWATOMIE | KS | KS_66536 | 66536 | Rural Fringe | 730 | 0.81268
20139 | 66537 | 20 | SCRANTON | OSAGE | KS | KS_66537 | 66537 | Rural Fringe | 807 | 0.81546
20131 | 66538 | 20 | SENECA | NEMAHA | KS | KS_66538 | 66538 | Rural Fringe | 873 | 0.80639
20177 | 66539 | 20 | SILVER LAKE | SHAWNEE | KS | KS_66539 | 66539 | Rural Fringe | 892 | 0.8084
20085 | 66540 | 20 | SOLDIER | JACKSON | KS | KS_66540 | 66540 | Rural Fringe | 713 | 0.80794
20117 | 66541 | 20 | SUMMERFIELD | MARSHALL | KS | KS_66541 | 66541 | Rural Fringe | 192 | 0.80491
20177 | 66542 | 20 | TECUMSEH | SHAWNEE | KS | KS_66542 | 66542 | Rural Fringe | 2674 | 0.80021
20139 | 66543 | 20 | VASSAR | OSAGE | KS | KS_66543 | 66543 | Rural Fringe | 321 | 0.80007
20117 | 66544 | 20 | VERMILLION | MARSHALL | KS | KS_66544 | 66544 | Rural Fringe | 116 | 0.80686
20177 | 66546 | 20 | WAKARUSA | SHAWNEE | KS | KS_66546 | 66546 | Rural Fringe | 1212 | 0.81148
20149 | 66547 | 20 | WAMEGO | POTTAWATOMIE | KS | KS_66547 | 66547 | Town Fringe | 3703 | 0.98402
20131 | 66550 | 20 | WETMORE | NEMAHA | KS | KS_66550 | 66550 | Rural Fringe | 909 | 0.80423
20085 | 66552 | 20 | WHITING | JACKSON | KS | KS_66552 | 66552 | Rural Fringe | 1043 | 0.80791
20177 | 66604 | 20 | TOPEKA | SHAWNEE | KS | KS_66604 | 66604 | City Midsize | 9264 | 0.64065
20177 | 66605 | 20 | TOPEKA | SHAWNEE | KS | KS_66605 | 66605 | Rural Fringe | 8023 | 0.73987
20177 | 66606 | 20 | TOPEKA | SHAWNEE | KS | KS_66606 | 66606 | City Midsize | 4876 | 0.63761
20177 | 66607 | 20 | TOPEKA | SHAWNEE | KS | KS_66607 | 66607 | City Midsize | 4005 | 0.61548
20177 | 66608 | 20 | TOPEKA | SHAWNEE | KS | KS_66608 | 66608 | Suburb Midsize | 3346 | 0.54573
20177 | 66609 | 20 | TOPEKA | SHAWNEE | KS | KS_66609 | 66609 | Rural Fringe | 2951 | 0.80278
20177 | 66610 | 20 | TOPEKA | SHAWNEE | KS | KS_66610 | 66610 | Rural Fringe | 3662 | 0.80452
20177 | 66611 | 20 | TOPEKA | SHAWNEE | KS | KS_66611 | 66611 | City Midsize | 3709 | 0.69938
20177 | 66614 | 20 | TOPEKA | SHAWNEE | KS | KS_66614 | 66614 | Rural Fringe | 6684 | 0.79748
20177 | 66615 | 20 | TOPEKA | SHAWNEE | KS | KS_66615 | 66615 | Rural Fringe | 2521 | 0.80734
20177 | 66617 | 20 | TOPEKA | SHAWNEE | KS | KS_66617 | 66617 | Suburb Midsize | 2579 | 0.56236
20177 | 66618 | 20 | TOPEKA | SHAWNEE | KS | KS_66618 | 66618 | Suburb Midsize | 2940 | 0.57515
20107 | 66767 | 20 | PRESCOTT | LINN | KS | KS_66767 | 66767 | Rural Fringe | 909 | 0.81737
20111 | 66830 | 20 | ADMIRE | LYON | KS | KS_66830 | 66830 | Rural Fringe | 155 | 0.82024
20111 | 66801 | 20 | EMPORIA | LYON | KS | KS_66801 | 66801 | Town Fringe | 9129 | 0.99235
20111 | 66833 | 20 | ALLEN | LYON | KS | KS_66833 | 66833 | Rural Fringe | 379 | 0.82314
20111 | 66835 | 20 | AMERICUS | LYON | KS | KS_66835 | 66835 | Rural Fringe | 382 | 0.82255
20031 | 66839 | 20 | BURLINGTON | COFFEY | KS | KS_66839 | 66839 | Rural Fringe | 1760 | 0.81386
20031 | 66852 | 20 | GRIDLEY | COFFEY | KS | KS_66852 | 66852 | Rural Fringe | 727 | 0.82456
20073 | 66853 | 20 | HAMILTON | GREENWOOD | KS | KS_66853 | 66853 | Rural Fringe | 278 | 0.82617
20111 | 66854 | 20 | HARTFORD | LYON | KS | KS_66854 | 66854 | Rural Fringe | 861 | 0.82292
20031 | 66856 | 20 | LEBO | COFFEY | KS | KS_66856 | 66856 | Rural Fringe | 629 | 0.8203
20031 | 66857 | 20 | LE ROY | COFFEY | KS | KS_66857 | 66857 | Rural Fringe | 729 | 0.8205
20073 | 66860 | 20 | MADISON | GREENWOOD | KS | KS_66860 | 66860 | Rural Fringe | 485 | 0.82453
20111 | 66864 | 20 | NEOSHO RAPIDS | LYON | KS | KS_66864 | 66864 | Rural Fringe | 344 | 0.81817
20111 | 66865 | 20 | OLPE | LYON | KS | KS_66865 | 66865 | Rural Fringe | 572 | 0.82568
20111 | 66868 | 20 | READING | LYON | KS | KS_66868 | 66868 | Rural Fringe | 451 | 0.82138
20031 | 66871 | 20 | WAVERLY | COFFEY | KS | KS_66871 | 66871 | Rural Fringe | 699 | 0.82247
31127 | 68305 | 31 | AUBURN | NEMAHA | NE | NE_68305 | 68305 | Rural Fringe | 1554 | 0.80143
31127 | 68321 | 31 | BROWNVILLE | NEMAHA | NE | NE_68321 | 68321 | Rural Fringe | 158 | 0.78908
31133 | 68323 | 31 | BURCHARD | PAWNEE | NE | NE_68323 | 68323 | Rural Fringe | 486 | 0.80327
31097 | 68329 | 31 | COOK | JOHNSON | NE | NE_68329 | 68329 | Rural Fringe | 376 | 0.8027
31147 | 68337 | 31 | DAWSON | RICHARDSON | NE | NE_68337 | 68337 | Rural Fringe | 345 | 0.80318
31133 | 68345 | 31 | DU BOIS | PAWNEE | NE | NE_68345 | 68345 | Rural Fringe | 183 | 0.80068
31147 | 68355 | 31 | FALLS CITY | RICHARDSON | NE | NE_68355 | 68355 | Town Fringe | 2658 | 0.97418
31147 | 68376 | 31 | HUMBOLDT | RICHARDSON | NE | NE_68376 | 68376 | Rural Fringe | 576 | 0.80276
31133 | 68420 | 31 | PAWNEE CITY | PAWNEE | NE | NE_68420 | 68420 | Rural Fringe | 332 | 0.79976
31147 | 68431 | 31 | RULO | RICHARDSON | NE | NE_68431 | 68431 | Town Fringe | 163 | 0.96828
31147 | 68433 | 31 | SALEM | RICHARDSON | NE | NE_68433 | 68433 | Rural Fringe | 334 | 0.80205
31133 | 68441 | 31 | STEINAUER | PAWNEE | NE | NE_68441 | 68441 | Rural Fringe | 170 | 0.79834
31133 | 68447 | 31 | TABLE ROCK | PAWNEE | NE | NE_68447 | 68447 | Rural Fringe | 212 | 0.799
20015 | 67012 | 20 | BEAUMONT | BUTLER | KS | KS_67012 | 67012 | Rural Fringe | -999 | 0.7258
20173 | 67221 | 20 | MCCONNELL AFB | SEDGWICK | KS | KS_67221 | 67221 | Suburb Large | 463 | 0.90281
20097 | 67109 | 20 | MULLINVILLE | KIOWA | KS | KS_67109 | 67109 | Rural Fringe | 0 | 0.83482
20015 | 67002 | 20 | ANDOVER | BUTLER | KS | KS_67002 | 67002 | Rural Fringe | 3608 | 0.81918
20035 | 67008 | 20 | ATLANTA | COWLEY | KS | KS_67008 | 67008 | Rural Fringe | 432 | 0.83145
20015 | 67010 | 20 | AUGUSTA | BUTLER | KS | KS_67010 | 67010 | Town Fringe | 4493 | 0.99689
20173 | 67227 | 20 | WICHITA | SEDGWICK | KS | KS_67227 | 67227 | Rural Fringe | 0 | 0.83202
20173 | 67232 | 20 | WICHITA | SEDGWICK | KS | KS_67232 | 67232 | City Large | 0 | 0.79015
20173 | 67025 | 20 | CHENEY | SEDGWICK | KS | KS_67025 | 67025 | Rural Fringe | 777 | 0.82774
20173 | 67026 | 20 | CLEARWATER | SEDGWICK | KS | KS_67026 | 67026 | Rural Fringe | 2162 | 0.83143
20097 | 67028 | 20 | COATS | KIOWA | KS | KS_67028 | 67028 | Rural Fringe | 163 | 0.83685
20191 | 67031 | 20 | CONWAY SPRINGS | SUMNER | KS | KS_67031 | 67031 | Rural Fringe | 479 | 0.83433
20095 | 67035 | 20 | CUNNINGHAM | KINGMAN | KS | KS_67035 | 67035 | Rural Fringe | 168 | 0.83206
20173 | 67037 | 20 | DERBY | SEDGWICK | KS | KS_67037 | 67037 | Suburb Large | 9564 | 0.81984
20015 | 67039 | 20 | DOUGLASS | BUTLER | KS | KS_67039 | 67039 | Rural Fringe | 828 | 0.82786
20173 | 67050 | 20 | GARDEN PLAIN | SEDGWICK | KS | KS_67050 | 67050 | Rural Fringe | 285 | 0.82901
20173 | 67052 | 20 | GODDARD | SEDGWICK | KS | KS_67052 | 67052 | Rural Fringe | 3153 | 0.82949
20097 | 67054 | 20 | GREENSBURG | KIOWA | KS | KS_67054 | 67054 | Rural Fringe | 292 | 0.83466
20097 | 67059 | 20 | HAVILAND | KIOWA | KS | KS_67059 | 67059 | Rural Fringe | 63 | 0.83379
20173 | 67060 | 20 | HAYSVILLE | SEDGWICK | KS | KS_67060 | 67060 | Suburb Large | 3391 | 0.82528
20151 | 67065 | 20 | ISABEL | PRATT | KS | KS_67065 | 67065 | Rural Fringe | 0 | 0.83534
20095 | 67068 | 20 | KINGMAN | KINGMAN | KS | KS_67068 | 67068 | Rural Fringe | 1705 | 0.83066
20015 | 67072 | 20 | LATHAM | BUTLER | KS | KS_67072 | 67072 | Rural Fringe | 164 | 0.83475
20015 | 67074 | 20 | LEON | BUTLER | KS | KS_67074 | 67074 | Rural Fringe | 745 | 0.83015
20191 | 67106 | 20 | MILTON | SUMNER | KS | KS_67106 | 67106 | Rural Fringe | 178 | 0.83402
20191 | 67110 | 20 | MULVANE | SUMNER | KS | KS_67110 | 67110 | Suburb Large | 1836 | 0.82205
20095 | 67111 | 20 | MURDOCK | KINGMAN | KS | KS_67111 | 67111 | Rural Fringe | 0 | 0.83005
20095 | 67112 | 20 | NASHVILLE | KINGMAN | KS | KS_67112 | 67112 | Rural Fringe | 8 | 0.83563
20095 | 67118 | 20 | NORWICH | KINGMAN | KS | KS_67118 | 67118 | Rural Fringe | 86 | 0.83326
20191 | 67120 | 20 | PECK | SUMNER | KS | KS_67120 | 67120 | Suburb Large | 385 | 0.82383
20151 | 67124 | 20 | PRATT | PRATT | KS | KS_67124 | 67124 | Rural Fringe | 2845 | 0.83296
20035 | 67131 | 20 | ROCK | COWLEY | KS | KS_67131 | 67131 | Rural Fringe | 46 | 0.82831
20015 | 67133 | 20 | ROSE HILL | BUTLER | KS | KS_67133 | 67133 | Town Fringe | 1667 | 1
20151 | 67134 | 20 | SAWYER | PRATT | KS | KS_67134 | 67134 | Rural Fringe | 0 | 0.83236
20095 | 67142 | 20 | SPIVEY | KINGMAN | KS | KS_67142 | 67142 | Rural Fringe | 43 | 0.82922
20035 | 67146 | 20 | UDALL | COWLEY | KS | KS_67146 | 67146 | Rural Fringe | 350 | 0.82742
20173 | 67149 | 20 | VIOLA | SEDGWICK | KS | KS_67149 | 67149 | Rural Fringe | 456 | 0.83056
20095 | 67159 | 20 | ZENDA | KINGMAN | KS | KS_67159 | 67159 | Rural Fringe | 0 | 0.83285
20173 | 67202 | 20 | WICHITA | SEDGWICK | KS | KS_67202 | 67202 | City Large | 158 | 0.8481
20173 | 67203 | 20 | WICHITA | SEDGWICK | KS | KS_67203 | 67203 | City Large | 10956 | 0.61592
20173 | 67206 | 20 | WICHITA | SEDGWICK | KS | KS_67206 | 67206 | City Large | 5794 | 0.89265
20173 | 67207 | 20 | WICHITA | SEDGWICK | KS | KS_67207 | 67207 | City Large | 8957 | 0.89517
20173 | 67208 | 20 | WICHITA | SEDGWICK | KS | KS_67208 | 67208 | City Large | 6890 | 0.66952
20173 | 67209 | 20 | WICHITA | SEDGWICK | KS | KS_67209 | 67209 | City Large | 3793 | 0.7586
20173 | 67210 | 20 | WICHITA | SEDGWICK | KS | KS_67210 | 67210 | Suburb Large | 1696 | 0.69517
20173 | 67211 | 20 | WICHITA | SEDGWICK | KS | KS_67211 | 67211 | City Large | 9018 | 0.60923
20173 | 67212 | 20 | WICHITA | SEDGWICK | KS | KS_67212 | 67212 | City Large | 12271 | 0.77437
20173 | 67213 | 20 | WICHITA | SEDGWICK | KS | KS_67213 | 67213 | City Large | 9511 | 0.60993
20173 | 67214 | 20 | WICHITA | SEDGWICK | KS | KS_67214 | 67214 | City Large | 8018 | 0.66376
20173 | 67215 | 20 | WICHITA | SEDGWICK | KS | KS_67215 | 67215 | Suburb Large | 1571 | 0.81981
20173 | 67216 | 20 | WICHITA | SEDGWICK | KS | KS_67216 | 67216 | City Large | 5676 | 0.77643
20173 | 67217 | 20 | WICHITA | SEDGWICK | KS | KS_67217 | 67217 | City Large | 6772 | 0.78804
20173 | 67218 | 20 | WICHITA | SEDGWICK | KS | KS_67218 | 67218 | City Large | 8105 | 0.6016
20173 | 67230 | 20 | WICHITA | SEDGWICK | KS | KS_67230 | 67230 | Rural Fringe | 2707 | 0.80835
20173 | 67235 | 20 | WICHITA | SEDGWICK | KS | KS_67235 | 67235 | Rural Fringe | 2240 | 0.8119
20007 | 67143 | 20 | SUN CITY | BARBER | KS | KS_67143 | 67143 | Rural Fringe | 0 | 0.83315
20191 | 67013 | 20 | BELLE PLAINE | SUMNER | KS | KS_67013 | 67013 | Rural Fringe | 935 | 0.82847
20155 | 67570 | 20 | PRETTY PRAIRIE | RENO | KS | KS_67570 | 67570 | Rural Fringe | 301 | 0.82487
20151 | 67583 | 20 | TURON | PRATT | KS | KS_67583 | 67583 | Rural Fringe | 261 | 0.83074
20057 | 67834 | 20 | BUCKLIN | FORD | KS | KS_67834 | 67834 | Rural Fringe | 151 | 0.83521
40151 | 73717 | 40 | ALVA | WOODS | OK | OK_73717 | 73717 | Town Fringe | 2117 | 0.88987
40151 | 73842 | 40 | FREEDOM | WOODS | OK | OK_73842 | 73842 | Rural Fringe | 524 | 0.88077
40113 | 74084 | 40 | WYNONA | OSAGE | OK | OK_74084 | 74084 | Rural Fringe | 272 | 0.87425
40071 | 74643 | 40 | LAMONT | KAY | OK | OK_74643 | 74643 | Rural Fringe | 0 | 0.88185
20077 | 67003 | 20 | ANTHONY | HARPER | KS | KS_67003 | 67003 | Rural Fringe | 1152 | 0.83699
20191 | 67004 | 20 | ARGONIA | SUMNER | KS | KS_67004 | 67004 | Rural Fringe | 221 | 0.83466
20035 | 67005 | 20 | ARKANSAS CITY | COWLEY | KS | KS_67005 | 67005 | Rural Fringe | 5632 | 0.82538
20077 | 67009 | 20 | ATTICA | HARPER | KS | KS_67009 | 67009 | Rural Fringe | 0 | 0.83486
20077 | 67018 | 20 | BLUFF CITY | HARPER | KS | KS_67018 | 67018 | Rural Fringe | 0 | 0.83784
20035 | 67019 | 20 | BURDEN | COWLEY | KS | KS_67019 | 67019 | Rural Fringe | 51 | 0.82942
20191 | 67022 | 20 | CALDWELL | SUMNER | KS | KS_67022 | 67022 | Rural Fringe | 350 | 0.83725
20035 | 67023 | 20 | CAMBRIDGE | COWLEY | KS | KS_67023 | 67023 | Rural Fringe | 114 | 0.83516
20019 | 67024 | 20 | CEDAR VALE | CHAUTAUQUA | KS | KS_67024 | 67024 | Rural Fringe | 590 | 0.83478
20033 | 67029 | 20 | COLDWATER | COMANCHE | KS | KS_67029 | 67029 | Rural Fringe | 242 | 0.83994
20077 | 67036 | 20 | DANVILLE | HARPER | KS | KS_67036 | 67036 | Rural Fringe | 0 | 0.83257
20035 | 67038 | 20 | DEXTER | COWLEY | KS | KS_67038 | 67038 | Rural Fringe | 208 | 0.83678
20077 | 67049 | 20 | FREEPORT | HARPER | KS | KS_67049 | 67049 | Rural Fringe | 0 | 0.83672
20191 | 67051 | 20 | GEUDA SPRINGS | SUMNER | KS | KS_67051 | 67051 | Rural Fringe | 135 | 0.83402
20007 | 67057 | 20 | HARDTNER | BARBER | KS | KS_67057 | 67057 | Rural Fringe | 0 | 0.83904
20077 | 67058 | 20 | HARPER | HARPER | KS | KS_67058 | 67058 | Rural Fringe | 408 | 0.83266
20007 | 67061 | 20 | HAZELTON | BARBER | KS | KS_67061 | 67061 | Rural Fringe | 0 | 0.83742
20007 | 67070 | 20 | KIOWA | BARBER | KS | KS_67070 | 67070 | Rural Fringe | 0 | 0.83666
20007 | 67071 | 20 | LAKE CITY | BARBER | KS | KS_67071 | 67071 | Rural Fringe | 260 | 0.83658
20191 | 67103 | 20 | MAYFIELD | SUMNER | KS | KS_67103 | 67103 | Town Fringe | 47 | 1
20007 | 67104 | 20 | MEDICINE LODGE | BARBER | KS | KS_67104 | 67104 | Rural Fringe | 460 | 0.83226
20191 | 67105 | 20 | MILAN | SUMNER | KS | KS_67105 | 67105 | Rural Fringe | 23 | 0.83443
20191 | 67119 | 20 | OXFORD | SUMNER | KS | KS_67119 | 67119 | Rural Fringe | 219 | 0.83051
20033 | 67127 | 20 | PROTECTION | COMANCHE | KS | KS_67127 | 67127 | Rural Fringe | 55 | 0.83992
20007 | 67138 | 20 | SHARON | BARBER | KS | KS_67138 | 67138 | Rural Fringe | 0 | 0.83513
20191 | 67140 | 20 | SOUTH HAVEN | SUMNER | KS | KS_67140 | 67140 | Rural Fringe | 265 | 0.83555
20077 | 67150 | 20 | WALDRON | HARPER | KS | KS_67150 | 67150 | Rural Fringe | 0 | 0.84013
20191 | 67152 | 20 | WELLINGTON | SUMNER | KS | KS_67152 | 67152 | Town Fringe | 4102 | 1
20033 | 67155 | 20 | WILMORE | COMANCHE | KS | KS_67155 | 67155 | Rural Fringe | 8 | 0.83905
20035 | 67156 | 20 | WINFIELD | COWLEY | KS | KS_67156 | 67156 | Town Fringe | 5614 | 0.99826
20049 | 67346 | 20 | GRENOLA | ELK | KS | KS_67346 | 67346 | Rural Fringe | 308 | 0.83509
40003 | 73719 | 40 | AMORITA | ALFALFA | OK | OK_73719 | 73719 | Rural Fringe | 0 | 0.87849
40003 | 73722 | 40 | BURLINGTON | ALFALFA | OK | OK_73722 | 73722 | Rural Fringe | 105 | 0.87898
40151 | 73731 | 40 | DACOMA | WOODS | OK | OK_73731 | 73731 | Town Fringe | 0 | 0.89138
40003 | 73749 | 40 | JET | ALFALFA | OK | OK_73749 | 73749 | Rural Fringe | 63 | 0.86988
40053 | 73759 | 40 | MEDFORD | GRANT | OK | OK_73759 | 73759 | Rural Fringe | 189 | 0.87919
40053 | 73766 | 40 | POND CREEK | GRANT | OK | OK_73766 | 73766 | Rural Fringe | 61 | 0.87925
40053 | 74636 | 40 | DEER CREEK | GRANT | OK | OK_74636 | 74636 | Rural Fringe | 85 | 0.87959
40071 | 74641 | 40 | KAW CITY | KAY | OK | OK_74641 | 74641 | Rural Fringe | 141 | 0.866
40113 | 74652 | 40 | SHIDLER | OSAGE | OK | OK_74652 | 74652 | Rural Fringe | 403 | 0.87671
20011 | 66701 | 20 | FORT SCOTT | BOURBON | KS | KS_66701 | 66701 | Town Fringe | 5767 | 0.99203
20205 | 66736 | 20 | FREDONIA | WILSON | KS | KS_66736 | 66736 | Rural Fringe | 2181 | 0.82667
20037 | 66762 | 20 | PITTSBURG | CRAWFORD | KS | KS_66762 | 66762 | Town Fringe | 11017 | 0.99362
20073 | 66863 | 20 | NEAL | GREENWOOD | KS | KS_66863 | 66863 | Rural Fringe | -999 | 0.77966
20019 | 67334 | 20 | CHAUTAUQUA | CHAUTAUQUA | KS | KS_67334 | 67334 | Rural Fringe | -999 | 0.70171
20049 | 67345 | 20 | ELK FALLS | ELK | KS | KS_67345 | 67345 | Rural Fringe | 177 | 0.81865
20125 | 67363 | 20 | SYCAMORE | MONTGOMERY | KS | KS_67363 | 67363 | Town Fringe | 724 | 0.99719
40113 | 74001 | 40 | AVANT | OSAGE | OK | OK_74001 | 74001 | Rural Fringe | -999 | 0.76449
40035 | 74301 | 40 | VINITA | CRAIG | OK | OK_74301 | 74301 | Town Fringe | 5249 | 0.87717
40041 | 74331 | 40 | AFTON | DELAWARE | OK | OK_74331 | 74331 | Rural Fringe | 4827 | 0.84894
40035 | 74369 | 40 | WELCH | CRAIG | OK | OK_74369 | 74369 | Rural Fringe | 1660 | 0.87117
20037 | 66712 | 20 | ARMA | CRAWFORD | KS | KS_66712 | 66712 | Rural Fringe | 859 | 0.8217
20205 | 66714 | 20 | BENEDICT | WILSON | KS | KS_66714 | 66714 | Rural Fringe | 471 | 0.82256
20133 | 66740 | 20 | GALESBURG | NEOSHO | KS | KS_66740 | 66740 | Rural Fringe | 829 | 0.83093
20037 | 66760 | 20 | OPOLIS | CRAWFORD | KS | KS_66760 | 66760 | Town Fringe | 256 | 0.96425
20205 | 66710 | 20 | ALTOONA | WILSON | KS | KS_66710 | 66710 | Rural Fringe | 778 | 0.82378
20037 | 66711 | 20 | ARCADIA | CRAWFORD | KS | KS_66711 | 66711 | Rural Fringe | 1150 | 0.81164
20021 | 66713 | 20 | BAXTER SPRINGS | CHEROKEE | KS | KS_66713 | 66713 | Town Fringe | 2874 | 0.9953
20011 | 66716 | 20 | BRONSON | BOURBON | KS | KS_66716 | 66716 | Rural Fringe | 971 | 0.81698
20205 | 66717 | 20 | BUFFALO | WILSON | KS | KS_66717 | 66717 | Rural Fringe | 744 | 0.82517
20133 | 66720 | 20 | CHANUTE | NEOSHO | KS | KS_66720 | 66720 | Town Fringe | 5966 | 0.99774
20037 | 66724 | 20 | CHEROKEE | CRAWFORD | KS | KS_66724 | 66724 | Rural Fringe | 680 | 0.82717
20021 | 66725 | 20 | COLUMBUS | CHEROKEE | KS | KS_66725 | 66725 | Town Fringe | 3331 | 1
20001 | 66732 | 20 | ELSMORE | ALLEN | KS | KS_66732 | 66732 | Rural Fringe | 771 | 0.82583
20133 | 66733 | 20 | ERIE | NEOSHO | KS | KS_66733 | 66733 | Rural Fringe | 1363 | 0.82293
20037 | 66734 | 20 | FARLINGTON | CRAWFORD | KS | KS_66734 | 66734 | Town Fringe | 1039 | 0.99887
20037 | 66735 | 20 | FRANKLIN | CRAWFORD | KS | KS_66735 | 66735 | Rural Fringe | 633 | 0.78787
20011 | 66738 | 20 | FULTON | BOURBON | KS | KS_66738 | 66738 | Town Fringe | 869 | 0.98735
20021 | 66739 | 20 | GALENA | CHEROKEE | KS | KS_66739 | 66739 | Town Fringe | 2826 | 0.98941
20011 | 66741 | 20 | GARLAND | BOURBON | KS | KS_66741 | 66741 | Town Fringe | 742 | 0.9842
20037 | 66743 | 20 | GIRARD | CRAWFORD | KS | KS_66743 | 66743 | Town Fringe | 2980 | 1
20037 | 66746 | 20 | HEPLER | CRAWFORD | KS | KS_66746 | 66746 | Town Fringe | 871 | 0.99836
20001 | 66748 | 20 | HUMBOLDT | ALLEN | KS | KS_66748 | 66748 | Rural Fringe | 1156 | 0.82017
20001 | 66749 | 20 | IOLA | ALLEN | KS | KS_66749 | 66749 | Town Fringe | 4330 | 0.99279
20001 | 66751 | 20 | LA HARPE | ALLEN | KS | KS_66751 | 66751 | Town Fringe | 1074 | 0.9971
20037 | 66753 | 20 | MC CUNE | CRAWFORD | KS | KS_66753 | 66753 | Rural Fringe | 843 | 0.83034
20011 | 66754 | 20 | MAPLETON | BOURBON | KS | KS_66754 | 66754 | Rural Fringe | 738 | 0.80542
20001 | 66755 | 20 | MORAN | ALLEN | KS | KS_66755 | 66755 | Rural Fringe | 1013 | 0.82349
20037 | 66756 | 20 | MULBERRY | CRAWFORD | KS | KS_66756 | 66756 | Rural Fringe | 819 | 0.81458
20205 | 66757 | 20 | NEODESHA | WILSON | KS | KS_66757 | 66757 | Town Fringe | 1867 | 0.99792
20207 | 66758 | 20 | NEOSHO FALLS | WOODSON | KS | KS_66758 | 66758 | Rural Fringe | 635 | 0.82277
20207 | 66761 | 20 | PIQUA | WOODSON | KS | KS_66761 | 66761 | Rural Fringe | 584 | 0.82603
20037 | 66763 | 20 | FRONTENAC | CRAWFORD | KS | KS_66763 | 66763 | Town Fringe | 518 | 0.97076
20011 | 66779 | 20 | UNIONTOWN | BOURBON | KS | KS_66779 | 66779 | Rural Fringe | 858 | 0.81681
20011 | 66769 | 20 | REDFIELD | BOURBON | KS | KS_66769 | 66769 | Rural Fringe | 1006 | 0.82152
20021 | 66770 | 20 | RIVERTON | CHEROKEE | KS | KS_66770 | 66770 | Rural Fringe | 539 | 0.81514
20133 | 66771 | 20 | SAINT PAUL | NEOSHO | KS | KS_66771 | 66771 | Rural Fringe | 949 | 0.82707
20001 | 66772 | 20 | SAVONBURG | ALLEN | KS | KS_66772 | 66772 | Rural Fringe | 695 | 0.82692
20021 | 66773 | 20 | SCAMMON | CHEROKEE | KS | KS_66773 | 66773 | Rural Fringe | 685 | 0.82775
20133 | 66775 | 20 | STARK | NEOSHO | KS | KS_66775 | 66775 | Rural Fringe | 851 | 0.82215
20133 | 66776 | 20 | THAYER | NEOSHO | KS | KS_66776 | 66776 | Rural Fringe | 1087 | 0.82574
20207 | 66777 | 20 | TORONTO | WOODSON | KS | KS_66777 | 66777 | Rural Fringe | 419 | 0.82263
20021 | 66778 | 20 | TREECE | CHEROKEE | KS | KS_66778 | 66778 | Town Fringe | 76 | 1
20037 | 66780 | 20 | WALNUT | CRAWFORD | KS | KS_66780 | 66780 | Town Fringe | 1398 | 0.99787
20021 | 66781 | 20 | WEIR | CHEROKEE | KS | KS_66781 | 66781 | Town Fringe | 749 | 0.99844
20207 | 66783 | 20 | YATES CENTER | WOODSON | KS | KS_66783 | 66783 | Rural Fringe | 1673 | 0.82378
20073 | 66870 | 20 | VIRGIL | GREENWOOD | KS | KS_66870 | 66870 | Rural Fringe | 234 | 0.82589
20099 | 67341 | 20 | DENNIS | LABETTE | KS | KS_67341 | 67341 | Rural Fringe | 833 | 0.82637
20073 | 67045 | 20 | EUREKA | GREENWOOD | KS | KS_67045 | 67045 | Rural Fringe | 2060 | 0.82951
20073 | 67047 | 20 | FALL RIVER | GREENWOOD | KS | KS_67047 | 67047 | Rural Fringe | 474 | 0.81949
20125 | 67347 | 20 | HAVANA | MONTGOMERY | KS | KS_67347 | 67347 | Rural Fringe | 642 | 0.82568
20073 | 67122 | 20 | PIEDMONT | GREENWOOD | KS | KS_67122 | 67122 | Rural Fringe | 338 | 0.83304
20073 | 67137 | 20 | SEVERY | GREENWOOD | KS | KS_67137 | 67137 | Rural Fringe | 692 | 0.82711
20125 | 67301 | 20 | INDEPENDENCE | MONTGOMERY | KS | KS_67301 | 67301 | Town Fringe | 6368 | 0.99531
20099 | 67330 | 20 | ALTAMONT | LABETTE | KS | KS_67330 | 67330 | Rural Fringe | 974 | 0.83241
20099 | 67332 | 20 | BARTLETT | LABETTE | KS | KS_67332 | 67332 | Rural Fringe | 922 | 0.8311
20125 | 67333 | 20 | CANEY | MONTGOMERY | KS | KS_67333 | 67333 | Rural Fringe | 1461 | 0.81922
20125 | 67335 | 20 | CHERRYVALE | MONTGOMERY | KS | KS_67335 | 67335 | Rural Fringe | 2193 | 0.82347
20021 | 67336 | 20 | CHETOPA | CHEROKEE | KS | KS_67336 | 67336 | Town Fringe | 1348 | 1
20125 | 67337 | 20 | COFFEYVILLE | MONTGOMERY | KS | KS_67337 | 67337 | Town Fringe | 6070 | 0.99764
20099 | 67342 | 20 | EDNA | LABETTE | KS | KS_67342 | 67342 | Rural Fringe | 1010 | 0.83165
20125 | 67344 | 20 | ELK CITY | MONTGOMERY | KS | KS_67344 | 67344 | Rural Fringe | 1109 | 0.82667
20049 | 67349 | 20 | HOWARD | ELK | KS | KS_67349 | 67349 | Rural Fringe | 645 | 0.83182
20125 | 67351 | 20 | LIBERTY | MONTGOMERY | KS | KS_67351 | 67351 | Town Fringe | 1078 | 0.99601
20049 | 67352 | 20 | LONGTON | ELK | KS | KS_67352 | 67352 | Rural Fringe | 571 | 0.82631
20049 | 67353 | 20 | MOLINE | ELK | KS | KS_67353 | 67353 | Rural Fringe | 325 | 0.83427
20099 | 67354 | 20 | MOUND VALLEY | LABETTE | KS | KS_67354 | 67354 | Rural Fringe | 973 | 0.8304
20019 | 67355 | 20 | NIOTAZE | CHAUTAUQUA | KS | KS_67355 | 67355 | Rural Fringe | 342 | 0.81323
20099 | 67356 | 20 | OSWEGO | LABETTE | KS | KS_67356 | 67356 | Rural Fringe | 1965 | 0.82552
20099 | 67357 | 20 | PARSONS | LABETTE | KS | KS_67357 | 67357 | Rural Fringe | 5766 | 0.82549
20019 | 67360 | 20 | PERU | CHAUTAUQUA | KS | KS_67360 | 67360 | Rural Fringe | 291 | 0.81188
20019 | 67361 | 20 | SEDAN | CHAUTAUQUA | KS | KS_67361 | 67361 | Rural Fringe | 714 | 0.82544
20125 | 67364 | 20 | TYRO | MONTGOMERY | KS | KS_67364 | 67364 | Rural Fringe | 584 | 0.78792
40115 | 74339 | 40 | COMMERCE | OTTAWA | OK | OK_74339 | 74339 | Town Fringe | 643 | 0.87005
40115 | 74360 | 40 | PICHER | OTTAWA | OK | OK_74360 | 74360 | Rural Fringe | 95 | 0.86795
40113 | 74003 | 40 | BARTLESVILLE | OSAGE | OK | OK_74003 | 74003 | Rural Fringe | 4933 | 0.8471
40147 | 74006 | 40 | BARTLESVILLE | WASHINGTON | OK | OK_74006 | 74006 | Town Fringe | 10591 | 0.87335
40147 | 74022 | 40 | COPAN | WASHINGTON | OK | OK_74022 | 74022 | Rural Fringe | 877 | 0.85688
40105 | 74042 | 40 | LENAPAH | NOWATA | OK | OK_74042 | 74042 | Town Fringe | 997 | 0.88002
40105 | 74072 | 40 | S COFFEYVILLE | NOWATA | OK | OK_74072 | 74072 | Town Fringe | 417 | 0.84325
40105 | 74083 | 40 | WANN | NOWATA | OK | OK_74083 | 74083 | Town Fringe | 1061 | 0.88035
40115 | 74358 | 40 | NORTH MIAMI | OTTAWA | OK | OK_74358 | 74358 | Town Fringe | 320 | 0.82452
40115 | 74363 | 40 | QUAPAW | OTTAWA | OK | OK_74363 | 74363 | Rural Fringe | 1116 | 0.85168
19117 | 50049 | 19 | CHARITON | LUCAS | IA | IA_50049 | 50049 | Town Fringe | 3623 | 0.95712
19185 | 50052 | 19 | CLIO | WAYNE | IA | IA_50052 | 50052 | Rural Fringe | 907 | 0.79993
19125 | 50057 | 19 | COLUMBIA | MARION | IA | IA_50057 | 50057 | Town Fringe | 757 | 0.96162
19125 | 50062 | 19 | MELCHER-DALLAS | MARION | IA | IA_50062 | 50062 | Rural Fringe | 549 | 0.78252
19053 | 50067 | 19 | DECATUR | DECATUR | IA | IA_50067 | 50067 | Rural Fringe | 775 | 0.79041
19159 | 50074 | 19 | ELLSTON | RINGGOLD | IA | IA_50074 | 50074 | Rural Fringe | 865 | 0.78954
19125 | 50116 | 19 | HAMILTON | MARION | IA | IA_50116 | 50116 | Rural Fringe | 227 | 0.76538
19185 | 50123 | 19 | HUMESTON | WAYNE | IA | IA_50123 | 50123 | Rural Fringe | 825 | 0.79758
19053 | 50144 | 19 | LEON | DECATUR | IA | IA_50144 | 50144 | Rural Fringe | 1803 | 0.78535
19121 | 50149 | 19 | LORIMOR | MADISON | IA | IA_50149 | 50149 | Rural Fringe | 1116 | 0.79317
19117 | 50151 | 19 | LUCAS | LUCAS | IA | IA_50151 | 50151 | Town Fringe | 1196 | 0.95315
19039 | 50174 | 19 | MURRAY | CLARKE | IA | IA_50174 | 50174 | Rural Fringe | 1120 | 0.7912
19181 | 50210 | 19 | NEW VIRGINIA | WARREN | IA | IA_50210 | 50210 | Rural Fringe | 1280 | 0.78056
19117 | 50238 | 19 | RUSSELL | LUCAS | IA | IA_50238 | 50238 | Rural Fringe | 1042 | 0.78763
19175 | 50254 | 19 | THAYER | UNION | IA | IA_50254 | 50254 | Rural Fringe | 826 | 0.78247
19039 | 50264 | 19 | WELDON | CLARKE | IA | IA_50264 | 50264 | Town Fringe | 960 | 0.96672
19039 | 50275 | 19 | WOODBURN | CLARKE | IA | IA_50275 | 50275 | Town Fringe | 1034 | 0.95657
19173 | 50840 | 19 | CLEARFIELD | TAYLOR | IA | IA_50840 | 50840 | Rural Fringe | 526 | 0.80198
19175 | 50801 | 19 | CRESTON | UNION | IA | IA_50801 | 50801 | Town Fringe | 4585 | 0.9696
19175 | 50830 | 19 | AFTON | UNION | IA | IA_50830 | 50830 | Rural Fringe | 1204 | 0.78869
19173 | 50836 | 19 | BLOCKTON | TAYLOR | IA | IA_50836 | 50836 | Rural Fringe | 805 | 0.79273
19175 | 50842 | 19 | CROMWELL | UNION | IA | IA_50842 | 50842 | Town Fringe | 303 | 0.95735
19173 | 50851 | 19 | LENOX | TAYLOR | IA | IA_50851 | 50851 | Rural Fringe | 871 | 0.80213
19159 | 50854 | 19 | MOUNT AYR | RINGGOLD | IA | IA_50854 | 50854 | Rural Fringe | 1478 | 0.79402
19003 | 50859 | 19 | PRESCOTT | ADAMS | IA | IA_50859 | 50859 | Rural Fringe | 653 | 0.79966
19007 | 52581 | 19 | PLANO | APPANOOSE | IA | IA_52581 | 52581 | Rural Fringe | 760 | 0.78628
19185 | 52590 | 19 | SEYMOUR | WAYNE | IA | IA_52590 | 52590 | Rural Fringe | 969 | 0.79718
29101 | 64040 | 29 | HOLDEN | JOHNSON | MO | MO_64040 | 64040 | Rural Fringe | 2717 | 0.811
29095 | 64054 | 29 | INDEPENDENCE | JACKSON | MO | MO_64054 | 64054 | City Large | 1820 | 0.70385
29047 | 64072 | 29 | MISSOURI CITY | CLAY | MO | MO_64072 | 64072 | Rural Fringe | 11 | 0.76792
29037 | 64090 | 29 | STRASBURG | CASS | MO | MO_64090 | 64090 | Town Fringe | 625 | 0.9359
29095 | 64121 | 29 | KANSAS CITY | JACKSON | MO | MO_64121 | 64121 | City Large | -999 | -999
29075 | 64438 | 29 | DARLINGTON | GENTRY | MO | MO_64438 | 64438 | Rural Fringe | 786 | 0.79459
29033 | 64623 | 29 | BOSWORTH | CARROLL | MO | MO_64623 | 64623 | Rural Fringe | 685 | 0.8076
29033 | 64633 | 29 | CARROLLTON | CARROLL | MO | MO_64633 | 64633 | Town Fringe | 2591 | 0.97779
29033 | 64643 | 29 | HALE | CARROLL | MO | MO_64643 | 64643 | Rural Fringe | 911 | 0.80589
29041 | 64676 | 29 | ROTHVILLE | CHARITON | MO | MO_64676 | 64676 | Rural Fringe | 578 | 0.80114
29041 | 64681 | 29 | SUMNER | CHARITON | MO | MO_64681 | 64681 | Rural Fringe | 190 | 0.81077
29013 | 64720 | 29 | ADRIAN | BATES | MO | MO_64720 | 64720 | Rural Fringe | 1188 | 0.82046
29037 | 64725 | 29 | ARCHIE | CASS | MO | MO_64725 | 64725 | Rural Fringe | 1148 | 0.81798
29037 | 64739 | 29 | CREIGHTON | CASS | MO | MO_64739 | 64739 | Rural Fringe | 1206 | 0.81216
29037 | 64747 | 29 | GARDEN CITY | CASS | MO | MO_64747 | 64747 | Rural Fringe | 1733 | 0.81735
29083 | 64788 | 29 | URICH | HENRY | MO | MO_64788 | 64788 | Rural Fringe | 1279 | 0.81851
29141 | 65078 | 29 | STOVER | MORGAN | MO | MO_65078 | 65078 | Rural Fringe | 2433 | 0.77271
29041 | 65286 | 29 | TRIPLETT | CHARITON | MO | MO_65286 | 65286 | Rural Fringe | 135 | 0.81514
29107 | 65327 | 29 | EMMA | LAFAYETTE | MO | MO_65327 | 65327 | Rural Fringe | -999 | 0.76436
20209 | 66118 | 20 | KANSAS CITY | WYANDOTTE | KS | KS_66118 | 66118 | City Midsize | 97 | 0.62887
29107 | 64021 | 29 | CORDER | LAFAYETTE | MO | MO_64021 | 64021 | Town Fringe | 548 | 0.98815
29095 | 64053 | 29 | INDEPENDENCE | JACKSON | MO | MO_64053 | 64053 | City Large | 2601 | 0.61553
29095 | 64065 | 29 | LEES SUMMIT | JACKSON | MO | MO_64065 | 64065 | Suburb Small | 27 | 0.7037
29095 | 64101 | 29 | KANSAS CITY | JACKSON | MO | MO_64101 | 64101 | City Large | 30 | 1
29095 | 64102 | 29 | KANSAS CITY | JACKSON | MO | MO_64102 | 64102 | City Large | 18 | 1
29095 | 64123 | 29 | KANSAS CITY | JACKSON | MO | MO_64123 | 64123 | City Large | 3746 | 0.74479
29095 | 64125 | 29 | KANSAS CITY | JACKSON | MO | MO_64125 | 64125 | City Large | 970 | 0.63918
29095 | 64136 | 29 | KANSAS CITY | JACKSON | MO | MO_64136 | 64136 | Suburb Large | 677 | 0.83309
29095 | 64147 | 29 | KANSAS CITY | JACKSON | MO | MO_64147 | 64147 | Suburb Large | 66 | 0.81818
29095 | 64149 | 29 | KANSAS CITY | JACKSON | MO | MO_64149 | 64149 | Suburb Large | 2114 | 0.79248
29047 | 64158 | 29 | KANSAS CITY | CLAY | MO | MO_64158 | 64158 | Suburb Large | 1796 | 0.79095
29165 | 64164 | 29 | KANSAS CITY | PLATTE | MO | MO_64164 | 64164 | Town Fringe | 898 | 0.97548
29047 | 64165 | 29 | KANSAS CITY | CLAY | MO | MO_64165 | 64165 | Town Fringe | 625 | 0.97215
29047 | 64166 | 29 | KANSAS CITY | CLAY | MO | MO_64166 | 64166 | Town Fringe | 1224 | 0.96445
29047 | 64167 | 29 | KANSAS CITY | CLAY | MO | MO_64167 | 64167 | Rural Fringe | 803 | 0.78665
29211 | 63545 | 29 | GREEN CITY | SULLIVAN | MO | MO_63545 | 63545 | Rural Fringe | 1160 | 0.79189
29147 | 64433 | 29 | CONCEPTION | NODAWAY | MO | MO_64433 | 64433 | Rural Fringe | 921 | 0.79168
29211 | 63556 | 29 | MILAN | SULLIVAN | MO | MO_63556 | 63556 | Rural Fringe | 1929 | 0.79034
29075 | 64453 | 29 | GENTRY | GENTRY | MO | MO_64453 | 64453 | Rural Fringe | 905 | 0.78937
29061 | 64620 | 29 | ALTAMONT | DAVIESS | MO | MO_64620 | 64620 | Rural Fringe | 976 | 0.79323
29115 | 63566 | 29 | WINIGAN | LINN | MO | MO_63566 | 63566 | Rural Fringe | 991 | 0.79822
29211 | 64645 | 29 | HARRIS | SULLIVAN | MO | MO_64645 | 64645 | Rural Fringe | 849 | 0.79886
29061 | 64647 | 29 | JAMESON | DAVIESS | MO | MO_64647 | 64647 | Rural Fringe | 711 | 0.79936
29107 | 64001 | 29 | ALMA | LAFAYETTE | MO | MO_64001 | 64001 | Rural Fringe | 394 | 0.81655
29107 | 64011 | 29 | BATES CITY | LAFAYETTE | MO | MO_64011 | 64011 | Town Fringe | 1397 | 0.96074
29037 | 64012 | 29 | BELTON | CASS | MO | MO_64012 | 64012 | Suburb Large | 7456 | 0.78208
29095 | 64014 | 29 | BLUE SPRINGS | JACKSON | MO | MO_64014 | 64014 | Suburb Large | 5166 | 0.77133
29095 | 64015 | 29 | BLUE SPRINGS | JACKSON | MO | MO_64015 | 64015 | Suburb Large | 7491 | 0.76185
29095 | 64016 | 29 | BUCKNER | JACKSON | MO | MO_64016 | 64016 | Rural Fringe | 2067 | 0.79421
29177 | 64017 | 29 | CAMDEN | RAY | MO | MO_64017 | 64017 | Rural Fringe | 521 | 0.79716
29101 | 64019 | 29 | CENTERVIEW | JOHNSON | MO | MO_64019 | 64019 | Rural Fringe | 1945 | 0.80857
29107 | 64020 | 29 | CONCORDIA | LAFAYETTE | MO | MO_64020 | 64020 | Rural Fringe | 1758 | 0.81365
29107 | 64022 | 29 | DOVER | LAFAYETTE | MO | MO_64022 | 64022 | Town Fringe | 232 | 0.96715
29047 | 64024 | 29 | EXCELSIOR SPRINGS | CLAY | MO | MO_64024 | 64024 | Town Fringe | 6613 | 0.9537
29115 | 64651 | 29 | LACLEDE | LINN | MO | MO_64651 | 64651 | Rural Fringe | 930 | 0.80586
29095 | 64029 | 29 | GRAIN VALLEY | JACKSON | MO | MO_64029 | 64029 | Suburb Large | 5295 | 0.77976
29095 | 64030 | 29 | GRANDVIEW | JACKSON | MO | MO_64030 | 64030 | Suburb Large | 5642 | 0.76509
29095 | 64034 | 29 | GREENWOOD | JACKSON | MO | MO_64034 | 64034 | Suburb Small | 2909 | 0.81637
29177 | 64035 | 29 | HARDIN | RAY | MO | MO_64035 | 64035 | Rural Fringe | 408 | 0.81375
29177 | 64036 | 29 | HENRIETTA | RAY | MO | MO_64036 | 64036 | Rural Fringe | 4 | 0.81341
29107 | 64037 | 29 | HIGGINSVILLE | LAFAYETTE | MO | MO_64037 | 64037 | Town Fringe | 2429 | 0.98238
29047 | 64048 | 29 | HOLT | CLAY | MO | MO_64048 | 64048 | Rural Fringe | 1861 | 0.78873
29095 | 64050 | 29 | INDEPENDENCE | JACKSON | MO | MO_64050 | 64050 | Suburb Large | 9109 | 0.73609
29095 | 64052 | 29 | INDEPENDENCE | JACKSON | MO | MO_64052 | 64052 | City Large | 9914 | 0.68842
29095 | 64055 | 29 | INDEPENDENCE | JACKSON | MO | MO_64055 | 64055 | Suburb Large | 13044 | 0.79684
29095 | 64056 | 29 | INDEPENDENCE | JACKSON | MO | MO_64056 | 64056 | Rural Fringe | 4700 | 0.78296
29095 | 64057 | 29 | INDEPENDENCE | JACKSON | MO | MO_64057 | 64057 | Suburb Large | 3994 | 0.77424
29095 | 64058 | 29 | INDEPENDENCE | JACKSON | MO | MO_64058 | 64058 | Rural Fringe | 2025 | 0.79873
29047 | 64060 | 29 | KEARNEY | CLAY | MO | MO_64060 | 64060 | Rural Fringe | 3885 | 0.78956
29101 | 64061 | 29 | KINGSVILLE | JOHNSON | MO | MO_64061 | 64061 | Rural Fringe | 1518 | 0.80188
29177 | 64062 | 29 | LAWSON | RAY | MO | MO_64062 | 64062 | Rural Fringe | 2188 | 0.79576
29095 | 64063 | 29 | LEES SUMMIT | JACKSON | MO | MO_64063 | 64063 | Suburb Small | 4872 | 0.80673
29117 | 64664 | 29 | MOORESVILLE | LIVINGSTON | MO | MO_64664 | 64664 | Rural Fringe | 570 | 0.80011
29095 | 64064 | 29 | LEES SUMMIT | JACKSON | MO | MO_64064 | 64064 | Suburb Large | 4081 | 0.76183
29107 | 64067 | 29 | LEXINGTON | LAFAYETTE | MO | MO_64067 | 64067 | Town Fringe | 1845 | 0.97352
29037 | 64746 | 29 | FREEMAN | CASS | MO | MO_64746 | 64746 | Rural Fringe | 923 | 0.80488
29047 | 64068 | 29 | LIBERTY | CLAY | MO | MO_64068 | 64068 | Suburb Large | 11445 | 0.78624
29095 | 64070 | 29 | LONE JACK | JACKSON | MO | MO_64070 | 64070 | Rural Fringe | 1812 | 0.78541
29107 | 64071 | 29 | MAYVIEW | LAFAYETTE | MO | MO_64071 | 64071 | Town Fringe | 1050 | 0.98126
29107 | 64074 | 29 | NAPOLEON | LAFAYETTE | MO | MO_64074 | 64074 | Rural Fringe | 561 | 0.80237
29095 | 64075 | 29 | OAK GROVE | JACKSON | MO | MO_64075 | 64075 | Town Fringe | 4423 | 0.96185
29107 | 64076 | 29 | ODESSA | LAFAYETTE | MO | MO_64076 | 64076 | Town Fringe | 4504 | 0.97204
29177 | 64077 | 29 | ORRICK | RAY | MO | MO_64077 | 64077 | Rural Fringe | 1525 | 0.80859
29037 | 64078 | 29 | PECULIAR | CASS | MO | MO_64078 | 64078 | Rural Fringe | 3668 | 0.79046
29037 | 64080 | 29 | PLEASANT HILL | CASS | MO | MO_64080 | 64080 | Town Fringe | 6699 | 0.97846
29095 | 64081 | 29 | LEES SUMMIT | JACKSON | MO | MO_64081 | 64081 | Suburb Small | 6305 | 0.79962
29095 | 64082 | 29 | LEES SUMMIT | JACKSON | MO | MO_64082 | 64082 | Suburb Small | 3596 | 0.8172
29037 | 64083 | 29 | RAYMORE | CASS | MO | MO_64083 | 64083 | Rural Fringe | 5826 | 0.79298
29177 | 64084 | 29 | RAYVILLE | RAY | MO | MO_64084 | 64084 | Rural Fringe | 1335 | 0.79318
29177 | 64085 | 29 | RICHMOND | RAY | MO | MO_64085 | 64085 | Rural Fringe | 3649 | 0.80168
29095 | 64086 | 29 | LEES SUMMIT | JACKSON | MO | MO_64086 | 64086 | Suburb Small | 6577 | 0.80836
29095 | 64088 | 29 | SIBLEY | JACKSON | MO | MO_64088 | 64088 | Rural Fringe | 833 | 0.80099
29047 | 64089 | 29 | SMITHVILLE | CLAY | MO | MO_64089 | 64089 | Town Fringe | 4369 | 0.9572
29101 | 64093 | 29 | WARRENSBURG | JOHNSON | MO | MO_64093 | 64093 | Town Fringe | 7555 | 0.97481
29107 | 64096 | 29 | WAVERLY | LAFAYETTE | MO | MO_64096 | 64096 | Rural Fringe | 279 | 0.80174
29107 | 64097 | 29 | WELLINGTON | LAFAYETTE | MO | MO_64097 | 64097 | Rural Fringe | 686 | 0.8069
29095 | 64105 | 29 | KANSAS CITY | JACKSON | MO | MO_64105 | 64105 | City Large | 70 | 0.87143
29095 | 64106 | 29 | KANSAS CITY | JACKSON | MO | MO_64106 | 64106 | City Large | 553 | 0.89693
29095 | 64108 | 29 | KANSAS CITY | JACKSON | MO | MO_64108 | 64108 | City Large | 1677 | 0.74359
29095 | 64109 | 29 | KANSAS CITY | JACKSON | MO | MO_64109 | 64109 | City Large | 3377 | 0.77139
29095 | 64110 | 29 | KANSAS CITY | JACKSON | MO | MO_64110 | 64110 | City Large | 5957 | 0.74736
29095 | 64111 | 29 | KANSAS CITY | JACKSON | MO | MO_64111 | 64111 | City Large | 4133 | 0.75684
29095 | 64112 | 29 | KANSAS CITY | JACKSON | MO | MO_64112 | 64112 | City Large | 1793 | 0.77412
29095 | 64113 | 29 | KANSAS CITY | JACKSON | MO | MO_64113 | 64113 | City Large | 5321 | 0.68164
29095 | 64114 | 29 | KANSAS CITY | JACKSON | MO | MO_64114 | 64114 | City Large | 10010 | 0.67213
29047 | 64116 | 29 | KANSAS CITY | CLAY | MO | MO_64116 | 64116 | City Large | 5162 | 0.7406
29047 | 64117 | 29 | KANSAS CITY | CLAY | MO | MO_64117 | 64117 | City Large | 4654 | 0.67147
29047 | 64118 | 29 | KANSAS CITY | CLAY | MO | MO_64118 | 64118 | City Large | 8360 | 0.71763
29047 | 64119 | 29 | KANSAS CITY | CLAY | MO | MO_64119 | 64119 | City Large | 9992 | 0.68505
29095 | 64120 | 29 | KANSAS CITY | JACKSON | MO | MO_64120 | 64120 | City Large | 737 | 0.5346
29095 | 64124 | 29 | KANSAS CITY | JACKSON | MO | MO_64124 | 64124 | City Large | 3657 | 0.73558
29095 | 64126 | 29 | KANSAS CITY | JACKSON | MO | MO_64126 | 64126 | City Large | 2325 | 0.68043
29095 | 64127 | 29 | KANSAS CITY | JACKSON | MO | MO_64127 | 64127 | City Large | 6742 | 0.70958
29095 | 64128 | 29 | KANSAS CITY | JACKSON | MO | MO_64128 | 64128 | City Large | 5664 | 0.78407
29095 | 64129 | 29 | KANSAS CITY | JACKSON | MO | MO_64129 | 64129 | City Large | 3864 | 0.63846
29095 | 64130 | 29 | KANSAS CITY | JACKSON | MO | MO_64130 | 64130 | City Large | 10330 | 0.76244
29095 | 64131 | 29 | KANSAS CITY | JACKSON | MO | MO_64131 | 64131 | City Large | 7248 | 0.67757
29095 | 64132 | 29 | KANSAS CITY | JACKSON | MO | MO_64132 | 64132 | City Large | 5982 | 0.67018
29095 | 64133 | 29 | KANSAS CITY | JACKSON | MO | MO_64133 | 64133 | Suburb Large | 13506 | 0.74574
29095 | 64134 | 29 | KANSAS CITY | JACKSON | MO | MO_64134 | 64134 | City Large | 7638 | 0.67387
29095 | 64137 | 29 | KANSAS CITY | JACKSON | MO | MO_64137 | 64137 | City Large | 3119 | 0.72237
29095 | 64138 | 29 | KANSAS CITY | JACKSON | MO | MO_64138 | 64138 | Suburb Large | 9032 | 0.75343
29095 | 64139 | 29 | KANSAS CITY | JACKSON | MO | MO_64139 | 64139 | Suburb Small | 694 | 0.89481
29095 | 64145 | 29 | KANSAS CITY | JACKSON | MO | MO_64145 | 64145 | Suburb Large | 1648 | 0.76991
29095 | 64146 | 29 | KANSAS CITY | JACKSON | MO | MO_64146 | 64146 | Suburb Large | 992 | 0.76501
29165 | 64150 | 29 | RIVERSIDE | PLATTE | MO | MO_64150 | 64150 | City Large | 871 | 0.72216
29165 | 64151 | 29 | KANSAS CITY | PLATTE | MO | MO_64151 | 64151 | City Large | 5109 | 0.71093
29165 | 64154 | 29 | KANSAS CITY | PLATTE | MO | MO_64154 | 64154 | Town Fringe | 2975 | 0.95506
29047 | 64155 | 29 | KANSAS CITY | CLAY | MO | MO_64155 | 64155 | City Large | 5926 | 0.73456
29047 | 64156 | 29 | KANSAS CITY | CLAY | MO | MO_64156 | 64156 | City Large | 3099 | 0.74717
29047 | 64157 | 29 | KANSAS CITY | CLAY | MO | MO_64157 | 64157 | Suburb Large | 3089 | 0.76725
29047 | 64161 | 29 | KANSAS CITY | CLAY | MO | MO_64161 | 64161 | City Large | 454 | 0.71145
29075 | 64402 | 29 | ALBANY | GENTRY | MO | MO_64402 | 64402 | Rural Fringe | 999 | 0.79394
29227 | 64420 | 29 | ALLENDALE | WORTH | MO | MO_64420 | 64420 | Rural Fringe | -999 | 0.7765
29063 | 64422 | 29 | AMITY | DEKALB | MO | MO_64422 | 64422 | Rural Fringe | 1023 | 0.80726
29081 | 64424 | 29 | BETHANY | HARRISON | MO | MO_64424 | 64424 | Town Fringe | 2491 | 0.96502
29081 | 64426 | 29 | BLYTHEDALE | HARRISON | MO | MO_64426 | 64426 | Rural Fringe | 1008 | 0.79821
29025 | 64429 | 29 | CAMERON | CALDWELL | MO | MO_64429 | 64429 | Rural Fringe | 3622 | 0.80234
29063 | 64430 | 29 | CLARKSDALE | DEKALB | MO | MO_64430 | 64430 | Rural Fringe | 757 | 0.80384
29227 | 64441 | 29 | DENVER | WORTH | MO | MO_64441 | 64441 | Rural Fringe | 698 | 0.78384
29049 | 64454 | 29 | GOWER | CLINTON | MO | MO_64454 | 64454 | Rural Fringe | 1289 | 0.80287
29075 | 64463 | 29 | KING CITY | GENTRY | MO | MO_64463 | 64463 | Rural Fringe | 1381 | 0.79968
29049 | 64465 | 29 | LATHROP | CLINTON | MO | MO_64465 | 64465 | Rural Fringe | 1881 | 0.80531
29081 | 64467 | 29 | MARTINSVILLE | HARRISON | MO | MO_64467 | 64467 | Town Fringe | 1232 | 0.96414
29063 | 64469 | 29 | MAYSVILLE | DEKALB | MO | MO_64469 | 64469 | Rural Fringe | 1569 | 0.80043
29081 | 64471 | 29 | NEW HAMPTON | HARRISON | MO | MO_64471 | 64471 | Town Fringe | 1226 | 0.96584
29063 | 64474 | 29 | OSBORN | DEKALB | MO | MO_64474 | 64474 | Rural Fringe | 850 | 0.80385
29049 | 64477 | 29 | PLATTSBURG | CLINTON | MO | MO_64477 | 64477 | Rural Fringe | 1646 | 0.80424
29081 | 64481 | 29 | RIDGEWAY | HARRISON | MO | MO_64481 | 64481 | Rural Fringe | 1055 | 0.79346
29075 | 64489 | 29 | STANBERRY | GENTRY | MO | MO_64489 | 64489 | Rural Fringe | 1339 | 0.79935
29049 | 64490 | 29 | STEWARTSVILLE | CLINTON | MO | MO_64490 | 64490 | Rural Fringe | 1411 | 0.80535
29049 | 64492 | 29 | TRIMBLE | CLINTON | MO | MO_64492 | 64492 | Rural Fringe | 1046 | 0.80142
29049 | 64493 | 29 | TURNEY | CLINTON | MO | MO_64493 | 64493 | Rural Fringe | 1013 | 0.80297
29063 | 64494 | 29 | UNION STAR | DEKALB | MO | MO_64494 | 64494 | Rural Fringe | 570 | 0.80197
29063 | 64497 | 29 | WEATHERBY | DEKALB | MO | MO_64497 | 64497 | Rural Fringe | 914 | 0.79762
29117 | 64601 | 29 | CHILLICOTHE | LIVINGSTON | MO | MO_64601 | 64601 | Town Fringe | 4932 | 0.97367
29033 | 64622 | 29 | BOGARD | CARROLL | MO | MO_64622 | 64622 | Town Fringe | 1010 | 0.97251
29033 | 64624 | 29 | BRAYMER | CARROLL | MO | MO_64624 | 64624 | Rural Fringe | 1060 | 0.80449
29025 | 64625 | 29 | BRECKENRIDGE | CALDWELL | MO | MO_64625 | 64625 | Rural Fringe | 814 | 0.80288
29115 | 64628 | 29 | BROOKFIELD | LINN | MO | MO_64628 | 64628 | Rural Fringe | 3008 | 0.80501
29101 | 65305 | 29 | WHITEMAN AIR FORCE BASE | JOHNSON | MO | MO_65305 | 65305 | Town Fringe | 354 | 0.91963
29211 | 64630 | 29 | BROWNING | SULLIVAN | MO | MO_64630 | 64630 | Rural Fringe | 1141 | 0.80031
29141 | 65329 | 29 | FLORENCE | MORGAN | MO | MO_65329 | 65329 | Rural Fringe | 605 | 0.78749
29129 | 64632 | 29 | CAINSVILLE | MERCER | MO | MO_64632 | 64632 | Rural Fringe | 863 | 0.78866
29117 | 64635 | 29 | CHULA | LIVINGSTON | MO | MO_64635 | 64635 | Rural Fringe | 702 | 0.80683
29061 | 64636 | 29 | COFFEY | DAVIESS | MO | MO_64636 | 64636 | Rural Fringe | 575 | 0.79579
29025 | 64637 | 29 | COWGILL | CALDWELL | MO | MO_64637 | 64637 | Rural Fringe | 990 | 0.80131
29117 | 64638 | 29 | DAWN | LIVINGSTON | MO | MO_64638 | 64638 | Rural Fringe | 689 | 0.80387
29033 | 64639 | 29 | DE WITT | CARROLL | MO | MO_64639 | 64639 | Rural Fringe | 162 | 0.80435
29061 | 64640 | 29 | GALLATIN | DAVIESS | MO | MO_64640 | 64640 | Rural Fringe | 1460 | 0.79954
29079 | 64641 | 29 | GALT | GRUNDY | MO | MO_64641 | 64641 | Rural Fringe | 965 | 0.80158
29081 | 64642 | 29 | GILMAN CITY | HARRISON | MO | MO_64642 | 64642 | Rural Fringe | 862 | 0.79649
29025 | 64644 | 29 | HAMILTON | CALDWELL | MO | MO_64644 | 64644 | Rural Fringe | 1500 | 0.80449
29211 | 64646 | 29 | HUMPHREYS | SULLIVAN | MO | MO_64646 | 64646 | Rural Fringe | 1049 | 0.80039
29061 | 64648 | 29 | JAMESPORT | DAVIESS | MO | MO_64648 | 64648 | Rural Fringe | 1156 | 0.79926
29025 | 64649 | 29 | KIDDER | CALDWELL | MO | MO_64649 | 64649 | Rural Fringe | 1144 | 0.8018
29025 | 64650 | 29 | KINGSTON | CALDWELL | MO | MO_64650 | 64650 | Rural Fringe | 940 | 0.80149
29079 | 64652 | 29 | LAREDO | GRUNDY | MO | MO_64652 | 64652 | Rural Fringe | 654 | 0.80568
29115 | 64653 | 29 | LINNEUS | LINN | MO | MO_64653 | 64653 | Rural Fringe | 1109 | 0.80269
29171 | 64655 | 29 | LUCERNE | PUTNAM | MO | MO_64655 | 64655 | Rural Fringe | 1123 | 0.79549
29117 | 64656 | 29 | LUDLOW | LIVINGSTON | MO | MO_64656 | 64656 | Rural Fringe | 349 | 0.81027
29075 | 64657 | 29 | MC FALL | GENTRY | MO | MO_64657 | 64657 | Rural Fringe | 786 | 0.79343
29115 | 64659 | 29 | MEADVILLE | LINN | MO | MO_64659 | 64659 | Rural Fringe | 668 | 0.80816
29041 | 64660 | 29 | MENDON | CHARITON | MO | MO_64660 | 64660 | Rural Fringe | 675 | 0.80763
29211 | 64667 | 29 | NEWTOWN | SULLIVAN | MO | MO_64667 | 64667 | Rural Fringe | 1075 | 0.79656
29033 | 64668 | 29 | NORBORNE | CARROLL | MO | MO_64668 | 64668 | Rural Fringe | 659 | 0.81358
29061 | 64670 | 29 | PATTONSBURG | DAVIESS | MO | MO_64670 | 64670 | Rural Fringe | 990 | 0.79724
29025 | 64671 | 29 | POLO | CALDWELL | MO | MO_64671 | 64671 | Rural Fringe | 1610 | 0.80446
29129 | 64673 | 29 | PRINCETON | MERCER | MO | MO_64673 | 64673 | Rural Fringe | 1643 | 0.79016
29115 | 64674 | 29 | PURDIN | LINN | MO | MO_64674 | 64674 | Rural Fringe | 1160 | 0.8014
29079 | 64679 | 29 | SPICKARD | GRUNDY | MO | MO_64679 | 64679 | Rural Fringe | 1168 | 0.7986
29033 | 64682 | 29 | TINA | CARROLL | MO | MO_64682 | 64682 | Rural Fringe | 750 | 0.80228
29079 | 64683 | 29 | TRENTON | GRUNDY | MO | MO_64683 | 64683 | Town Fringe | 4339 | 0.97205
29117 | 64688 | 29 | WHEELING | LIVINGSTON | MO | MO_64688 | 64688 | Town Fringe | 673 | 0.98252
29061 | 64689 | 29 | WINSTON | DAVIESS | MO | MO_64689 | 64689 | Rural Fringe | 980 | 0.80125
29037 | 64701 | 29 | HARRISONVILLE | CASS | MO | MO_64701 | 64701 | Town Fringe | 6204 | 0.9825
29013 | 64723 | 29 | AMSTERDAM | BATES | MO | MO_64723 | 64723 | Rural Fringe | 817 | 0.81686
29185 | 64724 | 29 | APPLETON CITY | SAINT CLAIR | MO | MO_64724 | 64724 | Rural Fringe | 1345 | 0.81824
29083 | 64726 | 29 | BLAIRSTOWN | HENRY | MO | MO_64726 | 64726 | Town Fringe | 956 | 0.99228
29013 | 64730 | 29 | BUTLER | BATES | MO | MO_64730 | 64730 | Town Fringe | 4079 | 0.99239
29101 | 64733 | 29 | CHILHOWEE | JOHNSON | MO | MO_64733 | 64733 | Rural Fringe | 1108 | 0.81328
29037 | 64734 | 29 | CLEVELAND | CASS | MO | MO_64734 | 64734 | Rural Fringe | 1421 | 0.80428
29083 | 64735 | 29 | CLINTON | HENRY | MO | MO_64735 | 64735 | Town Fringe | 5937 | 0.98098
29083 | 64740 | 29 | DEEPWATER | HENRY | MO | MO_64740 | 64740 | Rural Fringe | 868 | 0.79897
29013 | 64742 | 29 | DREXEL | BATES | MO | MO_64742 | 64742 | Rural Fringe | 1596 | 0.81723
29037 | 64743 | 29 | EAST LYNNE | CASS | MO | MO_64743 | 64743 | Town Fringe | 289 | 0.97855
29101 | 64761 | 29 | LEETON | JOHNSON | MO | MO_64761 | 64761 | Rural Fringe | 1157 | 0.80792
29185 | 64763 | 29 | LOWRY CITY | SAINT CLAIR | MO | MO_64763 | 64763 | Rural Fringe | 864 | 0.79715
29083 | 64770 | 29 | MONTROSE | HENRY | MO | MO_64770 | 64770 | Rural Fringe | 1620 | 0.81879
29041 | 65236 | 29 | BRUNSWICK | CHARITON | MO | MO_65236 | 65236 | Rural Fringe | 773 | 0.80595
29041 | 65246 | 29 | DALTON | CHARITON | MO | MO_65246 | 65246 | Rural Fringe | 200 | 0.80946
29159 | 65301 | 29 | SEDALIA | PETTIS | MO | MO_65301 | 65301 | Town Fringe | 12095 | 0.97692
29195 | 65321 | 29 | BLACKBURN | SALINE | MO | MO_65321 | 65321 | Rural Fringe | 329 | 0.81474
29083 | 65323 | 29 | CALHOUN | HENRY | MO | MO_65323 | 65323 | Rural Fringe | 799 | 0.7991
29015 | 65325 | 29 | COLE CAMP | BENTON | MO | MO_65325 | 65325 | Rural Fringe | 1749 | 0.79355
29159 | 65332 | 29 | GREEN RIDGE | PETTIS | MO | MO_65332 | 65332 | Rural Fringe | 1175 | 0.81736
29159 | 65333 | 29 | HOUSTONIA | PETTIS | MO | MO_65333 | 65333 | Rural Fringe | 503 | 0.81086
29159 | 65334 | 29 | HUGHESVILLE | PETTIS | MO | MO_65334 | 65334 | Rural Fringe | 595 | 0.81226
29015 | 65335 | 29 | IONIA | BENTON | MO | MO_65335 | 65335 | Rural Fringe | 650 | 0.82177
29101 | 65336 | 29 | KNOB NOSTER | JOHNSON | MO | MO_65336 | 65336 | Town Fringe | 2923 | 0.97085
29159 | 65337 | 29 | LA MONTE | PETTIS | MO | MO_65337 | 65337 | Rural Fringe | 1169 | 0.81433
29015 | 65338 | 29 | LINCOLN | BENTON | MO | MO_65338 | 65338 | Rural Fringe | 2012 | 0.788
29195 | 65339 | 29 | MALTA BEND | SALINE | MO | MO_65339 | 65339 | Rural Fringe | 334 | 0.81403
29195 | 65340 | 29 | MARSHALL | SALINE | MO | MO_65340 | 65340 | Town Fringe | 5686 | 0.97812
29195 | 65344 | 29 | MIAMI | SALINE | MO | MO_65344 | 65344 | Rural Fringe | 248 | 0.80924
29159 | 65345 | 29 | MORA | PETTIS | MO | MO_65345 | 65345 | Rural Fringe | 971 | 0.80161
29195 | 65347 | 29 | NELSON | SALINE | MO | MO_65347 | 65347 | Town Fringe | 745 | 0.9704
29053 | 65348 | 29 | OTTERVILLE | COOPER | MO | MO_65348 | 65348 | Rural Fringe | 831 | 0.80103
29195 | 65349 | 29 | SLATER | SALINE | MO | MO_65349 | 65349 | Rural Fringe | 788 | 0.80621
29159 | 65350 | 29 | SMITHTON | PETTIS | MO | MO_65350 | 65350 | Rural Fringe | 1258 | 0.80511
29195 | 65351 | 29 | SWEET SPRINGS | SALINE | MO | MO_65351 | 65351 | Rural Fringe | 979 | 0.80927
29015 | 65355 | 29 | WARSAW | BENTON | MO | MO_65355 | 65355 | Rural Fringe | 4339 | 0.77502
29083 | 65360 | 29 | WINDSOR | HENRY | MO | MO_65360 | 65360 | Town Fringe | 3336 | 0.98637
20091 | 66085 | 20 | STILWELL | JOHNSON | KS | KS_66085 | 66085 | City Midsize | 3420 | 0.67997
20209 | 66101 | 20 | KANSAS CITY | WYANDOTTE | KS | KS_66101 | 66101 | City Midsize | 4286 | 0.74708
20209 | 66103 | 20 | KANSAS CITY | WYANDOTTE | KS | KS_66103 | 66103 | City Midsize | 4353 | 0.6584
20209 | 66115 | 20 | KANSAS CITY | WYANDOTTE | KS | KS_66115 | 66115 | City Midsize | 253 | 0.59684
20091 | 66203 | 20 | SHAWNEE | JOHNSON | KS | KS_66203 | 66203 | Suburb Large | 5306 | 0.76708
20091 | 66204 | 20 | OVERLAND PARK | JOHNSON | KS | KS_66204 | 66204 | Suburb Large | 6311 | 0.61417
20091 | 66205 | 20 | MISSION | JOHNSON | KS | KS_66205 | 66205 | Suburb Large | 6038 | 0.51557
20091 | 66206 | 20 | LEAWOOD | JOHNSON | KS | KS_66206 | 66206 | Suburb Large | 3988 | 0.72392
20091 | 66211 | 20 | LEAWOOD | JOHNSON | KS | KS_66211 | 66211 | City Midsize | 1056 | 0.97538
20091 | 66223 | 20 | OVERLAND PARK | JOHNSON | KS | KS_66223 | 66223 | City Midsize | 3798 | 0.68158
20091 | 66224 | 20 | OVERLAND PARK | JOHNSON | KS | KS_66224 | 66224 | City Midsize | 2713 | 0.65894
29011 | 64759 | 29 | LAMAR | BARTON | MO | MO_64759 | 64759 | Town Fringe | 4147 | 0.99482
29185 | 64776 | 29 | OSCEOLA | SAINT CLAIR | MO | MO_64776 | 64776 | Rural Fringe | 1628 | 0.77955
29217 | 64783 | 29 | SCHELL CITY | VERNON | MO | MO_64783 | 64783 | Rural Fringe | 666 | 0.8061
29097 | 64801 | 29 | JOPLIN | JASPER | MO | MO_64801 | 64801 | City Small | 11549 | 0.81426
29145 | 64804 | 29 | JOPLIN | NEWTON | MO | MO_64804 | 64804 | City Small | 11551 | 0.80903
29097 | 64830 | 29 | ALBA | JASPER | MO | MO_64830 | 64830 | Suburb Small | 175 | 0.80431
29097 | 64833 | 29 | AVILLA | JASPER | MO | MO_64833 | 64833 | Rural Fringe | -999 | 0.78404
29097 | 64835 | 29 | CARTERVILLE | JASPER | MO | MO_64835 | 64835 | Suburb Small | 286 | 0.80417
29097 | 64841 | 29 | DUENWEG | JASPER | MO | MO_64841 | 64841 | City Small | 134 | 0.79755
29119 | 64847 | 29 | LANAGAN | MCDONALD | MO | MO_64847 | 64847 | Rural Fringe | 27 | 0.76873
29097 | 64849 | 29 | NECK CITY | JASPER | MO | MO_64849 | 64849 | Suburb Small | -999 | 0.71942
29145 | 64850 | 29 | NEOSHO | NEWTON | MO | MO_64850 | 64850 | Town Fringe | 10031 | 0.9778
29015 | 65326 | 29 | EDWARDS | BENTON | MO | MO_65326 | 65326 | Rural Fringe | 2530 | 0.77401
29161 | 65401 | 29 | ROLLA | PHELPS | MO | MO_65401 | 65401 | Town Fringe | 10417 | 0.95298
29125 | 65443 | 29 | BRINKTOWN | MARIES | MO | MO_65443 | 65443 | Town Fringe | 774 | 0.96481
29125 | 65459 | 29 | DIXON | MARIES | MO | MO_65459 | 65459 | Rural Fringe | 2457 | 0.77871
29105 | 65536 | 29 | LEBANON | LACLEDE | MO | MO_65536 | 65536 | Town Fringe | 10016 | 0.96359
29203 | 65546 | 29 | MONTIER | SHANNON | MO | MO_65546 | 65546 | Rural Fringe | 833 | 0.80372
29169 | 65556 | 29 | RICHLAND | PULASKI | MO | MO_65556 | 65556 | Rural Fringe | 2091 | 0.78418
29065 | 65560 | 29 | SALEM | DENT | MO | MO_65560 | 65560 | Town Fringe | 5126 | 0.95652
29093 | 65566 | 29 | VIBURNUM | IRON | MO | MO_65566 | 65566 | Rural Fringe | 0 | 0.766
29029 | 65567 | 29 | STOUTLAND | CAMDEN | MO | MO_65567 | 65567 | Rural Fringe | 710 | 0.79038
29203 | 65588 | 29 | WINONA | SHANNON | MO | MO_65588 | 65588 | Rural Fringe | 1201 | 0.77267
29153 | 65637 | 29 | DORA | OZARK | MO | MO_65637 | 65637 | Rural Fringe | 564 | 0.79608
29109 | 65654 | 29 | FREISTATT | LAWRENCE | MO | MO_65654 | 65654 | Town Fringe | 902 | 0.99428
29209 | 65681 | 29 | LAMPE | STONE | MO | MO_65681 | 65681 | Rural Fringe | 1003 | 0.77653
29229 | 65702 | 29 | MACOMB | WRIGHT | MO | MO_65702 | 65702 | Rural Fringe | 496 | 0.79325
29229 | 65711 | 29 | MOUNTAIN GROVE | WRIGHT | MO | MO_65711 | 65711 | Town Fringe | 6636 | 0.97235
29043 | 65720 | 29 | OLDFIELD | CHRISTIAN | MO | MO_65720 | 65720 | Rural Fringe | 373 | 0.78187
29213 | 65731 | 29 | POWERSITE | TANEY | MO | MO_65731 | 65731 | Rural Fringe | 263 | 0.78353
29077 | 65742 | 29 | ROGERSVILLE | GREENE | MO | MO_65742 | 65742 | Rural Fringe | 4919 | 0.80934
29213 | 65744 | 29 | RUETER | TANEY | MO | MO_65744 | 65744 | Rural Fringe | 83 | 0.78132
29091 | 65775 | 29 | WEST PLAINS | HOWELL | MO | MO_65775 | 65775 | Town Fringe | 10312 | 0.97384
29039 | 65785 | 29 | STOCKTON | CEDAR | MO | MO_65785 | 65785 | Rural Fringe | 2420 | 0.79339
29077 | 65802 | 29 | SPRINGFIELD | GREENE | MO | MO_65802 | 65802 | Rural Fringe | 15211 | 0.81324
29077 | 65803 | 29 | SPRINGFIELD | GREENE | MO | MO_65803 | 65803 | City Midsize | 11355 | 0.69859
29077 | 65897 | 29 | SPRINGFIELD | GREENE | MO | MO_65897 | 65897 | City Midsize | 439 | 0.7377
29179 | 63629 | 29 | BUNKER | REYNOLDS | MO | MO_63629 | 63629 | Rural Fringe | 534 | 0.76893
29035 | 63941 | 29 | FREMONT | CARTER | MO | MO_63941 | 63941 | Rural Fringe | 420 | 0.77338
29217 | 64771 | 29 | MOUNDVILLE | VERNON | MO | MO_64771 | 64771 | Rural Fringe | 876 | 0.82143
29131 | 65047 | 29 | KAISER | MILLER | MO | MO_65047 | 65047 | Rural Fringe | 353 | 0.76149
29131 | 65082 | 29 | TUSCUMBIA | MILLER | MO | MO_65082 | 65082 | Rural Fringe | 794 | 0.77273
29131 | 65083 | 29 | ULMAN | MILLER | MO | MO_65083 | 65083 | Rural Fringe | 694 | 0.78928
29161 | 65436 | 29 | BEULAH | PHELPS | MO | MO_65436 | 65436 | Rural Fringe | 30 | 0.76936
29169 | 65461 | 29 | DUKE | PULASKI | MO | MO_65461 | 65461 | Rural Fringe | 76 | 0.76902
29215 | 65468 | 29 | EUNICE | TEXAS | MO | MO_65468 | 65468 | Rural Fringe | 437 | 0.79181
29169 | 65534 | 29 | LAQUEY | PULASKI | MO | MO_65534 | 65534 | Rural Fringe | 486 | 0.7729
29105 | 65543 | 29 | LYNCHBURG | LACLEDE | MO | MO_65543 | 65543 | Rural Fringe | 425 | 0.7874
29215 | 65557 | 29 | ROBY | TEXAS | MO | MO_65557 | 65557 | Rural Fringe | 20 | 0.76749
29215 | 65564 | 29 | SOLO | TEXAS | MO | MO_65564 | 65564 | Rural Fringe | 343 | 0.79075
29013 | 64722 | 29 | AMORET | BATES | MO | MO_64722 | 64722 | Rural Fringe | 763 | 0.81376
29215 | 65570 | 29 | SUCCESS | TEXAS | MO | MO_65570 | 65570 | Rural Fringe | 317 | 0.77968
29217 | 64728 | 29 | BRONAUGH | VERNON | MO | MO_64728 | 64728 | Rural Fringe | 1087 | 0.82336
29185 | 64738 | 29 | COLLINS | SAINT CLAIR | MO | MO_64738 | 64738 | Rural Fringe | 747 | 0.78507
29217 | 64741 | 29 | DEERFIELD | VERNON | MO | MO_64741 | 64741 | Town Fringe | 982 | 0.99651
29039 | 64744 | 29 | EL DORADO SPRINGS | CEDAR | MO | MO_64744 | 64744 | Town Fringe | 4164 | 0.97276
29011 | 64748 | 29 | GOLDEN CITY | BARTON | MO | MO_64748 | 64748 | Rural Fringe | 1066 | 0.82992
29217 | 64750 | 29 | HARWOOD | VERNON | MO | MO_64750 | 64750 | Rural Fringe | 793 | 0.81591
29013 | 64752 | 29 | HUME | BATES | MO | MO_64752 | 64752 | Rural Fringe | 823 | 0.8178
29097 | 64755 | 29 | JASPER | JASPER | MO | MO_64755 | 64755 | Rural Fringe | 1597 | 0.82739
29039 | 64756 | 29 | JERICO SPRINGS | CEDAR | MO | MO_64756 | 64756 | Rural Fringe | 854 | 0.80337
29011 | 64762 | 29 | LIBERAL | BARTON | MO | MO_64762 | 64762 | Rural Fringe | 1005 | 0.82748
29217 | 64767 | 29 | MILO | VERNON | MO | MO_64767 | 64767 | Town Fringe | 738 | 0.97104
29011 | 64769 | 29 | MINDENMINES | BARTON | MO | MO_64769 | 64769 | Rural Fringe | 468 | 0.82914
29217 | 64772 | 29 | NEVADA | VERNON | MO | MO_64772 | 64772 | Town Fringe | 5097 | 0.98683
29217 | 64778 | 29 | RICHARDS | VERNON | MO | MO_64778 | 64778 | Town Fringe | 938 | 0.99663
29013 | 64779 | 29 | RICH HILL | BATES | MO | MO_64779 | 64779 | Rural Fringe | 877 | 0.8189
29057 | 65603 | 29 | ARCOLA | DADE | MO | MO_65603 | 65603 | Rural Fringe | 743 | 0.81618
29185 | 64780 | 29 | ROCKVILLE | SAINT CLAIR | MO | MO_64780 | 64780 | Rural Fringe | 818 | 0.81747
29217 | 64784 | 29 | SHELDON | VERNON | MO | MO_64784 | 64784 | Rural Fringe | 1143 | 0.81643
29217 | 64790 | 29 | WALKER | VERNON | MO | MO_64790 | 64790 | Rural Fringe | 752 | 0.82485
29119 | 64831 | 29 | ANDERSON | MCDONALD | MO | MO_64831 | 64831 | Rural Fringe | 2418 | 0.80521
29149 | 65606 | 29 | ALTON | OREGON | MO | MO_65606 | 65606 | Rural Fringe | 775 | 0.79778
29097 | 64832 | 29 | ASBURY | JASPER | MO | MO_64832 | 64832 | Rural Fringe | 867 | 0.82755
29097 | 64834 | 29 | CARL JUNCTION | JASPER | MO | MO_64834 | 64834 | Rural Fringe | 2953 | 0.81526
29097 | 64836 | 29 | CARTHAGE | JASPER | MO | MO_64836 | 64836 | Town Fringe | 10457 | 0.99165
29145 | 64840 | 29 | DIAMOND | NEWTON | MO | MO_64840 | 64840 | Rural Fringe | 1471 | 0.82129
29145 | 64844 | 29 | GRANBY | NEWTON | MO | MO_64844 | 64844 | Rural Fringe | 1933 | 0.81303
29109 | 64848 | 29 | LA RUSSELL | LAWRENCE | MO | MO_64848 | 64848 | Rural Fringe | 1228 | 0.81897
29097 | 64855 | 29 | ORONOGO | JASPER | MO | MO_64855 | 64855 | Rural Fringe | 1164 | 0.82081
29097 | 64859 | 29 | REEDS | JASPER | MO | MO_64859 | 64859 | Rural Fringe | 1344 | 0.82173
29119 | 64861 | 29 | ROCKY COMFORT | MCDONALD | MO | MO_64861 | 64861 | Rural Fringe | 1275 | 0.81534
29097 | 64862 | 29 | SARCOXIE | JASPER | MO | MO_64862 | 64862 | Rural Fringe | 1793 | 0.81845
29145 | 64866 | 29 | STARK CITY | NEWTON | MO | MO_64866 | 64866 | Rural Fringe | 1298 | 0.8224
29097 | 64870 | 29 | WEBB CITY | JASPER | MO | MO_64870 | 64870 | Suburb Small | 5232 | 0.83172
29109 | 64873 | 29 | WENTWORTH | LAWRENCE | MO | MO_64873 | 64873 | Rural Fringe | 1370 | 0.81719
29131 | 65017 | 29 | BRUMLEY | MILLER | MO | MO_65017 | 65017 | Rural Fringe | 717 | 0.76968
29029 | 65020 | 29 | CAMDENTON | CAMDEN | MO | MO_65020 | 65020 | Town Fringe | 5803 | 0.93633
29029 | 65049 | 29 | LAKE OZARK | CAMDEN | MO | MO_65049 | 65049 | Rural Fringe | 2787 | 0.74299
29029 | 65052 | 29 | LINN CREEK | CAMDEN | MO | MO_65052 | 65052 | Town Fringe | 1719 | 0.9407
29029 | 65065 | 29 | OSAGE BEACH | CAMDEN | MO | MO_65065 | 65065 | Town Fringe | 3248 | 0.92229
29029 | 65079 | 29 | SUNRISE BEACH | CAMDEN | MO | MO_65079 | 65079 | Town Fringe | 4778 | 0.91857
29029 | 65324 | 29 | CLIMAX SPRINGS | CAMDEN | MO | MO_65324 | 65324 | Rural Fringe | 1643 | 0.76269
29161 | 65409 | 29 | ROLLA | PHELPS | MO | MO_65409 | 65409 | Town Fringe | 1421 | 1
29203 | 65438 | 29 | BIRCH TREE | SHANNON | MO | MO_65438 | 65438 | Rural Fringe | 673 | 0.78036
29055 | 65446 | 29 | CHERRYVILLE | CRAWFORD | MO | MO_65446 | 65446 | Rural Fringe | 88 | 0.7683
29055 | 65449 | 29 | COOK STA | CRAWFORD | MO | MO_65449 | 65449 | Rural Fringe | 617 | 0.77238
29169 | 65452 | 29 | CROCKER | PULASKI | MO | MO_65452 | 65452 | Rural Fringe | 1332 | 0.78275
29055 | 65453 | 29 | CUBA | CRAWFORD | MO | MO_65453 | 65453 | Rural Fringe | 2630 | 0.7762
29169 | 65457 | 29 | DEVILS ELBOW | PULASKI | MO | MO_65457 | 65457 | Town Fringe | 137 | 0.93291
29161 | 65462 | 29 | EDGAR SPRINGS | PHELPS | MO | MO_65462 | 65462 | Rural Fringe | 581 | 0.7823
29105 | 65463 | 29 | ELDRIDGE | LACLEDE | MO | MO_65463 | 65463 | Town Fringe | 821 | 0.951
29215 | 65464 | 29 | ELK CREEK | TEXAS | MO | MO_65464 | 65464 | Rural Fringe | 550 | 0.78728
29105 | 65470 | 29 | FALCON | LACLEDE | MO | MO_65470 | 65470 | Rural Fringe | 854 | 0.78361
29169 | 65473 | 29 | FORT LEONARD WOOD | PULASKI | MO | MO_65473 | 65473 | Town Fringe | 562 | 0.93573
29215 | 65483 | 29 | HOUSTON | TEXAS | MO | MO_65483 | 65483 | Rural Fringe | 1202 | 0.79504
29215 | 65484 | 29 | HUGGINS | TEXAS | MO | MO_65484 | 65484 | Rural Fringe | 402 | 0.78409
29131 | 65486 | 29 | IBERIA | MILLER | MO | MO_65486 | 65486 | Rural Fringe | 1437 | 0.78809
29065 | 65501 | 29 | JADWIN | DENT | MO | MO_65501 | 65501 | Rural Fringe | 265 | 0.77591
29161 | 65529 | 29 | JEROME | PHELPS | MO | MO_65529 | 65529 | Rural Fringe | 316 | 0.77819
29091 | 65548 | 29 | MOUNTAIN VIEW | HOWELL | MO | MO_65548 | 65548 | Rural Fringe | 2083 | 0.78886
29161 | 65550 | 29 | NEWBURG | PHELPS | MO | MO_65550 | 65550 | Rural Fringe | 999 | 0.76677
29215 | 65552 | 29 | PLATO | TEXAS | MO | MO_65552 | 65552 | Rural Fringe | 1211 | 0.77505
29161 | 65559 | 29 | SAINT JAMES | PHELPS | MO | MO_65559 | 65559 | Town Fringe | 3497 | 0.94881
29055 | 65565 | 29 | STEELVILLE | CRAWFORD | MO | MO_65565 | 65565 | Rural Fringe | 1648 | 0.77198
29203 | 65571 | 29 | SUMMERSVILLE | SHANNON | MO | MO_65571 | 65571 | Rural Fringe | 982 | 0.78339
29125 | 65580 | 29 | VICHY | MARIES | MO | MO_65580 | 65580 | Town Fringe | 1240 | 0.95797
29125 | 65582 | 29 | VIENNA | MARIES | MO | MO_65582 | 65582 | Town Fringe | 1332 | 0.95659
29169 | 65583 | 29 | WAYNESVILLE | PULASKI | MO | MO_65583 | 65583 | Town Fringe | 3429 | 0.9434
29169 | 65584 | 29 | SAINT ROBERT | PULASKI | MO | MO_65584 | 65584 | Town Fringe | 2231 | 0.93863
29059 | 65590 | 29 | LONG LANE | DALLAS | MO | MO_65590 | 65590 | Town Fringe | 1214 | 0.95935
29029 | 65591 | 29 | MONTREAL | CAMDEN | MO | MO_65591 | 65591 | Town Fringe | 923 | 0.957
29167 | 65601 | 29 | ALDRICH | POLK | MO | MO_65601 | 65601 | Rural Fringe | 1296 | 0.80225
29077 | 65604 | 29 | ASH GROVE | GREENE | MO | MO_65604 | 65604 | Rural Fringe | 2551 | 0.81748
29109 | 65605 | 29 | AURORA | LAWRENCE | MO | MO_65605 | 65605 | Town Fringe | 5939 | 0.98714
29067 | 65608 | 29 | AVA | DOUGLAS | MO | MO_65608 | 65608 | Town Fringe | 2067 | 0.97016
29043 | 65610 | 29 | BILLINGS | CHRISTIAN | MO | MO_65610 | 65610 | Rural Fringe | 2648 | 0.82322
29077 | 65612 | 29 | BOIS D ARC | GREENE | MO | MO_65612 | 65612 | Rural Fringe | 1628 | 0.82323
29167 | 65613 | 29 | BOLIVAR | POLK | MO | MO_65613 | 65613 | Rural Fringe | 3568 | 0.80808
29213 | 65614 | 29 | BRADLEYVILLE | TANEY | MO | MO_65614 | 65614 | Rural Fringe | 511 | 0.78557
29167 | 65617 | 29 | BRIGHTON | POLK | MO | MO_65617 | 65617 | Rural Fringe | 948 | 0.79945
29153 | 65618 | 29 | BRIXEY | OZARK | MO | MO_65618 | 65618 | Rural Fringe | 873 | 0.79363
29077 | 65619 | 29 | BROOKLINE | GREENE | MO | MO_65619 | 65619 | Town Fringe | 6751 | 0.98638
29043 | 65620 | 29 | BRUNER | CHRISTIAN | MO | MO_65620 | 65620 | Rural Fringe | 847 | 0.79556
29059 | 65622 | 29 | BUFFALO | DALLAS | MO | MO_65622 | 65622 | Town Fringe | 4028 | 0.97602
29209 | 65624 | 29 | CAPE FAIR | STONE | MO | MO_65624 | 65624 | Rural Fringe | 1088 | 0.78739
29009 | 65625 | 29 | CASSVILLE | BARRY | MO | MO_65625 | 65625 | Town Fringe | 3847 | 0.97111
29043 | 65631 | 29 | CLEVER | CHRISTIAN | MO | MO_65631 | 65631 | Rural Fringe | 2361 | 0.81769
29105 | 65632 | 29 | CONWAY | LACLEDE | MO | MO_65632 | 65632 | Rural Fringe | 1488 | 0.80394
29209 | 65633 | 29 | CRANE | STONE | MO | MO_65633 | 65633 | Rural Fringe | 1866 | 0.81081
29085 | 65634 | 29 | CROSS TIMBERS | HICKORY | MO | MO_65634 | 65634 | Rural Fringe | 711 | 0.79931
29057 | 65635 | 29 | DADEVILLE | DADE | MO | MO_65635 | 65635 | Rural Fringe | 1005 | 0.80654
29067 | 65638 | 29 | DRURY | DOUGLAS | MO | MO_65638 | 65638 | Town Fringe | 413 | 0.95131
29167 | 65640 | 29 | DUNNEGAN | POLK | MO | MO_65640 | 65640 | Rural Fringe | 986 | 0.79533
29059 | 65644 | 29 | ELKLAND | DALLAS | MO | MO_65644 | 65644 | Town Fringe | 1727 | 0.97219
29057 | 65646 | 29 | EVERTON | DADE | MO | MO_65646 | 65646 | Rural Fringe | 1610 | 0.81435
29059 | 65685 | 29 | LOUISBURG | DALLAS | MO | MO_65685 | 65685 | Town Fringe | 1276 | 0.972
29077 | 65648 | 29 | FAIR GROVE | GREENE | MO | MO_65648 | 65648 | Rural Fringe | 2425 | 0.80419
29085 | 65732 | 29 | PRESTON | HICKORY | MO | MO_65732 | 65732 | Rural Fringe | 555 | 0.7917
29039 | 65649 | 29 | FAIR PLAY | CEDAR | MO | MO_65649 | 65649 | Rural Fringe | 1215 | 0.79712
29085 | 65650 | 29 | FLEMINGTON | HICKORY | MO | MO_65650 | 65650 | Rural Fringe | 1498 | 0.79577
29057 | 65752 | 29 | SOUTH GREENFIELD | DADE | MO | MO_65752 | 65752 | Rural Fringe | 1064 | 0.81856
29225 | 65652 | 29 | FORDLAND | WEBSTER | MO | MO_65652 | 65652 | Rural Fringe | 1817 | 0.7995
29209 | 65656 | 29 | GALENA | STONE | MO | MO_65656 | 65656 | Rural Fringe | 2244 | 0.78999
29057 | 65661 | 29 | GREENFIELD | DADE | MO | MO_65661 | 65661 | Rural Fringe | 1073 | 0.79369
29229 | 65662 | 29 | GROVESPRING | WRIGHT | MO | MO_65662 | 65662 | Rural Fringe | 822 | 0.79551
29167 | 65663 | 29 | HALF WAY | POLK | MO | MO_65663 | 65663 | Rural Fringe | 2380 | 0.81064
29085 | 65668 | 29 | HERMITAGE | HICKORY | MO | MO_65668 | 65668 | Rural Fringe | 918 | 0.77937
29167 | 65674 | 29 | HUMANSVILLE | POLK | MO | MO_65674 | 65674 | Rural Fringe | 1070 | 0.79342
29213 | 65679 | 29 | KIRBYVILLE | TANEY | MO | MO_65679 | 65679 | Rural Fringe | 735 | 0.78366
29057 | 65682 | 29 | LOCKWOOD | DADE | MO | MO_65682 | 65682 | Rural Fringe | 1377 | 0.82249
29149 | 65692 | 29 | KOSHKONONG | OREGON | MO | MO_65692 | 65692 | Rural Fringe | 1783 | 0.80047
29229 | 65704 | 29 | MANSFIELD | WRIGHT | MO | MO_65704 | 65704 | Rural Fringe | 1764 | 0.79621
29109 | 65705 | 29 | MARIONVILLE | LAWRENCE | MO | MO_65705 | 65705 | Rural Fringe | 1672 | 0.82016
29109 | 65756 | 29 | STOTTS CITY | LAWRENCE | MO | MO_65756 | 65756 | Town Fringe | 1482 | 0.99428
29225 | 65706 | 29 | MARSHFIELD | WEBSTER | MO | MO_65706 | 65706 | Town Fringe | 5733 | 0.97276
29109 | 65707 | 29 | MILLER | LAWRENCE | MO | MO_65707 | 65707 | Rural Fringe | 1576 | 0.81891
29009 | 65708 | 29 | MONETT | BARRY | MO | MO_65708 | 65708 | Town Fringe | 4770 | 0.99399
29167 | 65710 | 29 | MORRISVILLE | POLK | MO | MO_65710 | 65710 | Rural Fringe | 1135 | 0.80583
29109 | 65712 | 29 | MOUNT VERNON | LAWRENCE | MO | MO_65712 | 65712 | Town Fringe | 4329 | 0.9942
29043 | 65714 | 29 | NIXA | CHRISTIAN | MO | MO_65714 | 65714 | Suburb Midsize | 6699 | 0.58214
29043 | 65721 | 29 | OZARK | CHRISTIAN | MO | MO_65721 | 65721 | Suburb Midsize | 6097 | 0.57627
29105 | 65722 | 29 | PHILLIPSBURG | LACLEDE | MO | MO_65722 | 65722 | Rural Fringe | 1036 | 0.8003
29109 | 65723 | 29 | PIERCE CITY | LAWRENCE | MO | MO_65723 | 65723 | Rural Fringe | 3024 | 0.8184
29085 | 65724 | 29 | PITTSBURG | HICKORY | MO | MO_65724 | 65724 | Rural Fringe | 496 | 0.7716
29167 | 65725 | 29 | PLEASANT HOPE | POLK | MO | MO_65725 | 65725 | Rural Fringe | 1224 | 0.79934
29167 | 65727 | 29 | POLK | POLK | MO | MO_65727 | 65727 | Rural Fringe | 782 | 0.80379
29043 | 65728 | 29 | PONCE DE LEON | CHRISTIAN | MO | MO_65728 | 65728 | Rural Fringe | 504 | 0.8031
29119 | 65730 | 29 | POWELL | MCDONALD | MO | MO_65730 | 65730 | Rural Fringe | 175 | 0.78282
29213 | 65733 | 29 | PROTEM | TANEY | MO | MO_65733 | 65733 | Rural Fringe | 394 | 0.79445
29085 | 65735 | 29 | QUINCY | HICKORY | MO | MO_65735 | 65735 | Rural Fringe | 607 | 0.78335
29209 | 65737 | 29 | REEDS SPRING | STONE | MO | MO_65737 | 65737 | Rural Fringe | 3641 | 0.7813
29077 | 65738 | 29 | REPUBLIC | GREENE | MO | MO_65738 | 65738 | Town Fringe | 8073 | 0.99554
29213 | 65740 | 29 | ROCKAWAY BEACH | TANEY | MO | MO_65740 | 65740 | Rural Fringe | 311 | 0.76501
29225 | 65746 | 29 | SEYMOUR | WEBSTER | MO | MO_65746 | 65746 | Rural Fringe | 2616 | 0.80392
29043 | 65753 | 29 | SPARTA | CHRISTIAN | MO | MO_65753 | 65753 | Rural Fringe | 2323 | 0.80558
29043 | 65754 | 29 | SPOKANE | CHRISTIAN | MO | MO_65754 | 65754 | Rural Fringe | 625 | 0.80116
29077 | 65757 | 29 | STRAFFORD | GREENE | MO | MO_65757 | 65757 | Rural Fringe | 2730 | 0.80301
29213 | 65759 | 29 | TANEYVILLE | TANEY | MO | MO_65759 | 65759 | Rural Fringe | 1221 | 0.79703
29059 | 65764 | 29 | TUNAS | DALLAS | MO | MO_65764 | 65764 | Rural Fringe | 754 | 0.78331
29059 | 65767 | 29 | URBANA | DALLAS | MO | MO_65767 | 65767 | Rural Fringe | 1324 | 0.79514
29067 | 65768 | 29 | VANZANT | DOUGLAS | MO | MO_65768 | 65768 | Town Fringe | 780 | 0.96459
29009 | 65769 | 29 | VERONA | BARRY | MO | MO_65769 | 65769 | Town Fringe | 1979 | 0.9841
29077 | 65770 | 29 | WALNUT GROVE | GREENE | MO | MO_65770 | 65770 | Rural Fringe | 3004 | 0.813
29213 | 65771 | 29 | WALNUT SHADE | TANEY | MO | MO_65771 | 65771 | Rural Fringe | 1076 | 0.77994
29009 | 65772 | 29 | WASHBURN | BARRY | MO | MO_65772 | 65772 | Rural Fringe | 1115 | 0.80076
29085 | 65774 | 29 | WEAUBLEAU | HICKORY | MO | MO_65774 | 65774 | Rural Fringe | 1077 | 0.79754
29085 | 65779 | 29 | WHEATLAND | HICKORY | MO | MO_65779 | 65779 | Rural Fringe | 969 | 0.80097
29077 | 65781 | 29 | WILLARD | GREENE | MO | MO_65781 | 65781 | Rural Fringe | 2863 | 0.80519
29059 | 65783 | 29 | WINDYVILLE | DALLAS | MO | MO_65783 | 65783 | Town Fringe | 450 | 0.95646
29029 | 65786 | 29 | MACKS CREEK | CAMDEN | MO | MO_65786 | 65786 | Rural Fringe | 1189 | 0.77339
29029 | 65787 | 29 | ROACH | CAMDEN | MO | MO_65787 | 65787 | Rural Fringe | 1126 | 0.7603
29091 | 65793 | 29 | WILLOW SPRINGS | HOWELL | MO | MO_65793 | 65793 | Rural Fringe | 1705 | 0.78733
29077 | 65804 | 29 | SPRINGFIELD | GREENE | MO | MO_65804 | 65804 | City Midsize | 10423 | 0.70626
29077 | 65806 | 29 | SPRINGFIELD | GREENE | MO | MO_65806 | 65806 | City Midsize | 2110 | 0.72695
29077 | 65807 | 29 | SPRINGFIELD | GREENE | MO | MO_65807 | 65807 | City Midsize | 12832 | 0.69314
29077 | 65809 | 29 | SPRINGFIELD | GREENE | MO | MO_65809 | 65809 | City Midsize | 2252 | 0.6924
29077 | 65810 | 29 | SPRINGFIELD | GREENE | MO | MO_65810 | 65810 | City Midsize | 4258 | 0.6833
29077 | 65899 | 29 | SPRINGFIELD | GREENE | MO | MO_65899 | 65899 | City Midsize | 251 | 0.74352
29019 | 65010 | 29 | ASHLAND | BOONE | MO | MO_65010 | 65010 | Rural Fringe | 1663 | 0.78303
29027 | 65063 | 29 | NEW BLOOMFIELD | CALLAWAY | MO | MO_65063 | 65063 | Rural Fringe | 1434 | 0.78534
29051 | 65101 | 29 | JEFFERSON CITY | COLE | MO | MO_65101 | 65101 | Rural Fringe | 8425 | 0.79064
29019 | 65201 | 29 | COLUMBIA | BOONE | MO | MO_65201 | 65201 | City Small | 6628 | 0.80525
29019 | 65215 | 29 | COLUMBIA | BOONE | MO | MO_65215 | 65215 | City Small | 719 | 0.84504
29019 | 65216 | 29 | COLUMBIA | BOONE | MO | MO_65216 | 65216 | City Small | 0 | 0.8223
29007 | 65240 | 29 | CENTRALIA | AUDRAIN | MO | MO_65240 | 65240 | Town Fringe | 3913 | 0.98146
29007 | 65280 | 29 | RUSH HILL | AUDRAIN | MO | MO_65280 | 65280 | Town Fringe | 294 | 0.98611
29141 | 65354 | 29 | SYRACUSE | MORGAN | MO | MO_65354 | 65354 | Town Fringe | 756 | 0.96411
19125 | 50044 | 19 | BUSSEY | MARION | IA | IA_50044 | 50044 | Rural Fringe | 663 | 0.78876
19007 | 52593 | 19 | UDELL | APPANOOSE | IA | IA_52593 | 52593 | Rural Fringe | 741 | 0.79482
19179 | 52501 | 19 | OTTUMWA | WAPELLO | IA | IA_52501 | 52501 | Town Fringe | 12053 | 0.95129
19135 | 52531 | 19 | ALBIA | MONROE | IA | IA_52531 | 52531 | Town Fringe | 2633 | 0.95286
19101 | 52533 | 19 | BATAVIA | JEFFERSON | IA | IA_52533 | 52533 | Town Fringe | 982 | 0.96601
19179 | 52536 | 19 | BLAKESBURG | WAPELLO | IA | IA_52536 | 52536 | Rural Fringe | 1139 | 0.78261
19051 | 52537 | 19 | BLOOMFIELD | DAVIS | IA | IA_52537 | 52537 | Rural Fringe | 2936 | 0.7914
19177 | 52542 | 19 | CANTRIL | VAN BUREN | IA | IA_52542 | 52542 | Rural Fringe | 685 | 0.7924
19123 | 52543 | 19 | CEDAR | MAHASKA | IA | IA_52543 | 52543 | Rural Fringe | 144 | 0.79549
19179 | 52554 | 19 | ELDON | WAPELLO | IA | IA_52554 | 52554 | Rural Fringe | 574 | 0.77945
19135 | 52553 | 19 | EDDYVILLE | MONROE | IA | IA_52553 | 52553 | Rural Fringe | 966 | 0.79042
19101 | 52557 | 19 | FAIRFIELD | JEFFERSON | IA | IA_52557 | 52557 | Town Fringe | 643 | 0.98047
19051 | 52560 | 19 | FLORIS | DAVIS | IA | IA_52560 | 52560 | Rural Fringe | 576 | 0.77524
19107 | 52563 | 19 | HEDRICK | KEOKUK | IA | IA_52563 | 52563 | Rural Fringe | 857 | 0.79308
19177 | 52565 | 19 | KEOSAUQUA | VAN BUREN | IA | IA_52565 | 52565 | Rural Fringe | 994 | 0.77915
19177 | 52570 | 19 | MILTON | VAN BUREN | IA | IA_52570 | 52570 | Rural Fringe | 686 | 0.79364
19177 | 52588 | 19 | SELMA | VAN BUREN | IA | IA_52588 | 52588 | Rural Fringe | 397 | 0.77844
19007 | 52594 | 19 | UNIONVILLE | APPANOOSE | IA | IA_52594 | 52594 | Rural Fringe | 712 | 0.7726
19111 | 52619 | 19 | ARGYLE | LEE | IA | IA_52619 | 52619 | Rural Fringe | 362 | 0.7776
19177 | 52620 | 19 | BONAPARTE | VAN BUREN | IA | IA_52620 | 52620 | Rural Fringe | 717 | 0.78179
19183 | 52621 | 19 | CRAWFORDSVILLE | WASHINGTON | IA | IA_52621 | 52621 | Rural Fringe | 343 | 0.79272
19111 | 52625 | 19 | DONNELLSON | LEE | IA | IA_52625 | 52625 | Rural Fringe | 1023 | 0.78994
19111 | 52630 | 19 | HILLSBORO | LEE | IA | IA_52630 | 52630 | Rural Fringe | 463 | 0.79683
19111 | 52632 | 19 | KEOKUK | LEE | IA | IA_52632 | 52632 | Town Fringe | 4961 | 0.94458
19111 | 52639 | 19 | MONTROSE | LEE | IA | IA_52639 | 52639 | Rural Fringe | 995 | 0.77776
19115 | 52640 | 19 | MORNING SUN | LOUISA | IA | IA_52640 | 52640 | Rural Fringe | 655 | 0.79188
19087 | 52644 | 19 | MOUNT UNION | HENRY | IA | IA_52644 | 52644 | Rural Fringe | 384 | 0.79719
19087 | 52645 | 19 | NEW LONDON | HENRY | IA | IA_52645 | 52645 | Rural Fringe | 884 | 0.78443
19177 | 52651 | 19 | STOCKPORT | VAN BUREN | IA | IA_52651 | 52651 | Rural Fringe | 575 | 0.79151
17149 | 62345 | 17 | KINDERHOOK | PIKE | IL | IL_62345 | 62345 | Rural Fringe | 418 | 0.87395
17067 | 62354 | 17 | NAUVOO | HANCOCK | IL | IL_62354 | 62354 | Rural Fringe | 405 | 0.85541
17067 | 62358 | 17 | NIOTA | HANCOCK | IL | IL_62358 | 62358 | Rural Fringe | 354 | 0.85558
17001 | 62301 | 17 | QUINCY | ADAMS | IL | IL_62301 | 62301 | Town Fringe | 9547 | 0.81837
17067 | 62330 | 17 | DALLAS CITY | HANCOCK | IL | IL_62330 | 62330 | Rural Fringe | 331 | 0.85499
17149 | 62343 | 17 | HULL | PIKE | IL | IL_62343 | 62343 | Rural Fringe | 500 | 0.88048
17001 | 62349 | 17 | LORAINE | ADAMS | IL | IL_62349 | 62349 | Rural Fringe | 769 | 0.86796
17067 | 62373 | 17 | SUTTER | HANCOCK | IL | IL_62373 | 62373 | Rural Fringe | 566 | 0.87045
17001 | 62376 | 17 | URSA | ADAMS | IL | IL_62376 | 62376 | Rural Fringe | 527 | 0.87461
17067 | 62379 | 17 | WARSAW | HANCOCK | IL | IL_62379 | 62379 | Rural Fringe | 648 | 0.85874
29139 | 63333 | 29 | BELLFLOWER | MONTGOMERY | MO | MO_63333 | 63333 | Rural Fringe | 516 | 0.7965
29113 | 63349 | 29 | HAWK POINT | LINCOLN | MO | MO_63349 | 63349 | Town Fringe | 1051 | 0.96521
29111 | 63438 | 29 | DURHAM | LEWIS | MO | MO_63438 | 63438 | Rural Fringe | 449 | 0.79303
29071 | 63037 | 29 | GERALD | FRANKLIN | MO | MO_63037 | 63037 | Rural Fringe | 1284 | 0.77738
29205 | 63450 | 29 | LENTNER | SHELBY | MO | MO_63450 | 63450 | Rural Fringe | 452 | 0.80924
29111 | 63457 | 29 | MONTICELLO | LEWIS | MO | MO_63457 | 63457 | Rural Fringe | 525 | 0.79722
29071 | 63068 | 29 | NEW HAVEN | FRANKLIN | MO | MO_63068 | 63068 | Town Fringe | 2331 | 0.96483
29073 | 63091 | 29 | ROSEBUD | GASCONADE | MO | MO_63091 | 63091 | Rural Fringe | 700 | 0.78005
29121 | 63538 | 29 | ELMER | MACON | MO | MO_63538 | 63538 | Rural Fringe | 406 | 0.79073
29121 | 63539 | 29 | ETHEL | MACON | MO | MO_63539 | 63539 | Rural Fringe | 873 | 0.78865
29001 | 63540 | 29 | GIBBS | ADAIR | MO | MO_63540 | 63540 | Rural Fringe | 905 | 0.79958
29007 | 63345 | 29 | FARBER | AUDRAIN | MO | MO_63345 | 63345 | Rural Fringe | 111 | 0.81269
29139 | 63350 | 29 | HIGH HILL | MONTGOMERY | MO | MO_63350 | 63350 | Rural Fringe | 381 | 0.79544
29219 | 63351 | 29 | JONESBURG | WARREN | MO | MO_63351 | 63351 | Rural Fringe | 588 | 0.77936
29007 | 63352 | 29 | LADDONIA | AUDRAIN | MO | MO_63352 | 63352 | Rural Fringe | 568 | 0.81474
29163 | 63359 | 29 | MIDDLETOWN | PIKE | MO | MO_63359 | 63359 | Rural Fringe | 1034 | 0.79998
29139 | 63361 | 29 | MONTGOMERY CITY | MONTGOMERY | MO | MO_63361 | 63361 | Rural Fringe | 1721 | 0.7893
29139 | 63363 | 29 | NEW FLORENCE | MONTGOMERY | MO | MO_63363 | 63363 | Rural Fringe | 673 | 0.78884
29007 | 63382 | 29 | VANDALIA | AUDRAIN | MO | MO_63382 | 63382 | Rural Fringe | 1713 | 0.81119
29219 | 63383 | 29 | WARRENTON | WARREN | MO | MO_63383 | 63383 | Rural Fringe | 4188 | 0.7751
29139 | 63384 | 29 | WELLSVILLE | MONTGOMERY | MO | MO_63384 | 63384 | Rural Fringe | 992 | 0.80299
29027 | 63388 | 29 | WILLIAMSBURG | CALLAWAY | MO | MO_63388 | 63388 | Rural Fringe | 431 | 0.779
29127 | 63401 | 29 | HANNIBAL | MARION | MO | MO_63401 | 63401 | Town Fringe | 7625 | 0.95978
29045 | 63430 | 29 | ALEXANDRIA | CLARK | MO | MO_63430 | 63430 | Rural Fringe | 0 | 0.79606
29121 | 63431 | 29 | ANABEL | MACON | MO | MO_63431 | 63431 | Town Fringe | 811 | 0.9731
29199 | 63432 | 29 | ARBELA | SCOTLAND | MO | MO_63432 | 63432 | Rural Fringe | 514 | 0.79367
29205 | 63434 | 29 | BETHEL | SHELBY | MO | MO_63434 | 63434 | Rural Fringe | 485 | 0.79692
29111 | 63435 | 29 | CANTON | LEWIS | MO | MO_63435 | 63435 | Rural Fringe | 1449 | 0.79208
29173 | 63436 | 29 | CENTER | RALLS | MO | MO_63436 | 63436 | Rural Fringe | 719 | 0.7987
29205 | 63437 | 29 | CLARENCE | SHELBY | MO | MO_63437 | 63437 | Rural Fringe | 792 | 0.80569
29205 | 63439 | 29 | EMDEN | SHELBY | MO | MO_63439 | 63439 | Rural Fringe | 582 | 0.79714
29111 | 63440 | 29 | EWING | LEWIS | MO | MO_63440 | 63440 | Rural Fringe | 837 | 0.79605
29163 | 63441 | 29 | FRANKFORD | PIKE | MO | MO_63441 | 63441 | Town Fringe | 875 | 0.95866
29137 | 63443 | 29 | HUNNEWELL | MONROE | MO | MO_63443 | 63443 | Rural Fringe | 652 | 0.79615
29045 | 63445 | 29 | KAHOKA | CLARK | MO | MO_63445 | 63445 | Rural Fringe | 1325 | 0.78994
29103 | 63446 | 29 | KNOX CITY | KNOX | MO | MO_63446 | 63446 | Rural Fringe | 607 | 0.79733
29111 | 63447 | 29 | LA BELLE | LEWIS | MO | MO_63447 | 63447 | Rural Fringe | 903 | 0.79727
29111 | 63448 | 29 | LA GRANGE | LEWIS | MO | MO_63448 | 63448 | Rural Fringe | 594 | 0.79533
29205 | 63451 | 29 | LEONARD | SHELBY | MO | MO_63451 | 63451 | Rural Fringe | 605 | 0.80538
29111 | 63452 | 29 | LEWISTOWN | LEWIS | MO | MO_63452 | 63452 | Rural Fringe | 790 | 0.79465
29045 | 63453 | 29 | LURAY | CLARK | MO | MO_63453 | 63453 | Rural Fringe | 594 | 0.78937
29127 | 63454 | 29 | MAYWOOD | MARION | MO | MO_63454 | 63454 | Rural Fringe | 633 | 0.79542
29173 | 63456 | 29 | MONROE CITY | RALLS | MO | MO_63456 | 63456 | Rural Fringe | 1171 | 0.7953
29103 | 63458 | 29 | NEWARK | KNOX | MO | MO_63458 | 63458 | Rural Fringe | 564 | 0.79434
29173 | 63459 | 29 | NEW LONDON | RALLS | MO | MO_63459 | 63459 | Rural Fringe | 2199 | 0.78896
29127 | 63461 | 29 | PALMYRA | MARION | MO | MO_63461 | 63461 | Rural Fringe | 2473 | 0.79807
29173 | 63462 | 29 | PERRY | RALLS | MO | MO_63462 | 63462 | Rural Fringe | 996 | 0.79695
29127 | 63463 | 29 | PHILADELPHIA | MARION | MO | MO_63463 | 63463 | Rural Fringe | 552 | 0.79381
29045 | 63465 | 29 | REVERE | CLARK | MO | MO_63465 | 63465 | Rural Fringe | 311 | 0.78108
29205 | 63468 | 29 | SHELBINA | SHELBY | MO | MO_63468 | 63468 | Rural Fringe | 1382 | 0.80471
29205 | 63469 | 29 | SHELBYVILLE | SHELBY | MO | MO_63469 | 63469 | Rural Fringe | 865 | 0.80186
29127 | 63471 | 29 | TAYLOR | MARION | MO | MO_63471 | 63471 | Rural Fringe | 378 | 0.80676
29045 | 63472 | 29 | WAYLAND | CLARK | MO | MO_63472 | 63472 | Rural Fringe | 509 | 0.79191
29045 | 63473 | 29 | WILLIAMSTOWN | CLARK | MO | MO_63473 | 63473 | Rural Fringe | 784 | 0.79131
29045 | 63474 | 29 | WYACONDA | CLARK | MO | MO_63474 | 63474 | Rural Fringe | 643 | 0.79246
29001 | 63501 | 29 | KIRKSVILLE | ADAIR | MO | MO_63501 | 63501 | Town Fringe | 7079 | 0.95596
29121 | 63530 | 29 | ATLANTA | MACON | MO | MO_63530 | 63530 | Rural Fringe | 1194 | 0.79729
29121 | 63532 | 29 | BEVIER | MACON | MO | MO_63532 | 63532 | Rural Fringe | 1088 | 0.79704
29001 | 63533 | 29 | BRASHEAR | ADAIR | MO | MO_63533 | 63533 | Rural Fringe | 1364 | 0.79871
29121 | 63534 | 29 | CALLAO | MACON | MO | MO_63534 | 63534 | Rural Fringe | 1131 | 0.79721
29197 | 63535 | 29 | COATSVILLE | SCHUYLER | MO | MO_63535 | 63535 | Rural Fringe | 568 | 0.77993
29103 | 63537 | 29 | EDINA | KNOX | MO | MO_63537 | 63537 | Rural Fringe | 1080 | 0.79912
29199 | 63543 | 29 | GORIN | SCOTLAND | MO | MO_63543 | 63543 | Rural Fringe | 575 | 0.79618
29001 | 63544 | 29 | GREEN CASTLE | ADAIR | MO | MO_63544 | 63544 | Rural Fringe | 1142 | 0.77985
29103 | 63547 | 29 | HURDLAND | KNOX | MO | MO_63547 | 63547 | Rural Fringe | 966 | 0.80107
29121 | 63549 | 29 | LA PLATA | MACON | MO | MO_63549 | 63549 | Rural Fringe | 1344 | 0.79651
29121 | 63552 | 29 | MACON | MACON | MO | MO_63552 | 63552 | Town Fringe | 3585 | 0.96395
29199 | 63555 | 29 | MEMPHIS | SCOTLAND | MO | MO_63555 | 63555 | Rural Fringe | 1718 | 0.79577
29115 | 63557 | 29 | NEW BOSTON | LINN | MO | MO_63557 | 63557 | Rural Fringe | 1044 | 0.79228
29121 | 63558 | 29 | NEW CAMBRIA | MACON | MO | MO_63558 | 63558 | Rural Fringe | 924 | 0.79682
29001 | 63559 | 29 | NOVINGER | ADAIR | MO | MO_63559 | 63559 | Rural Fringe | 881 | 0.77693
29199 | 63563 | 29 | RUTLEDGE | SCOTLAND | MO | MO_63563 | 63563 | Rural Fringe | 532 | 0.79317
29135 | 65025 | 29 | CLARKSBURG | MONITEAU | MO | MO_65025 | 65025 | Rural Fringe | 962 | 0.80273
29151 | 65048 | 29 | KOELTZTOWN | OSAGE | MO | MO_65048 | 65048 | Rural Fringe | 431 | 0.78517
29135 | 65050 | 29 | LATHAM | MONITEAU | MO | MO_65050 | 65050 | Town Fringe | 1175 | 0.98194
29027 | 65059 | 29 | MOKANE | CALLAWAY | MO | MO_65059 | 65059 | Rural Fringe | 561 | 0.78203
29151 | 65062 | 29 | MOUNT STERLING | OSAGE | MO | MO_65062 | 65062 | Rural Fringe | 132 | 0.78318
29051 | 65076 | 29 | SAINT THOMAS | COLE | MO | MO_65076 | 65076 | Rural Fringe | 764 | 0.79382
29027 | 65077 | 29 | STEEDMAN | CALLAWAY | MO | MO_65077 | 65077 | Rural Fringe | 284 | 0.77909
29007 | 65232 | 29 | BENTON CITY | AUDRAIN | MO | MO_65232 | 65232 | Rural Fringe | 161 | 0.81651
29137 | 65282 | 29 | SANTA FE | MONROE | MO | MO_65282 | 65282 | Rural Fringe | 270 | 0.7851
29137 | 65283 | 29 | STOUTSVILLE | MONROE | MO | MO_65283 | 65283 | Rural Fringe | 372 | 0.77382
29195 | 65320 | 29 | ARROW ROCK | SALINE | MO | MO_65320 | 65320 | Rural Fringe | 0 | 0.80125
29115 | 64631 | 29 | BUCKLIN | LINN | MO | MO_64631 | 64631 | Rural Fringe | 1012 | 0.79057
29041 | 64658 | 29 | MARCELINE | CHARITON | MO | MO_64658 | 64658 | Rural Fringe | 1460 | 0.79878
29151 | 65001 | 29 | ARGYLE | OSAGE | MO | MO_65001 | 65001 | Rural Fringe | 712 | 0.79596
29141 | 65011 | 29 | BARNETT | MORGAN | MO | MO_65011 | 65011 | Town Fringe | 2420 | 0.96221
29125 | 65013 | 29 | BELLE | MARIES | MO | MO_65013 | 65013 | Rural Fringe | 1545 | 0.78283
29073 | 65014 | 29 | BLAND | GASCONADE | MO | MO_65014 | 65014 | Rural Fringe | 1394 | 0.77908
29151 | 65016 | 29 | BONNOTS MILL | OSAGE | MO | MO_65016 | 65016 | Rural Fringe | 609 | 0.78098
29135 | 65018 | 29 | CALIFORNIA | MONITEAU | MO | MO_65018 | 65018 | Town Fringe | 3638 | 0.96969
29051 | 65023 | 29 | CENTERTOWN | COLE | MO | MO_65023 | 65023 | City Small | 1253 | 0.79647
29151 | 65024 | 29 | CHAMOIS | OSAGE | MO | MO_65024 | 65024 | Rural Fringe | 881 | 0.78423
29131 | 65026 | 29 | ELDON | MILLER | MO | MO_65026 | 65026 | Town Fringe | 5521 | 0.95334
29131 | 65032 | 29 | EUGENE | MILLER | MO | MO_65032 | 65032 | Rural Fringe | 943 | 0.78863
29141 | 65034 | 29 | FORTUNA | MORGAN | MO | MO_65034 | 65034 | Town Fringe | 1171 | 0.97143
29151 | 65035 | 29 | FREEBURG | OSAGE | MO | MO_65035 | 65035 | Rural Fringe | 890 | 0.78435
29141 | 65037 | 29 | GRAVOIS MILLS | MORGAN | MO | MO_65037 | 65037 | Rural Fringe | 2821 | 0.75419
29019 | 65039 | 29 | HARTSBURG | BOONE | MO | MO_65039 | 65039 | Rural Fringe | 1571 | 0.78144
29051 | 65040 | 29 | HENLEY | COLE | MO | MO_65040 | 65040 | Rural Fringe | 858 | 0.78446
29073 | 65041 | 29 | HERMANN | GASCONADE | MO | MO_65041 | 65041 | Town Fringe | 3527 | 0.94947
29027 | 65043 | 29 | HOLTS SUMMIT | CALLAWAY | MO | MO_65043 | 65043 | City Small | 1752 | 0.79306
29135 | 65046 | 29 | JAMESTOWN | MONITEAU | MO | MO_65046 | 65046 | Rural Fringe | 931 | 0.78727
29151 | 65051 | 29 | LINN | OSAGE | MO | MO_65051 | 65051 | Rural Fringe | 1698 | 0.78427
29051 | 65053 | 29 | LOHMAN | COLE | MO | MO_65053 | 65053 | Rural Fringe | 1457 | 0.79386
29151 | 65054 | 29 | LOOSE CREEK | OSAGE | MO | MO_65054 | 65054 | Rural Fringe | 544 | 0.78612
29125 | 65058 | 29 | META | MARIES | MO | MO_65058 | 65058 | Town Fringe | 1238 | 0.96112
29151 | 65061 | 29 | MORRISON | OSAGE | MO | MO_65061 | 65061 | Rural Fringe | 679 | 0.78246
29131 | 65064 | 29 | OLEAN | MILLER | MO | MO_65064 | 65064 | Town Fringe | 1281 | 0.97125
29073 | 65066 | 29 | OWENSVILLE | GASCONADE | MO | MO_65066 | 65066 | Rural Fringe | 2650 | 0.77871
29027 | 65067 | 29 | PORTLAND | CALLAWAY | MO | MO_65067 | 65067 | Rural Fringe | 335 | 0.77317
29053 | 65068 | 29 | PRAIRIE HOME | COOPER | MO | MO_65068 | 65068 | Rural Fringe | 518 | 0.79793
29139 | 65069 | 29 | RHINELAND | MONTGOMERY | MO | MO_65069 | 65069 | Town Fringe | 624 | 0.94964
29141 | 65072 | 29 | ROCKY MOUNT | MORGAN | MO | MO_65072 | 65072 | Town Fringe | 1333 | 0.91361
29135 | 65074 | 29 | RUSSELLVILLE | MONITEAU | MO | MO_65074 | 65074 | Rural Fringe | 1665 | 0.79819
29131 | 65075 | 29 | SAINT ELIZABETH | MILLER | MO | MO_65075 | 65075 | Rural Fringe | 715 | 0.78439
29027 | 65080 | 29 | TEBBETTS | CALLAWAY | MO | MO_65080 | 65080 | City Small | 1401 | 0.80934
29135 | 65081 | 29 | TIPTON | MONITEAU | MO | MO_65081 | 65081 | Town Fringe | 1741 | 0.9807
29141 | 65084 | 29 | VERSAILLES | MORGAN | MO | MO_65084 | 65084 | Rural Fringe | 2971 | 0.7863
29151 | 65085 | 29 | WESTPHALIA | OSAGE | MO | MO_65085 | 65085 | Rural Fringe | 911 | 0.7898
29051 | 65109 | 29 | JEFFERSON CITY | COLE | MO | MO_65109 | 65109 | City Small | 10367 | 0.79885
29019 | 65202 | 29 | COLUMBIA | BOONE | MO | MO_65202 | 65202 | City Small | 11530 | 0.79878
29019 | 65203 | 29 | COLUMBIA | BOONE | MO | MO_65203 | 65203 | City Small | 14348 | 0.79567
29019 | 65212 | 29 | COLUMBIA | BOONE | MO | MO_65212 | 65212 | City Small | 0 | 0.77447
29089 | 65230 | 29 | ARMSTRONG | HOWARD | MO | MO_65230 | 65230 | Town Fringe | 1038 | 0.96808
29027 | 65231 | 29 | AUXVASSE | CALLAWAY | MO | MO_65231 | 65231 | Rural Fringe | 1040 | 0.80085
29053 | 65233 | 29 | BOONVILLE | COOPER | MO | MO_65233 | 65233 | Town Fringe | 4607 | 0.97094
29053 | 65237 | 29 | BUNCETON | COOPER | MO | MO_65237 | 65237 | Rural Fringe | 848 | 0.81102
29175 | 65239 | 29 | CAIRO | RANDOLPH | MO | MO_65239 | 65239 | Rural Fringe | 854 | 0.79523
29175 | 65243 | 29 | CLARK | RANDOLPH | MO | MO_65243 | 65243 | Rural Fringe | 1242 | 0.79368
29175 | 65244 | 29 | CLIFTON HILL | RANDOLPH | MO | MO_65244 | 65244 | Rural Fringe | 1116 | 0.80663
29121 | 65247 | 29 | EXCELLO | MACON | MO | MO_65247 | 65247 | Town Fringe | 1011 | 0.96124
29089 | 65248 | 29 | FAYETTE | HOWARD | MO | MO_65248 | 65248 | Town Fringe | 2781 | 0.96342
29089 | 65250 | 29 | FRANKLIN | HOWARD | MO | MO_65250 | 65250 | Town Fringe | 655 | 0.97035
29027 | 65251 | 29 | FULTON | CALLAWAY | MO | MO_65251 | 65251 | Town Fringe | 7112 | 0.95987
29041 | 65254 | 29 | GLASGOW | CHARITON | MO | MO_65254 | 65254 | Rural Fringe | 413 | 0.80479
29019 | 65255 | 29 | HALLSVILLE | BOONE | MO | MO_65255 | 65255 | Rural Fringe | 1727 | 0.79406
29019 | 65256 | 29 | HARRISBURG | BOONE | MO | MO_65256 | 65256 | Rural Fringe | 1282 | 0.78419
29175 | 65257 | 29 | HIGBEE | RANDOLPH | MO | MO_65257 | 65257 | Rural Fringe | 666 | 0.77752
29137 | 65258 | 29 | HOLLIDAY | MONROE | MO | MO_65258 | 65258 | Rural Fringe | 578 | 0.80214
29175 | 65259 | 29 | HUNTSVILLE | RANDOLPH | MO | MO_65259 | 65259 | Rural Fringe | 1396 | 0.79516
29175 | 65260 | 29 | JACKSONVILLE | RANDOLPH | MO | MO_65260 | 65260 | Rural Fringe | 680 | 0.78804
29041 | 65261 | 29 | KEYTESVILLE | CHARITON | MO | MO_65261 | 65261 | Rural Fringe | 828 | 0.80448
29027 | 65262 | 29 | KINGDOM CITY | CALLAWAY | MO | MO_65262 | 65262 | Rural Fringe | 774 | 0.80544
29137 | 65263 | 29 | MADISON | MONROE | MO | MO_65263 | 65263 | Rural Fringe | 958 | 0.79856
29007 | 65264 | 29 | MARTINSBURG | AUDRAIN | MO | MO_65264 | 65264 | Rural Fringe | 426 | 0.80857
29007 | 65265 | 29 | MEXICO | AUDRAIN | MO | MO_65265 | 65265 | Town Fringe | 6872 | 0.97907
29175 | 65270 | 29 | MOBERLY | RANDOLPH | MO | MO_65270 | 65270 | Rural Fringe | 5420 | 0.79148
29089 | 65274 | 29 | NEW FRANKLIN | HOWARD | MO | MO_65274 | 65274 | Town Fringe | 388 | 0.96965
29137 | 65275 | 29 | PARIS | MONROE | MO | MO_65275 | 65275 | Rural Fringe | 1438 | 0.80014
29053 | 65276 | 29 | PILOT GROVE | COOPER | MO | MO_65276 | 65276 | Rural Fringe | 955 | 0.79978
29175 | 65278 | 29 | RENICK | RANDOLPH | MO | MO_65278 | 65278 | Rural Fringe | -999 | 0.76322
29019 | 65279 | 29 | ROCHEPORT | BOONE | MO | MO_65279 | 65279 | City Small | 1352 | 0.79254
29041 | 65281 | 29 | SALISBURY | CHARITON | MO | MO_65281 | 65281 | Rural Fringe | 1403 | 0.81031
29019 | 65284 | 29 | STURGEON | BOONE | MO | MO_65284 | 65284 | Rural Fringe | 1159 | 0.79535
29007 | 65285 | 29 | THOMPSON | AUDRAIN | MO | MO_65285 | 65285 | Town Fringe | 484 | 0.985
29053 | 65287 | 29 | WOOLDRIDGE | COOPER | MO | MO_65287 | 65287 | Rural Fringe | 318 | 0.7871
29053 | 65322 | 29 | BLACKWATER | COOPER | MO | MO_65322 | 65322 | Rural Fringe | 573 | 0.80564
29195 | 65330 | 29 | GILLIAM | SALINE | MO | MO_65330 | 65330 | Rural Fringe | 700 | 0.80322
17159 | 62450 | 17 | OLNEY | RICHLAND | IL | IL_62450 | 62450 | Town Fringe | 4213 | 0.83121
17047 | 62476 | 17 | WEST SALEM | EDWARDS | IL | IL_62476 | 62476 | Rural Fringe | 878 | 0.88301
17047 | 62844 | 17 | GRAYVILLE | EDWARDS | IL | IL_62844 | 62844 | Rural Fringe | 515 | 0.87374
17185 | 62863 | 17 | MOUNT CARMEL | WABASH | IL | IL_62863 | 62863 | Town Fringe | 3785 | 0.83653
17059 | 62984 | 17 | SHAWNEETOWN | GALLATIN | IL | IL_62984 | 62984 | Rural Fringe | 534 | 0.88718
21233 | 42404 | 21 | CLAY | WEBSTER | KY | KY_42404 | 42404 | Rural Fringe | 1211 | 0.83325
21233 | 42409 | 21 | DIXON | WEBSTER | KY | KY_42409 | 42409 | Rural Fringe | 971 | 0.81979
21225 | 42437 | 21 | MORGANFIELD | UNION | KY | KY_42437 | 42437 | Rural Fringe | 2065 | 0.83145
21107 | 42441 | 21 | NEBO | HOPKINS | KY | KY_42441 | 42441 | Town Fringe | 567 | 0.83067
21225 | 42459 | 21 | STURGIS | UNION | KY | KY_42459 | 42459 | Rural Fringe | 1462 | 0.82532
18129 | 47616 | 18 | GRIFFIN | POSEY | IN | IN_47616 | 47616 | Rural Fringe | 316 | 0.87195
18129 | 47631 | 18 | NEW HARMONY | POSEY | IN | IN_47631 | 47631 | Rural Fringe | 725 | 0.87196
18129 | 47633 | 18 | POSEYVILLE | POSEY | IN | IN_47633 | 47633 | Rural Fringe | 1494 | 0.88827
18129 | 47638 | 18 | WADESVILLE | POSEY | IN | IN_47638 | 47638 | Rural Fringe | 933 | 0.88552
17191 | 62446 | 17 | MOUNT ERIE | WAYNE | IL | IL_62446 | 62446 | Rural Fringe | 0 | 0.87919
17185 | 62410 | 17 | ALLENDALE | WABASH | IL | IL_62410 | 62410 | Rural Fringe | 462 | 0.87718
17159 | 62419 | 17 | CALHOUN | RICHLAND | IL | IL_62419 | 62419 | Town Fringe | 159 | 0.83489
17159 | 62421 | 17 | CLAREMONT | RICHLAND | IL | IL_62421 | 62421 | Town Fringe | 318 | 0.83603
17159 | 62425 | 17 | DUNDAS | RICHLAND | IL | IL_62425 | 62425 | Town Fringe | 330 | 0.83779
17159 | 62452 | 17 | PARKERSBURG | RICHLAND | IL | IL_62452 | 62452 | Town Fringe | 197 | 0.83618
17193 | 62834 | 17 | EMMA | WHITE | IL | IL_62834 | 62834 | Town Fringe | 99 | 0.8525
17047 | 62806 | 17 | ALBION | EDWARDS | IL | IL_62806 | 62806 | Rural Fringe | 1709 | 0.88665
17047 | 62818 | 17 | BROWNS | EDWARDS | IL | IL_62818 | 62818 | Rural Fringe | 236 | 0.89095
17193 | 62820 | 17 | BURNT PRAIRIE | WHITE | IL | IL_62820 | 62820 | Town Fringe | 399 | 0.84254
17193 | 62821 | 17 | CARMI | WHITE | IL | IL_62821 | 62821 | Town Fringe | 3013 | 0.84071
17193 | 62827 | 17 | CROSSVILLE | WHITE | IL | IL_62827 | 62827 | Town Fringe | 500 | 0.84143
17059 | 62979 | 17 | RIDGWAY | GALLATIN | IL | IL_62979 | 62979 | Rural Fringe | 40 | 0.89828
17191 | 62843 | 17 | GOLDEN GATE | WAYNE | IL | IL_62843 | 62843 | Rural Fringe | 164 | 0.88443
17193 | 62867 | 17 | NEW HAVEN | WHITE | IL | IL_62867 | 62867 | Town Fringe | 168 | 0.83003
17159 | 62868 | 17 | NOBLE | RICHLAND | IL | IL_62868 | 62868 | Rural Fringe | 902 | 0.8848
17193 | 62869 | 17 | NORRIS CITY | WHITE | IL | IL_62869 | 62869 | Rural Fringe | 913 | 0.87437
17059 | 62871 | 17 | OMAHA | GALLATIN | IL | IL_62871 | 62871 | Rural Fringe | 345 | 0.89397
17193 | 62887 | 17 | SPRINGERTON | WHITE | IL | IL_62887 | 62887 | Rural Fringe | 186 | 0.88866
17069 | 62931 | 17 | ELIZABETHTOWN | HARDIN | IL | IL_62931 | 62931 | Rural Fringe | 244 | 0.84887
17059 | 62954 | 17 | JUNCTION | GALLATIN | IL | IL_62954 | 62954 | Rural Fringe | 268 | 0.88344
17193 | 62862 | 17 | MILL SHOALS | WHITE | IL | IL_62862 | 62862 | Rural Fringe | 112 | 0.86622
17119 | 62026 | 17 | EDWARDSVILLE | MADISON | IL | IL_62026 | 62026 | Suburb Large | 621 | 0.89581
17119 | 62046 | 17 | HAMEL | MADISON | IL | IL_62046 | 62046 | Suburb Large | 0 | 0.87314
17119 | 62048 | 17 | HARTFORD | MADISON | IL | IL_62048 | 62048 | Suburb Small | 646 | 0.78805
17027 | 62231 | 17 | CARLYLE | CLINTON | IL | IL_62231 | 62231 | Town Fringe | 3706 | 0.83299
17157 | 62233 | 17 | CHESTER | RANDOLPH | IL | IL_62233 | 62233 | Town Fringe | 2172 | 0.83405
17027 | 62245 | 17 | GERMANTOWN | CLINTON | IL | IL_62245 | 62245 | Town Fringe | 840 | 0.84695
17027 | 62265 | 17 | NEW BADEN | CLINTON | IL | IL_62265 | 62265 | Town Fringe | 1203 | 0.84812
17189 | 62271 | 17 | OKAWVILLE | WASHINGTON | IL | IL_62271 | 62271 | Rural Fringe | 774 | 0.88587
17133 | 62279 | 17 | RENAULT | MONROE | IL | IL_62279 | 62279 | Rural Fringe | -999 | 0.90698
17157 | 62292 | 17 | TILDEN | RANDOLPH | IL | IL_62292 | 62292 | Town Fringe | -999 | 0.67432
17025 | 62426 | 17 | EDGEWOOD | CLAY | IL | IL_62426 | 62426 | Rural Fringe | 275 | 0.86128
17121 | 62801 | 17 | CENTRALIA | MARION | IL | IL_62801 | 62801 | Town Fringe | 6928 | 0.82943
17189 | 62803 | 17 | HOYLETON | WASHINGTON | IL | IL_62803 | 62803 | Rural Fringe | 610 | 0.89319
17055 | 62819 | 17 | BUCKNER | FRANKLIN | IL | IL_62819 | 62819 | Town Fringe | 32 | 0.81523
17055 | 62825 | 17 | COELLO | FRANKLIN | IL | IL_62825 | 62825 | Rural Fringe | 33 | 0.7772
17145 | 62832 | 17 | DU QUOIN | PERRY | IL | IL_62832 | 62832 | Rural Fringe | 3070 | 0.87489
17199 | 62841 | 17 | FREEMAN SPUR | WILLIAMSON | IL | IL_62841 | 62841 | Town Fringe | 0 | 0.80773
17121 | 62853 | 17 | KELL | MARION | IL | IL_62853 | 62853 | Rural Fringe | 681 | 0.87369
17055 | 62856 | 17 | LOGAN | FRANKLIN | IL | IL_62856 | 62856 | Town Fringe | 62 | 0.77429
17055 | 62865 | 17 | MULKEYTOWN | FRANKLIN | IL | IL_62865 | 62865 | Rural Fringe | 2333 | 0.88519
17051 | 62880 | 17 | SAINT PETER | FAYETTE | IL | IL_62880 | 62880 | Rural Fringe | 34 | 0.85817
17081 | 62883 | 17 | SCHELLER | JEFFERSON | IL | IL_62883 | 62883 | Rural Fringe | 893 | 0.87881
17121 | 62885 | 17 | SHOBONIER | MARION | IL | IL_62885 | 62885 | Rural Fringe | 687 | 0.87536
17145 | 62888 | 17 | TAMAROA | PERRY | IL | IL_62888 | 62888 | Rural Fringe | 1182 | 0.87953
17077 | 62927 | 17 | DOWELL | JACKSON | IL | IL_62927 | 62927 | Rural Fringe | 57 | 0.83574
17199 | 62933 | 17 | ENERGY | WILLIAMSON | IL | IL_62933 | 62933 | Town Fringe | 430 | 0.78129
17077 | 62940 | 17 | GORHAM | JACKSON | IL | IL_62940 | 62940 | Rural Fringe | 186 | 0.87971
29186 | 63670 | 29 | SAINTE GENEVIEVE | SAINTE GENEVIEVE | MO | MO_63670 | 63670 | Town Fringe | 5239 | 0.95977
29031 | 63745 | 29 | DUTCHTOWN | CAPE GIRARDEAU | MO | MO_63745 | 63745 | Rural Fringe | 0 | 0.75116
29031 | 63755 | 29 | JACKSON | CAPE GIRARDEAU | MO | MO_63755 | 63755 | Town Fringe | 9691 | 0.98028
29031 | 63769 | 29 | OAK RIDGE | CAPE GIRARDEAU | MO | MO_63769 | 63769 | Rural Fringe | 1343 | 0.82083
29157 | 63775 | 29 | PERRYVILLE | PERRY | MO | MO_63775 | 63775 | Town Fringe | 7384 | 0.97675
17119 | 62062 | 17 | MARYVILLE | MADISON | IL | IL_62062 | 62062 | Suburb Large | 1983 | 0.81962
17119 | 62067 | 17 | MORO | MADISON | IL | IL_62067 | 62067 | Suburb Large | 1224 | 0.86478
17163 | 62071 | 17 | NATIONAL STOCK YARDS | SAINT CLAIR | IL | IL_62071 | 62071 | Suburb Large | 1 | 1
17119 | 62087 | 17 | SOUTH ROXANA | MADISON | IL | IL_62087 | 62087 | Suburb Small | 477 | 0.78685
17119 | 62090 | 17 | VENICE | MADISON | IL | IL_62090 | 62090 | Suburb Large | 450 | 0.81778
17157 | 62297 | 17 | WALSH | RANDOLPH | IL | IL_62297 | 62297 | Town Fringe | 752 | 0.84806
17163 | 62206 | 17 | EAST SAINT LOUIS | SAINT CLAIR | IL | IL_62206 | 62206 | Suburb Large | 7576 | 0.81811
17163 | 62225 | 17 | SCOTT AIR FORCE BASE | SAINT CLAIR | IL | IL_62225 | 62225 | Suburb Large | 920 | 0.95109
17157 | 62241 | 17 | ELLIS GROVE | RANDOLPH | IL | IL_62241 | 62241 | Town Fringe | 802 | 0.82613
17157 | 62242 | 17 | EVANSVILLE | RANDOLPH | IL | IL_62242 | 62242 | Rural Fringe | 968 | 0.88247
17027 | 62250 | 17 | HOFFMAN | CLINTON | IL | IL_62250 | 62250 | Town Fringe | 243 | 0.84346
17157 | 62259 | 17 | MENARD | RANDOLPH | IL | IL_62259 | 62259 | Town Fringe | 40 | 0.79269
17119 | 62001 | 17 | ALHAMBRA | MADISON | IL | IL_62001 | 62001 | Town Fringe | 991 | 0.83853
17119 | 62018 | 17 | COTTAGE HILLS | MADISON | IL | IL_62018 | 62018 | Suburb Small | 863 | 0.72191
17163 | 62059 | 17 | LOVEJOY | SAINT CLAIR | IL | IL_62059 | 62059 | Suburb Large | 207 | 0.86473
17119 | 62061 | 17 | MARINE | MADISON | IL | IL_62061 | 62061 | Rural Fringe | 841 | 0.88435
17119 | 62024 | 17 | EAST ALTON | MADISON | IL | IL_62024 | 62024 | Suburb Small | 3419 | 0.75494
17119 | 62025 | 17 | EDWARDSVILLE | MADISON | IL | IL_62025 | 62025 | Suburb Large | 11068 | 0.85726
17119 | 62034 | 17 | GLEN CARBON | MADISON | IL | IL_62034 | 62034 | Suburb Large | 3709 | 0.83377
17119 | 62040 | 17 | GRANITE CITY | MADISON | IL | IL_62040 | 62040 | Suburb Large | 15183 | 0.85181
17119 | 62060 | 17 | MADISON | MADISON | IL | IL_62060 | 62060 | Suburb Large | 1963 | 0.8515
17119 | 62084 | 17 | ROXANA | MADISON | IL | IL_62084 | 62084 | Suburb Small | 744 | 0.80312
17119 | 62095 | 17 | WOOD RIVER | MADISON | IL | IL_62095 | 62095 | Suburb Small | 3661 | 0.77032
17163 | 62201 | 17 | EAST SAINT LOUIS | SAINT CLAIR | IL | IL_62201 | 62201 | Suburb Large | 2336 | 0.82378
17163 | 62203 | 17 | EAST SAINT LOUIS | SAINT CLAIR | IL | IL_62203 | 62203 | Suburb Large | 2959 | 0.81722
17163 | 62204 | 17 | EAST SAINT LOUIS | SAINT CLAIR | IL | IL_62204 | 62204 | Suburb Large | 2720 | 0.81707
17163 | 62205 | 17 | EAST SAINT LOUIS | SAINT CLAIR | IL | IL_62205 | 62205 | Suburb Large | 2950 | 0.82803
17163 | 62207 | 17 | EAST SAINT LOUIS | SAINT CLAIR | IL | IL_62207 | 62207 | Suburb Large | 2015 | 0.83054
17163 | 62208 | 17 | FAIRVIEW HEIGHTS | SAINT CLAIR | IL | IL_62208 | 62208 | Suburb Large | 5185 | 0.82071
17189 | 62214 | 17 | ADDIEVILLE | WASHINGTON | IL | IL_62214 | 62214 | Rural Fringe | 663 | 0.88751
17027 | 62215 | 17 | ALBERS | CLINTON | IL | IL_62215 | 62215 | Town Fringe | 474 | 0.84149
17027 | 62216 | 17 | AVISTON | CLINTON | IL | IL_62216 | 62216 | Town Fringe | 1230 | 0.84678
17157 | 62217 | 17 | BALDWIN | RANDOLPH | IL | IL_62217 | 62217 | Rural Fringe | 476 | 0.87367
17027 | 62218 | 17 | BARTELSO | CLINTON | IL | IL_62218 | 62218 | Town Fringe | 1236 | 0.84212
17027 | 62219 | 17 | BECKEMEYER | CLINTON | IL | IL_62219 | 62219 | Town Fringe | 232 | 0.84391
17163 | 62220 | 17 | BELLEVILLE | SAINT CLAIR | IL | IL_62220 | 62220 | Suburb Large | 6384 | 0.8747
17163 | 62221 | 17 | BELLEVILLE | SAINT CLAIR | IL | IL_62221 | 62221 | Suburb Large | 7982 | 0.86357
17163 | 62223 | 17 | BELLEVILLE | SAINT CLAIR | IL | IL_62223 | 62223 | Suburb Large | 6187 | 0.83525
17163 | 62226 | 17 | BELLEVILLE | SAINT CLAIR | IL | IL_62226 | 62226 | Suburb Large | 8824 | 0.85525
17027 | 62230 | 17 | BREESE | CLINTON | IL | IL_62230 | 62230 | Town Fringe | 1818 | 0.84309
17163 | 62232 | 17 | CASEYVILLE | SAINT CLAIR | IL | IL_62232 | 62232 | Suburb Large | 2638 | 0.82192
17119 | 62234 | 17 | COLLINSVILLE | MADISON | IL | IL_62234 | 62234 | Suburb Large | 9739 | 0.83395
17133 | 62236 | 17 | COLUMBIA | MONROE | IL | IL_62236 | 62236 | Suburb Large | 4743 | 0.87409
17145 | 62237 | 17 | COULTERVILLE | PERRY | IL | IL_62237 | 62237 | Rural Fringe | 1000 | 0.87149
17145 | 62238 | 17 | CUTLER | PERRY | IL | IL_62238 | 62238 | Rural Fringe | 537 | 0.88799
17163 | 62239 | 17 | DUPO | SAINT CLAIR | IL | IL_62239 | 62239 | Suburb Large | 2673 | 0.789
17163 | 62240 | 17 | EAST CARONDELET | SAINT CLAIR | IL | IL_62240 | 62240 | Suburb Large | 1169 | 0.75877
17163 | 62243 | 17 | FREEBURG | SAINT CLAIR | IL | IL_62243 | 62243 | Suburb Large | 2566 | 0.87227
17133 | 62244 | 17 | FULTS | MONROE | IL | IL_62244 | 62244 | Rural Fringe | 650 | 0.87969
17119 | 62281 | 17 | SAINT JACOB | MADISON | IL | IL_62281 | 62281 | Rural Fringe | 1785 | 0.88716
17005 | 62246 | 17 | GREENVILLE | BOND | IL | IL_62246 | 62246 | Rural Fringe | 3509 | 0.87049
17133 | 62248 | 17 | HECKER | MONROE | IL | IL_62248 | 62248 | Rural Fringe | 12 | 0.89456
17119 | 62249 | 17 | HIGHLAND | MADISON | IL | IL_62249 | 62249 | Town Fringe | 5228 | 0.83672
17005 | 62253 | 17 | KEYESPORT | BOND | IL | IL_62253 | 62253 | Rural Fringe | 579 | 0.87611
17163 | 62282 | 17 | SAINT LIBORY | SAINT CLAIR | IL | IL_62282 | 62282 | Rural Fringe | 48 | 0.84362
17163 | 62254 | 17 | LEBANON | SAINT CLAIR | IL | IL_62254 | 62254 | Suburb Large | 2033 | 0.87572
17163 | 62255 | 17 | LENZBURG | SAINT CLAIR | IL | IL_62255 | 62255 | Rural Fringe | 444 | 0.88695
17163 | 62257 | 17 | MARISSA | SAINT CLAIR | IL | IL_62257 | 62257 | Rural Fringe | 903 | 0.88632
17163 | 62258 | 17 | MASCOUTAH | SAINT CLAIR | IL | IL_62258 | 62258 | Suburb Large | 3385 | 0.87969
17163 | 62260 | 17 | MILLSTADT | SAINT CLAIR | IL | IL_62260 | 62260 | Suburb Large | 2827 | 0.86721
17157 | 62261 | 17 | MODOC | RANDOLPH | IL | IL_62261 | 62261 | Rural Fringe | 284 | 0.88334
17005 | 62262 | 17 | MULBERRY GROVE | BOND | IL | IL_62262 | 62262 | Rural Fringe | 793 | 0.86456
17189 | 62263 | 17 | NASHVILLE | WASHINGTON | IL | IL_62263 | 62263 | Rural Fringe | 2567 | 0.88556
17005 | 62284 | 17 | SMITHBORO | BOND | IL | IL_62284 | 62284 | Rural Fringe | 475 | 0.88368
17163 | 62264 | 17 | NEW ATHENS | SAINT CLAIR | IL | IL_62264 | 62264 | Rural Fringe | 1343 | 0.87964
17189 | 62268 | 17 | OAKDALE | WASHINGTON | IL | IL_62268 | 62268 | Rural Fringe | 672 | 0.88359
17163 | 62269 | 17 | O FALLON | SAINT CLAIR | IL | IL_62269 | 62269 | Suburb Large | 8872 | 0.85184
17157 | 62272 | 17 | PERCY | RANDOLPH | IL | IL_62272 | 62272 | Rural Fringe | 1466 | 0.88307
17145 | 62274 | 17 | PINCKNEYVILLE | PERRY | IL | IL_62274 | 62274 | Rural Fringe | 2308 | 0.87578
17005 | 62275 | 17 | POCAHONTAS | BOND | IL | IL_62275 | 62275 | Rural Fringe | 1123 | 0.87842
17163 | 62285 | 17 | SMITHTON | SAINT CLAIR | IL | IL_62285 | 62285 | Rural Fringe | 580 | 0.88765
17157 | 62277 | 17 | PRAIRIE DU ROCHER | RANDOLPH | IL | IL_62277 | 62277 | Rural Fringe | 702 | 0.89024
17133 | 62278 | 17 | RED BUD | MONROE | IL | IL_62278 | 62278 | Rural Fringe | 2368 | 0.88242
17157 | 62280 | 17 | ROCKWOOD | RANDOLPH | IL | IL_62280 | 62280 | Town Fringe | 659 | 0.81822
17157 | 62286 | 17 | SPARTA | RANDOLPH | IL | IL_62286 | 62286 | Town Fringe | 2750 | 0.83397
17157 | 62288 | 17 | STEELEVILLE | RANDOLPH | IL | IL_62288 | 62288 | Town Fringe | 1172 | 0.83935
17027 | 62293 | 17 | TRENTON | CLINTON | IL | IL_62293 | 62293 | Town Fringe | 2571 | 0.84521
17119 | 62294 | 17 | TROY | MADISON | IL | IL_62294 | 62294 | Rural Fringe | 2958 | 0.86585
17133 | 62298 | 17 | WATERLOO | MONROE | IL | IL_62298 | 62298 | Rural Fringe | 5736 | 0.87982
17049 | 62443 | 17 | MASON | EFFINGHAM | IL | IL_62443 | 62443 | Rural Fringe | 1026 | 0.8664
17065 | 62817 | 17 | BROUGHTON | HAMILTON | IL | IL_62817 | 62817 | Town Fringe | 0 | 0.846
17055 | 62822 | 17 | CHRISTOPHER | FRANKLIN | IL | IL_62822 | 62822 | Rural Fringe | 536 | 0.83607
17121 | 62807 | 17 | ALMA | MARION | IL | IL_62807 | 62807 | Rural Fringe | 419 | 0.86702
17189 | 62808 | 17 | ASHLEY | WASHINGTON | IL | IL_62808 | 62808 | Rural Fringe | 837 | 0.88141
17081 | 62810 | 17 | BELLE RIVE | JEFFERSON | IL | IL_62810 | 62810 | Town Fringe | 1043 | 0.8422
17055 | 62812 | 17 | BENTON | FRANKLIN | IL | IL_62812 | 62812 | Town Fringe | 3993 | 0.8307
17055 | 62897 | 17 | WHITTINGTON | FRANKLIN | IL | IL_62897 | 62897 | Rural Fringe | 620 | 0.85153
17081 | 62814 | 17 | BLUFORD | JEFFERSON | IL | IL_62814 | 62814 | Rural Fringe | 1164 | 0.87758
17199 | 62915 | 17 | CAMBRIA | WILLIAMSON | IL | IL_62915 | 62915 | Town Fringe | 0 | 0.77303
17081 | 62816 | 17 | BONNIE | JEFFERSON | IL | IL_62816 | 62816 | Rural Fringe | 451 | 0.87145
17151 | 62928 | 17 | EDDYVILLE | POPE | IL | IL_62928 | 62928 | Rural Fringe | 273 | 0.84964
17191 | 62823 | 17 | CISNE | WAYNE | IL | IL_62823 | 62823 | Rural Fringe | 788 | 0.87819
17025 | 62824 | 17 | CLAY CITY | CLAY | IL | IL_62824 | 62824 | Rural Fringe | 782 | 0.878
17065 | 62828 | 17 | DAHLGREN | HAMILTON | IL | IL_62828 | 62828 | Town Fringe | 418 | 0.84885
17165 | 62977 | 17 | RALEIGH | SALINE | IL | IL_62977 | 62977 | Town Fringe | 223 | 0.83293
17081 | 62830 | 17 | DIX | JEFFERSON | IL | IL_62830 | 62830 | Rural Fringe | 698 | 0.8569
17189 | 62831 | 17 | DU BOIS | WASHINGTON | IL | IL_62831 | 62831 | Rural Fringe | 652 | 0.88166
17193 | 62835 | 17 | ENFIELD | WHITE | IL | IL_62835 | 62835 | Rural Fringe | 586 | 0.88944
17055 | 62836 | 17 | EWING | FRANKLIN | IL | IL_62836 | 62836 | Rural Fringe | 658 | 0.88621
17191 | 62837 | 17 | FAIRFIELD | WAYNE | IL | IL_62837 | 62837 | Rural Fringe | 3238 | 0.88125
17051 | 62838 | 17 | FARINA | FAYETTE | IL | IL_62838 | 62838 | Rural Fringe | 626 | 0.87803
17025 | 62839 | 17 | FLORA | CLAY | IL | IL_62839 | 62839 | Town Fringe | 2346 | 0.8303
17191 | 62842 | 17 | GEFF | WAYNE | IL | IL_62842 | 62842 | Rural Fringe | 606 | 0.87929
17145 | 62997 | 17 | WILLISVILLE | PERRY | IL | IL_62997 | 62997 | Rural Fringe | -999 | 0.88158
17081 | 62846 | 17 | INA | JEFFERSON | IL | IL_62846 | 62846 | Rural Fringe | 269 | 0.87324
17121 | 62849 | 17 | IUKA | MARION | IL | IL_62849 | 62849 | Rural Fringe | 1147 | 0.86473
17191 | 62850 | 17 | JOHNSONVILLE | WAYNE | IL | IL_62850 | 62850 | Rural Fringe | 126 | 0.88426
17191 | 62851 | 17 | KEENES | WAYNE | IL | IL_62851 | 62851 | Rural Fringe | 848 | 0.8792
17121 | 62854 | 17 | KINMUNDY | MARION | IL | IL_62854 | 62854 | Rural Fringe | 1088 | 0.87432
17025 | 62858 | 17 | LOUISVILLE | CLAY | IL | IL_62858 | 62858 | Rural Fringe | 752 | 0.87356
17065 | 62859 | 17 | MC LEANSBORO | HAMILTON | IL | IL_62859 | 62859 | Town Fringe | 2239 | 0.84272
17065 | 62860 | 17 | MACEDONIA | HAMILTON | IL | IL_62860 | 62860 | Town Fringe | 667 | 0.83109
17081 | 62864 | 17 | MOUNT VERNON | JEFFERSON | IL | IL_62864 | 62864 | Rural Fringe | 7947 | 0.8635
17121 | 62870 | 17 | ODIN | MARION | IL | IL_62870 | 62870 | Rural Fringe | 732 | 0.86594
17081 | 62872 | 17 | OPDYKE | JEFFERSON | IL | IL_62872 | 62872 | Rural Fringe | 501 | 0.87984
17121 | 62875 | 17 | PATOKA | MARION | IL | IL_62875 | 62875 | Rural Fringe | 498 | 0.87195
17189 | 62877 | 17 | RICHVIEW | WASHINGTON | IL | IL_62877 | 62877 | Rural Fringe | 503 | 0.88407
17121 | 62881 | 17 | SALEM | MARION | IL | IL_62881 | 62881 | Rural Fringe | 3473 | 0.86538
17121 | 62882 | 17 | SANDOVAL | MARION | IL | IL_62882 | 62882 | Rural Fringe | 793 | 0.88396
17055 | 62884 | 17 | SESSER | FRANKLIN | IL | IL_62884 | 62884 | Rural Fringe | 968 | 0.86382
17081 | 62889 | 17 | TEXICO | JEFFERSON | IL | IL_62889 | 62889 | Rural Fringe | 736 | 0.8633
17055 | 62890 | 17 | THOMPSONVILLE | FRANKLIN | IL | IL_62890 | 62890 | Town Fringe | 1439 | 0.83055
17051 | 62892 | 17 | VERNON | FAYETTE | IL | IL_62892 | 62892 | Town Fringe | 481 | 0.82997
17121 | 62893 | 17 | WALNUT HILL | MARION | IL | IL_62893 | 62893 | Town Fringe | 605 | 0.82049
17081 | 62894 | 17 | WALTONVILLE | JEFFERSON | IL | IL_62894 | 62894 | Rural Fringe | 536 | 0.87957
17191 | 62895 | 17 | WAYNE CITY | WAYNE | IL | IL_62895 | 62895 | Rural Fringe | 541 | 0.89447
17055 | 62896 | 17 | WEST FRANKFORT | FRANKLIN | IL | IL_62896 | 62896 | Town Fringe | 4254 | 0.82929
17081 | 62898 | 17 | WOODLAWN | JEFFERSON | IL | IL_62898 | 62898 | Rural Fringe | 718 | 0.86296
17025 | 62899 | 17 | XENIA | CLAY | IL | IL_62899 | 62899 | Town Fringe | 568 | 0.83393
17077 | 62901 | 17 | CARBONDALE | JACKSON | IL | IL_62901 | 62901 | Town Fringe | 3565 | 0.80755
17199 | 62902 | 17 | CARBONDALE | WILLIAMSON | IL | IL_62902 | 62902 | Town Fringe | 2062 | 0.80405
17077 | 62903 | 17 | CARBONDALE | JACKSON | IL | IL_62903 | 62903 | Rural Fringe | 564 | 0.84452
17077 | 62907 | 17 | AVA | JACKSON | IL | IL_62907 | 62907 | Rural Fringe | 1101 | 0.86508
17077 | 62916 | 17 | CAMPBELL HILL | JACKSON | IL | IL_62916 | 62916 | Rural Fringe | 908 | 0.88716
17165 | 62917 | 17 | CARRIER MILLS | SALINE | IL | IL_62917 | 62917 | Town Fringe | 775 | 0.82388
17199 | 62918 | 17 | CARTERVILLE | WILLIAMSON | IL | IL_62918 | 62918 | Town Fringe | 3450 | 0.80577
17199 | 62922 | 17 | CREAL SPRINGS | WILLIAMSON | IL | IL_62922 | 62922 | Town Fringe | 1201 | 0.8208
17087 | 62923 | 17 | CYPRESS | JOHNSON | IL | IL_62923 | 62923 | Rural Fringe | 507 | 0.87969
17077 | 62924 | 17 | DE SOTO | JACKSON | IL | IL_62924 | 62924 | Rural Fringe | 1514 | 0.88193
17181 | 62926 | 17 | DONGOLA | UNION | IL | IL_62926 | 62926 | Rural Fringe | 1181 | 0.87962
17165 | 62930 | 17 | ELDORADO | SALINE | IL | IL_62930 | 62930 | Town Fringe | 2081 | 0.84686
17077 | 62932 | 17 | ELKVILLE | JACKSON | IL | IL_62932 | 62932 | Rural Fringe | 917 | 0.88884
17059 | 62934 | 17 | EQUALITY | GALLATIN | IL | IL_62934 | 62934 | Rural Fringe | 371 | 0.87342
17165 | 62935 | 17 | GALATIA | SALINE | IL | IL_62935 | 62935 | Rural Fringe | 930 | 0.88092
17077 | 62942 | 17 | GRAND TOWER | JACKSON | IL | IL_62942 | 62942 | Rural Fringe | 0 | 0.87869
17165 | 62946 | 17 | HARRISBURG | SALINE | IL | IL_62946 | 62946 | Town Fringe | 4686 | 0.83202
17199 | 62948 | 17 | HERRIN | WILLIAMSON | IL | IL_62948 | 62948 | Town Fringe | 3897 | 0.82125
17077 | 62950 | 17 | JACOB | JACKSON | IL | IL_62950 | 62950 | Rural Fringe | 46 | 0.89324
17199 | 62951 | 17 | JOHNSTON CITY | WILLIAMSON | IL | IL_62951 | 62951 | Town Fringe | 2821 | 0.83522
17077 | 62958 | 17 | MAKANDA | JACKSON | IL | IL_62958 | 62958 | Rural Fringe | 1052 | 0.83381
17199 | 62959 | 17 | MARION | WILLIAMSON | IL | IL_62959 | 62959 | Town Fringe | 8556 | 0.82228
17077 | 62966 | 17 | MURPHYSBORO | JACKSON | IL | IL_62966 | 62966 | Rural Fringe | 6480 | 0.86436
17199 | 62974 | 17 | PITTSBURG | WILLIAMSON | IL | IL_62974 | 62974 | Town Fringe | 775 | 0.82663
17077 | 62975 | 17 | POMONA | JACKSON | IL | IL_62975 | 62975 | Rural Fringe | 13 | 0.8405
17055 | 62983 | 17 | ROYALTON | FRANKLIN | IL | IL_62983 | 62983 | Rural Fringe | 889 | 0.8859
17087 | 62985 | 17 | SIMPSON | JOHNSON | IL | IL_62985 | 62985 | Rural Fringe | 415 | 0.85714
17151 | 62987 | 17 | STONEFORT | POPE | IL | IL_62987 | 62987 | Rural Fringe | 916 | 0.84972
17077 | 62994 | 17 | VERGENNES | JACKSON | IL | IL_62994 | 62994 | Rural Fringe | 556 | 0.89304
17055 | 62999 | 17 | ZEIGLER | FRANKLIN | IL | IL_62999 | 62999 | Rural Fringe | 316 | 0.88084
29189 | 63033 | 29 | FLORISSANT | SAINT LOUIS | MO | MO_63033 | 63033 | Suburb Large | 14088 | 0.85321
29189 | 63034 | 29 | FLORISSANT | SAINT LOUIS | MO | MO_63034 | 63034 | Suburb Large | 5887 | 0.76072
29510 | 63101 | 29 | SAINT LOUIS | SAINT LOUIS CITY | MO | MO_63101 | 63101 | City Large | 76 | 0.93421
29510 | 63102 | 29 | SAINT LOUIS | SAINT LOUIS CITY | MO | MO_63102 | 63102 | City Large | 116 | 0.7931
29510 | 63103 | 29 | SAINT LOUIS | SAINT LOUIS CITY | MO | MO_63103 | 63103 | City Large | 174 | 0.94253
29510 | 63104 | 29 | SAINT LOUIS | SAINT LOUIS CITY | MO | MO_63104 | 63104 | City Large | 4564 | 0.89724
29189 | 63105 | 29 | SAINT LOUIS | SAINT LOUIS | MO | MO_63105 | 63105 | Suburb Large | 3346 | 0.82935
29510 | 63106 | 29 | SAINT LOUIS | SAINT LOUIS CITY | MO | MO_63106 | 63106 | City Large | 1574 | 0.90216
29510 | 63107 | 29 | SAINT LOUIS | SAINT LOUIS CITY | MO | MO_63107 | 63107 | City Large | 4311 | 0.85317
29510 | 63108 | 29 | SAINT LOUIS | SAINT LOUIS CITY | MO | MO_63108 | 63108 | City Large | 2793 | 0.87863
29510 | 63110 | 29 | SAINT LOUIS | SAINT LOUIS CITY | MO | MO_63110 | 63110 | City Large | 5878 | 0.89997
29510 | 63111 | 29 | SAINT LOUIS | SAINT LOUIS CITY | MO | MO_63111 | 63111 | City Large | 6764 | 0.86591
29510 | 63112 | 29 | SAINT LOUIS | SAINT LOUIS CITY | MO | MO_63112 | 63112 | City Large | 5085 | 0.89125
29510 | 63113 | 29 | SAINT LOUIS | SAINT LOUIS CITY | MO | MO_63113 | 63113 | City Large | 4972 | 0.86987
29510 | 63115 | 29 | SAINT LOUIS | SAINT LOUIS CITY | MO | MO_63115 | 63115 | City Large | 7982 | 0.90015
29510 | 63116 | 29 | SAINT LOUIS | SAINT LOUIS CITY | MO | MO_63116 | 63116 | City Large | 16429 | 0.87467
29510 | 63118 | 29 | SAINT LOUIS | SAINT LOUIS CITY | MO | MO_63118 | 63118 | City Large | 8487 | 0.91446
29031 | 63739 | 29 | BURFORDVILLE | CAPE GIRARDEAU | MO | MO_63739 | 63739 | Town Fringe | 815 | 0.98018
29510 | 63120 | 29 | SAINT LOUIS | SAINT LOUIS CITY | MO | MO_63120 | 63120 | City Large | 4111 | 0.80856
29189 | 63121 | 29 | SAINT LOUIS | SAINT LOUIS | MO | MO_63121 | 63121 | Suburb Large | 10171 | 0.71792
29031 | 63743 | 29 | DAISY | CAPE GIRARDEAU | MO | MO_63743 | 63743 | Rural Fringe | 904 | 0.82352
29157 | 63746 | 29 | FARRAR | PERRY | MO | MO_63746 | 63746 | Town Fringe | 662 | 0.9829
29189 | 63125 | 29 | SAINT LOUIS | SAINT LOUIS | MO | MO_63125 | 63125 | Suburb Large | 12151 | 0.84084
29189 | 63133 | 29 | SAINT LOUIS | SAINT LOUIS | MO | MO_63133 | 63133 | Suburb Large | 3266 | 0.67238
29189 | 63136 | 29 | SAINT LOUIS | SAINT LOUIS | MO | MO_63136 | 63136 | Suburb Large | 17523 | 0.71831
29189 | 63137 | 29 | SAINT LOUIS | SAINT LOUIS | MO | MO_63137 | 63137 | Suburb Large | 7828 | 0.70414
29189 | 63138 | 29 | SAINT LOUIS | SAINT LOUIS | MO | MO_63138 | 63138 | Suburb Large | 6014 | 0.74859
29510 | 63139 | 29 | SAINT LOUIS | SAINT LOUIS CITY | MO | MO_63139 | 63139 | City Large | 10065 | 0.83656
29189 | 63140 | 29 | SAINT LOUIS | SAINT LOUIS | MO | MO_63140 | 63140 | Suburb Large | 162 | 0.90123
29510 | 63147 | 29 | SAINT LOUIS | SAINT LOUIS CITY | MO | MO_63147 | 63147 | City Large | 4432 | 0.85447
29183 | 63386 | 29 | WEST ALTON | SAINT CHARLES | MO | MO_63386 | 63386 | Rural Fringe | 221 | 0.8091
29186 | 63627 | 29 | BLOOMSDALE | SAINTE GENEVIEVE | MO | MO_63627 | 63627 | Town Fringe | 820 | 0.94215
29186 | 63673 | 29 | SAINT MARY | SAINTE GENEVIEVE | MO | MO_63673 | 63673 | Town Fringe | 554 | 0.9632
29157 | 63732 | 29 | ALTENBURG | PERRY | MO | MO_63732 | 63732 | Town Fringe | 804 | 0.97428
17025 | 62434 | 17 | INGRAHAM | CLAY | IL | IL_62434 | 62434 | Town Fringe | 139 | 0.83341
29157 | 63737 | 29 | BRAZEAU | PERRY | MO | MO_63737 | 63737 | Town Fringe | 215 | 1
29031 | 63747 | 29 | FRIEDHEIM | CAPE GIRARDEAU | MO | MO_63747 | 63747 | Rural Fringe | 898 | 0.81841
29157 | 63748 | 29 | FROHNA | PERRY | MO | MO_63748 | 63748 | Town Fringe | 1056 | 0.97603
29031 | 63766 | 29 | MILLERSVILLE | CAPE GIRARDEAU | MO | MO_63766 | 63766 | Town Fringe | 1545 | 0.98054
29157 | 63783 | 29 | UNIONTOWN | PERRY | MO | MO_63783 | 63783 | Town Fringe | 872 | 0.98244
17013 | 62036 | 17 | GOLDEN EAGLE | CALHOUN | IL | IL_62036 | 62036 | Rural Fringe | 252 | 0.84444
29099 | 63020 | 29 | DE SOTO | JEFFERSON | MO | MO_63020 | 63020 | Town Fringe | 7684 | 0.94011
29099 | 63028 | 29 | FESTUS | JEFFERSON | MO | MO_63028 | 63028 | Suburb Large | 7718 | 0.76427
29099 | 63057 | 29 | LIGUORI | JEFFERSON | MO | MO_63057 | 63057 | Rural Fringe | 0 | 0.75776
29099 | 63070 | 29 | PEVELY | JEFFERSON | MO | MO_63070 | 63070 | Suburb Large | 1685 | 0.7585
29071 | 63073 | 29 | SAINT ALBANS | FRANKLIN | MO | MO_63073 | 63073 | Town Fringe | 34 | 0.89144
29071 | 63080 | 29 | SULLIVAN | FRANKLIN | MO | MO_63080 | 63080 | Town Fringe | 5072 | 0.94057
29189 | 63141 | 29 | SAINT LOUIS | SAINT LOUIS | MO | MO_63141 | 63141 | Suburb Large | 5720 | 0.85699
29183 | 63301 | 29 | SAINT CHARLES | SAINT CHARLES | MO | MO_63301 | 63301 | Rural Fringe | 12552 | 0.81115
29183 | 63304 | 29 | SAINT CHARLES | SAINT CHARLES | MO | MO_63304 | 63304 | Suburb Large | 12880 | 0.7723
29183 | 63348 | 29 | FORISTELL | SAINT CHARLES | MO | MO_63348 | 63348 | Suburb Large | 3132 | 0.77735
29183 | 63366 | 29 | O FALLON | SAINT CHARLES | MO | MO_63366 | 63366 | Suburb Large | 11918 | 0.79961
29183 | 63376 | 29 | SAINT PETERS | SAINT CHARLES | MO | MO_63376 | 63376 | Suburb Large | 20708 | 0.78476
29183 | 63385 | 29 | WENTZVILLE | SAINT CHARLES | MO | MO_63385 | 63385 | Suburb Large | 9933 | 0.78189
29093 | 63636 | 29 | DES ARC | IRON | MO | MO_63636 | 63636 | Rural Fringe | 297 | 0.7768
29187 | 63653 | 29 | LEADWOOD | SAINT FRANCOIS | MO | MO_63653 | 63653 | Rural Fringe | 90 | 0.77671
29093 | 63663 | 29 | PILOT KNOB | IRON | MO | MO_63663 | 63663 | Rural Fringe | 1022 | 0.81238
29221 | 63674 | 29 | TIFF | WASHINGTON | MO | MO_63674 | 63674 | Rural Fringe | -999 | 0.73911
29055 | 65586 | 29 | WESCO | CRAWFORD | MO | MO_65586 | 65586 | Rural Fringe | -999 | 0.69855
17133 | 62295 | 17 | VALMEYER | MONROE | IL | IL_62295 | 62295 | Rural Fringe | 976 | 0.89441
29071 | 63013 | 29 | BEAUFORT | FRANKLIN | MO | MO_63013 | 63013 | Town Fringe | 894 | 0.9535
29099 | 63019 | 29 | CRYSTAL CITY | JEFFERSON | MO | MO_63019 | 63019 | Suburb Large | 880 | 0.78259
29221 | 63030 | 29 | FLETCHER | WASHINGTON | MO | MO_63030 | 63030 | Rural Fringe | 149 | 0.76426
29071 | 63041 | 29 | GRUBVILLE | FRANKLIN | MO | MO_63041 | 63041 | Town Fringe | 220 | 0.94135
29189 | 63045 | 29 | EARTH CITY | SAINT LOUIS | MO | MO_63045 | 63045 | Suburb Large | 15 | 0.8
29099 | 63048 | 29 | HERCULANEUM | JEFFERSON | MO | MO_63048 | 63048 | Suburb Large | 937 | 0.76283
29071 | 63061 | 29 | LUEBBERING | FRANKLIN | MO | MO_63061 | 63061 | Town Fringe | 609 | 0.95914
29189 | 63005 | 29 | CHESTERFIELD | SAINT LOUIS | MO | MO_63005 | 63005 | Suburb Large | 5315 | 0.76038
29099 | 63010 | 29 | ARNOLD | JEFFERSON | MO | MO_63010 | 63010 | Suburb Large | 12923 | 0.86048
29189 | 63011 | 29 | BALLWIN | SAINT LOUIS | MO | MO_63011 | 63011 | Suburb Large | 10094 | 0.76967
29099 | 63012 | 29 | BARNHART | JEFFERSON | MO | MO_63012 | 63012 | Suburb Large | 3125 | 0.75251
29071 | 63014 | 29 | BERGER | FRANKLIN | MO | MO_63014 | 63014 | Town Fringe | 902 | 0.97154
29071 | 63015 | 29 | CATAWISSA | FRANKLIN | MO | MO_63015 | 63015 | Town Fringe | 1011 | 0.94158
29099 | 63016 | 29 | CEDAR HILL | JEFFERSON | MO | MO_63016 | 63016 | Town Fringe | 2185 | 0.94621
29189 | 63017 | 29 | CHESTERFIELD | SAINT LOUIS | MO | MO_63017 | 63017 | Suburb Large | 10383 | 0.77451
29189 | 63021 | 29 | BALLWIN | SAINT LOUIS | MO | MO_63021 | 63021 | Suburb Large | 14500 | 0.7698
29099 | 63023 | 29 | DITTMER | JEFFERSON | MO | MO_63023 | 63023 | Rural Fringe | 1588 | 0.76751
29189 | 63025 | 29 | EUREKA | SAINT LOUIS | MO | MO_63025 | 63025 | Suburb Large | 3314 | 0.76496
29099 | 63026 | 29 | FENTON | JEFFERSON | MO | MO_63026 | 63026 | Suburb Large | 16309 | 0.84861
29189 | 63031 | 29 | FLORISSANT | SAINT LOUIS | MO | MO_63031 | 63031 | Suburb Large | 18094 | 0.80983
29187 | 63036 | 29 | FRENCH VILLAGE | SAINT FRANCOIS | MO | MO_63036 | 63036 | Town Fringe | 591 | 0.94029
29189 | 63038 | 29 | GLENCOE | SAINT LOUIS | MO | MO_63038 | 63038 | Suburb Large | 2524 | 0.75176
29071 | 63039 | 29 | GRAY SUMMIT | FRANKLIN | MO | MO_63039 | 63039 | Town Fringe | 654 | 0.95496
29189 | 63040 | 29 | GROVER | SAINT LOUIS | MO | MO_63040 | 63040 | Suburb Large | 1984 | 0.76513
29189 | 63042 | 29 | HAZELWOOD | SAINT LOUIS | MO | MO_63042 | 63042 | Suburb Large | 5497 | 0.78188
29189 | 63043 | 29 | MARYLAND HEIGHTS | SAINT LOUIS | MO | MO_63043 | 63043 | Suburb Large | 7413 | 0.82139
29189 | 63044 | 29 | BRIDGETON | SAINT LOUIS | MO | MO_63044 | 63044 | Suburb Large | 3824 | 0.85486
29099 | 63049 | 29 | HIGH RIDGE | JEFFERSON | MO | MO_63049 | 63049 | Town Fringe | 4891 | 0.93503
29099 | 63050 | 29 | HILLSBORO | JEFFERSON | MO | MO_63050 | 63050 | Rural Fringe | 4563 | 0.76722
29099 | 63051 | 29 | HOUSE SPRINGS | JEFFERSON | MO | MO_63051 | 63051 | Town Fringe | 4988 | 0.93615
29099 | 63052 | 29 | IMPERIAL | JEFFERSON | MO | MO_63052 | 63052 | Suburb Large | 7483 | 0.75728
29071 | 63055 | 29 | LABADIE | FRANKLIN | MO | MO_63055 | 63055 | Town Fringe | 1768 | 0.95904
29071 | 63056 | 29 | LESLIE | FRANKLIN | MO | MO_63056 | 63056 | Town Fringe | 1187 | 0.95405
29071 | 63060 | 29 | LONEDELL | FRANKLIN | MO | MO_63060 | 63060 | Town Fringe | 934 | 0.94678
29071 | 63069 | 29 | PACIFIC | FRANKLIN | MO | MO_63069 | 63069 | Town Fringe | 5839 | 0.93908
29221 | 63071 | 29 | RICHWOODS | WASHINGTON | MO | MO_63071 | 63071 | Town Fringe | 395 | 0.93711
29071 | 63072 | 29 | ROBERTSVILLE | FRANKLIN | MO | MO_63072 | 63072 | Town Fringe | 1835 | 0.94639
29189 | 63074 | 29 | SAINT ANN | SAINT LOUIS | MO | MO_63074 | 63074 | Suburb Large | 5591 | 0.7521
29071 | 63077 | 29 | SAINT CLAIR | FRANKLIN | MO | MO_63077 | 63077 | Town Fringe | 3821 | 0.94669
29071 | 63084 | 29 | UNION | FRANKLIN | MO | MO_63084 | 63084 | Town Fringe | 6624 | 0.95516
29187 | 63087 | 29 | VALLES MINES | SAINT FRANCOIS | MO | MO_63087 | 63087 | Town Fringe | 279 | 0.93517
29189 | 63088 | 29 | VALLEY PARK | SAINT LOUIS | MO | MO_63088 | 63088 | Suburb Large | 3039 | 0.76082
29071 | 63089 | 29 | VILLA RIDGE | FRANKLIN | MO | MO_63089 | 63089 | Town Fringe | 2735 | 0.9523
29071 | 63090 | 29 | WASHINGTON | FRANKLIN | MO | MO_63090 | 63090 | Town Fringe | 7709 | 0.96521
29187 | 63637 | 29 | DOE RUN | SAINT FRANCOIS | MO | MO_63637 | 63637 | Town Fringe | 720 | 0.94715
29510 | 63109 | 29 | SAINT LOUIS | SAINT LOUIS CITY | MO | MO_63109 | 63109 | City Large | 11261 | 0.87035
29179 | 63654 | 29 | LESTERVILLE | REYNOLDS | MO | MO_63654 | 63654 | Rural Fringe | 265 | 0.76905
29189 | 63114 | 29 | SAINT LOUIS | SAINT LOUIS | MO | MO_63114 | 63114 | Suburb Large | 15176 | 0.73188
29189 | 63117 | 29 | SAINT LOUIS | SAINT LOUIS | MO | MO_63117 | 63117 | Suburb Large | 3706 | 0.78359
29189 | 63119 | 29 | SAINT LOUIS | SAINT LOUIS | MO | MO_63119 | 63119 | Suburb Large | 12655 | 0.60948
29189 | 63122 | 29 | SAINT LOUIS | SAINT LOUIS | MO | MO_63122 | 63122 | Suburb Large | 15104 | 0.66446
29189 | 63123 | 29 | SAINT LOUIS | SAINT LOUIS | MO | MO_63123 | 63123 | Suburb Large | 19501 | 0.82473
29189 | 63124 | 29 | SAINT LOUIS | SAINT LOUIS | MO | MO_63124 | 63124 | Suburb Large | 3557 | 0.73461
29189 | 63126 | 29 | SAINT LOUIS | SAINT LOUIS | MO | MO_63126 | 63126 | Suburb Large | 6248 | 0.79161
29189 | 63127 | 29 | SAINT LOUIS | SAINT LOUIS | MO | MO_63127 | 63127 | Suburb Large | 1980 | 0.84495
29189 | 63128 | 29 | SAINT LOUIS | SAINT LOUIS | MO | MO_63128 | 63128 | Suburb Large | 10063 | 0.88433
29189 | 63129 | 29 | SAINT LOUIS | SAINT LOUIS | MO | MO_63129 | 63129 | Suburb Large | 17116 | 0.9206
29189 | 63130 | 29 | SAINT LOUIS | SAINT LOUIS | MO | MO_63130 | 63130 | Suburb Large | 10584 | 0.74102
29189 | 63131 | 29 | SAINT LOUIS | SAINT LOUIS | MO | MO_63131 | 63131 | Suburb Large | 6121 | 0.83826
29189 | 63132 | 29 | SAINT LOUIS | SAINT LOUIS | MO | MO_63132 | 63132 | Suburb Large | 4723 | 0.79293
29189 | 63134 | 29 | SAINT LOUIS | SAINT LOUIS | MO | MO_63134 | 63134 | Suburb Large | 5398 | 0.71434
29189 | 63135 | 29 | SAINT LOUIS | SAINT LOUIS | MO | MO_63135 | 63135 | Suburb Large | 8515 | 0.59753
29189 | 63143 | 29 | SAINT LOUIS | SAINT LOUIS | MO | MO_63143 | 63143 | Suburb Large | 3475 | 0.70129
29189 | 63144 | 29 | SAINT LOUIS | SAINT LOUIS | MO | MO_63144 | 63144 | Suburb Large | 3145 | 0.74944
29189 | 63146 | 29 | SAINT LOUIS | SAINT LOUIS | MO | MO_63146 | 63146 | Suburb Large | 7668 | 0.83203
29183 | 63303 | 29 | SAINT CHARLES | SAINT CHARLES | MO | MO_63303 | 63303 | Suburb Large | 10736 | 0.77912
29183 | 63332 | 29 | AUGUSTA | SAINT CHARLES | MO | MO_63332 | 63332 | Town Fringe | 1311 | 0.95757
29183 | 63341 | 29 | DEFIANCE | SAINT CHARLES | MO | MO_63341 | 63341 | Suburb Large | 1204 | 0.77068
29219 | 63357 | 29 | MARTHASVILLE | WARREN | MO | MO_63357 | 63357 | Town Fringe | 2484 | 0.95739
29183 | 63367 | 29 | LAKE SAINT LOUIS | SAINT CHARLES | MO | MO_63367 | 63367 | Suburb Large | 5023 | 0.77546
29183 | 63368 | 29 | O FALLON | SAINT CHARLES | MO | MO_63368 | 63368 | Suburb Large | 10037 | 0.76335
29219 | 63390 | 29 | WRIGHT CITY | WARREN | MO | MO_63390 | 63390 | Rural Fringe | 3634 | 0.77544
29187 | 63601 | 29 | PARK HILLS | SAINT FRANCOIS | MO | MO_63601 | 63601 | Town Fringe | 6325 | 0.94185
29093 | 63620 | 29 | ANNAPOLIS | IRON | MO | MO_63620 | 63620 | Rural Fringe | 428 | 0.77249
29093 | 63621 | 29 | ARCADIA | IRON | MO | MO_63621 | 63621 | Rural Fringe | 637 | 0.77109
29221 | 63622 | 29 | BELGRADE | WASHINGTON | MO | MO_63622 | 63622 | Rural Fringe | 454 | 0.78117
29093 | 63623 | 29 | BELLEVIEW | IRON | MO | MO_63623 | 63623 | Rural Fringe | 496 | 0.77139
29187 | 63624 | 29 | BISMARCK | SAINT FRANCOIS | MO | MO_63624 | 63624 | Rural Fringe | 1101 | 0.77693
29221 | 63626 | 29 | BLACKWELL | WASHINGTON | MO | MO_63626 | 63626 | Rural Fringe | 349 | 0.76968
29187 | 63628 | 29 | BONNE TERRE | SAINT FRANCOIS | MO | MO_63628 | 63628 | Town Fringe | 5473 | 0.94758
29221 | 63630 | 29 | CADET | WASHINGTON | MO | MO_63630 | 63630 | Rural Fringe | 840 | 0.7613
29221 | 63631 | 29 | CALEDONIA | WASHINGTON | MO | MO_63631 | 63631 | Rural Fringe | 585 | 0.79207
29179 | 63633 | 29 | CENTERVILLE | REYNOLDS | MO | MO_63633 | 63633 | Rural Fringe | 0 | 0.76998
29187 | 63640 | 29 | FARMINGTON | SAINT FRANCOIS | MO | MO_63640 | 63640 | Town Fringe | 8130 | 0.95756
29123 | 63645 | 29 | FREDERICKTOWN | MADISON | MO | MO_63645 | 63645 | Rural Fringe | 3604 | 0.78018
29221 | 63648 | 29 | IRONDALE | WASHINGTON | MO | MO_63648 | 63648 | Rural Fringe | 441 | 0.77417
29093 | 63650 | 29 | IRONTON | IRON | MO | MO_63650 | 63650 | Rural Fringe | 1504 | 0.77386
29179 | 63656 | 29 | MIDDLE BROOK | REYNOLDS | MO | MO_63656 | 63656 | Rural Fringe | 116 | 0.77004
29221 | 63660 | 29 | MINERAL POINT | WASHINGTON | MO | MO_63660 | 63660 | Town Fringe | 1060 | 0.94062
29221 | 63664 | 29 | POTOSI | WASHINGTON | MO | MO_63664 | 63664 | Town Fringe | 2355 | 0.93904
29093 | 63675 | 29 | VULCAN | IRON | MO | MO_63675 | 63675 | Rural Fringe | 0 | 0.774
29055 | 65535 | 29 | LEASBURG | CRAWFORD | MO | MO_65535 | 65535 | Rural Fringe | 561 | 0.77004
29093 | 65439 | 29 | BIXBY | IRON | MO | MO_65439 | 65439 | Rural Fringe | 108 | 0.76729
29179 | 65440 | 29 | BOSS | REYNOLDS | MO | MO_65440 | 65440 | Rural Fringe | 284 | 0.76971
29055 | 65441 | 29 | BOURBON | CRAWFORD | MO | MO_65441 | 65441 | Rural Fringe | 2291 | 0.77096
29055 | 65456 | 29 | DAVISVILLE | CRAWFORD | MO | MO_65456 | 65456 | Rural Fringe | 495 | 0.77417
21157 | 42025 | 21 | BENTON | MARSHALL | KY | KY_42025 | 42025 | Rural Fringe | 7075 | 0.81812
21143 | 42038 | 21 | EDDYVILLE | LYON | KY | KY_42038 | 42038 | Rural Fringe | 1651 | 0.80272
21157 | 42044 | 21 | GILBERTSVILLE | MARSHALL | KY | KY_42044 | 42044 | Rural Fringe | 910 | 0.80122
21139 | 42047 | 21 | HAMPTON | LIVINGSTON | KY | KY_42047 | 42047 | Rural Fringe | 670 | 0.83221
21055 | 42064 | 21 | MARION | CRITTENDEN | KY | KY_42064 | 42064 | Town Fringe | 3045 | 0.81937
21035 | 42071 | 21 | MURRAY | CALLOWAY | KY | KY_42071 | 42071 | Town Fringe | 7754 | 0.82936
21139 | 42078 | 21 | SALEM | LIVINGSTON | KY | KY_42078 | 42078 | Rural Fringe | 683 | 0.81864
21139 | 42081 | 21 | SMITHLAND | LIVINGSTON | KY | KY_42081 | 42081 | Rural Fringe | 1269 | 0.81464
21227 | 42101 | 21 | BOWLING GREEN | WARREN | KY | KY_42101 | 42101 | City Small | 14341 | 0.83191
21003 | 42164 | 21 | SCOTTSVILLE | ALLEN | KY | KY_42164 | 42164 | Rural Fringe | 5648 | 0.81777
21221 | 42211 | 21 | CADIZ | TRIGG | KY | KY_42211 | 42211 | Town Fringe | 5104 | 0.81282
21219 | 42220 | 21 | ELKTON | TODD | KY | KY_42220 | 42220 | Rural Fringe | 2014 | 0.82224
21047 | 42240 | 21 | HOPKINSVILLE | CHRISTIAN | KY | KY_42240 | 42240 | Town Fringe | 12877 | 0.83006
21141 | 42256 | 21 | LEWISBURG | LOGAN | KY | KY_42256 | 42256 | Rural Fringe | 2141 | 0.8137
21031 | 42261 | 21 | MORGANTOWN | BUTLER | KY | KY_42261 | 42261 | Rural Fringe | 2938 | 0.80863
21177 | 42321 | 21 | BEECH CREEK | MUHLENBERG | KY | KY_42321 | 42321 | Rural Fringe | 165 | 0.80529
21183 | 42333 | 21 | CROMWELL | OHIO | KY | KY_42333 | 42333 | Rural Fringe | 720 | 0.80228
21149 | 42372 | 21 | SACRAMENTO | MCLEAN | KY | KY_42372 | 42372 | Rural Fringe | 469 | 0.8362
21107 | 42408 | 21 | DAWSON SPRINGS | HOPKINS | KY | KY_42408 | 42408 | Town Fringe | 2136 | 0.80666
21107 | 42410 | 21 | EARLINGTON | HOPKINS | KY | KY_42410 | 42410 | Town Fringe | 120 | 0.80761
21107 | 42431 | 21 | MADISONVILLE | HOPKINS | KY | KY_42431 | 42431 | Town Fringe | 8627 | 0.82726
21033 | 42445 | 21 | PRINCETON | CALDWELL | KY | KY_42445 | 42445 | Rural Fringe | 4060 | 0.81929
21233 | 42463 | 21 | WHEATCROFT | WEBSTER | KY | KY_42463 | 42463 | Rural Fringe | -999 | 0.78961
21107 | 42464 | 21 | WHITE PLAINS | HOPKINS | KY | KY_42464 | 42464 | Town Fringe | 1182 | 0.81874
17165 | 62947 | 17 | HEROD | SALINE | IL | IL_62947 | 62947 | Rural Fringe | 0 | 0.84759
21107 | 42436 | 21 | MANITOU | HOPKINS | KY | KY_42436 | 42436 | Town Fringe | 322 | 0.82046
21099 | 42713 | 21 | BONNIEVILLE | HART | KY | KY_42713 | 42713 | Rural Fringe | 688 | 0.79758
47147 | 37141 | 47 | ORLINDA | ROBERTSON | TN | TN_37141 | 37141 | Rural Fringe | 308 | 0.8416
47161 | 37023 | 47 | BIG ROCK | STEWART | TN | TN_37023 | 37023 | Rural Fringe | 152 | 0.80549
47161 | 37028 | 47 | BUMPUS MILLS | STEWART | TN | TN_37028 | 37028 | Rural Fringe | 66 | 0.7998
21083 | 42027 | 21 | BOAZ | GRAVES | KY | KY_42027 | 42027 | Rural Fringe | 717 | 0.82504
21139 | 42028 | 21 | BURNA | LIVINGSTON | KY | KY_42028 | 42028 | Rural Fringe | 328 | 0.82021
21083 | 42082 | 21 | SYMSONIA | GRAVES | KY | KY_42082 | 42082 | Rural Fringe | 595 | 0.81733
21145 | 42001 | 21 | PADUCAH | MCCRACKEN | KY | KY_42001 | 42001 | Town Fringe | 8768 | 0.82066
21145 | 42003 | 21 | PADUCAH | MCCRACKEN | KY | KY_42003 | 42003 | Town Fringe | 8972 | 0.82128
21035 | 42020 | 21 | ALMO | CALLOWAY | KY | KY_42020 | 42020 | Town Fringe | 582 | 0.83865
21157 | 42029 | 21 | CALVERT CITY | MARSHALL | KY | KY_42029 | 42029 | Rural Fringe | 1818 | 0.82341
21035 | 42036 | 21 | DEXTER | CALLOWAY | KY | KY_42036 | 42036 | Town Fringe | 545 | 0.82806
21139 | 42045 | 21 | GRAND RIVERS | LIVINGSTON | KY | KY_42045 | 42045 | Rural Fringe | 692 | 0.8137
21157 | 42048 | 21 | HARDIN | MARSHALL | KY | KY_42048 | 42048 | Rural Fringe | 612 | 0.8138
21083 | 42051 | 21 | HICKORY | GRAVES | KY | KY_42051 | 42051 | Rural Fringe | 1048 | 0.83552
21035 | 42054 | 21 | KIRKSEY | CALLOWAY | KY | KY_42054 | 42054 | Town Fringe | 732 | 0.83606
21143 | 42055 | 21 | KUTTAWA | LYON | KY | KY_42055 | 42055 | Rural Fringe | 856 | 0.79979
21139 | 42058 | 21 | LEDBETTER | LIVINGSTON | KY | KY_42058 | 42058 | Rural Fringe | 248 | 0.81924
21227 | 42170 | 21 | WOODBURN | WARREN | KY | KY_42170 | 42170 | City Small | 1266 | 0.86236
21083 | 42066 | 21 | MAYFIELD | GRAVES | KY | KY_42066 | 42066 | Rural Fringe | 7883 | 0.83216
21031 | 42201 | 21 | ABERDEEN | BUTLER | KY | KY_42201 | 42201 | Rural Fringe | -999 | 0.70315
21061 | 42207 | 21 | BEE SPRING | EDMONSON | KY | KY_42207 | 42207 | Rural Fringe | 389 | 0.79869
21139 | 42083 | 21 | TILINE | LIVINGSTON | KY | KY_42083 | 42083 | Rural Fringe | 108 | 0.81469
21227 | 42103 | 21 | BOWLING GREEN | WARREN | KY | KY_42103 | 42103 | City Small | 5496 | 0.83569
21227 | 42122 | 21 | ALVATON | WARREN | KY | KY_42122 | 42122 | City Small | 1963 | 0.84161
21009 | 42123 | 21 | AUSTIN | BARREN | KY | KY_42123 | 42123 | Town Fringe | 795 | 0.82928
21047 | 42215 | 21 | CERULEAN | CHRISTIAN | KY | KY_42215 | 42215 | Town Fringe | 728 | 0.82217
21213 | 42134 | 21 | FRANKLIN | SIMPSON | KY | KY_42134 | 42134 | Town Fringe | 5507 | 0.84651
21047 | 42232 | 21 | GRACEY | CHRISTIAN | KY | KY_42232 | 42232 | Town Fringe | 515 | 0.84444
21047 | 42254 | 21 | LA FAYETTE | CHRISTIAN | KY | KY_42254 | 42254 | Town Fringe | 0 | 0.83053
21061 | 42259 | 21 | MAMMOTH CAVE | EDMONSON | KY | KY_42259 | 42259 | Rural Fringe | 334 | 0.79229
21141 | 42202 | 21 | ADAIRVILLE | LOGAN | KY | KY_42202 | 42202 | Rural Fringe | 690 | 0.84504
21219 | 42204 | 21 | ALLENSVILLE | TODD | KY | KY_42204 | 42204 | Rural Fringe | 486 | 0.84576
21141 | 42206 | 21 | AUBURN | LOGAN | KY | KY_42206 | 42206 | Rural Fringe | 2359 | 0.83182
21047 | 42217 | 21 | CROFTON | CHRISTIAN | KY | KY_42217 | 42217 | Town Fringe | 1070 | 0.8119
47125 | 42223 | 47 | FORT CAMPBELL | MONTGOMERY | TN | TN_42223 | 42223 | Town Fringe | 645 | 0.80318
21219 | 42234 | 21 | GUTHRIE | TODD | KY | KY_42234 | 42234 | Rural Fringe | 461 | 0.84347
21047 | 42236 | 21 | HERNDON | CHRISTIAN | KY | KY_42236 | 42236 | Town Fringe | 546 | 0.83964
21031 | 42252 | 21 | JETSON | BUTLER | KY | KY_42252 | 42252 | Rural Fringe | 23 | 0.80029
21047 | 42262 | 21 | OAK GROVE | CHRISTIAN | KY | KY_42262 | 42262 | Town Fringe | 2623 | 0.83746
21141 | 42265 | 21 | OLMSTEAD | LOGAN | KY | KY_42265 | 42265 | Rural Fringe | 879 | 0.84905
21047 | 42266 | 21 | PEMBROKE | CHRISTIAN | KY | KY_42266 | 42266 | Town Fringe | 836 | 0.84696
21031 | 42273 | 21 | ROCHESTER | BUTLER | KY | KY_42273 | 42273 | Rural Fringe | 163 | 0.81341
21219 | 42280 | 21 | SHARON GROVE | TODD | KY | KY_42280 | 42280 | Rural Fringe | 436 | 0.81728
21227 | 42274 | 21 | ROCKFIELD | WARREN | KY | KY_42274 | 42274 | City Small | 1401 | 0.84402
21177 | 42323 | 21 | BEECHMONT | MUHLENBERG | KY | KY_42323 | 42323 | Rural Fringe | 427 | 0.80173
21031 | 42275 | 21 | ROUNDHILL | BUTLER | KY | KY_42275 | 42275 | Rural Fringe | 305 | 0.80189
21141 | 42276 | 21 | RUSSELLVILLE | LOGAN | KY | KY_42276 | 42276 | Rural Fringe | 4300 | 0.82741
21219 | 42286 | 21 | TRENTON | TODD | KY | KY_42286 | 42286 | Rural Fringe | 540 | 0.84753
21177 | 42326 | 21 | BROWDER | MUHLENBERG | KY | KY_42326 | 42326 | Rural Fringe | 319 | 0.81191
21177 | 42324 | 21 | BELTON | MUHLENBERG | KY | KY_42324 | 42324 | Rural Fringe | 563 | 0.80835
21183 | 42338 | 21 | DUNDEE | OHIO | KY | KY_42338 | 42338 | Rural Fringe | 10 | 0.82541
21177 | 42339 | 21 | DUNMOR | MUHLENBERG | KY | KY_42339 | 42339 | Rural Fringe | 366 | 0.8036
21177 | 42344 | 21 | GRAHAM | MUHLENBERG | KY | KY_42344 | 42344 | Rural Fringe | 373 | 0.80583
21177 | 42345 | 21 | GREENVILLE | MUHLENBERG | KY | KY_42345 | 42345 | Rural Fringe | 2858 | 0.81245
21177 | 42325 | 21 | BREMEN | MUHLENBERG | KY | KY_42325 | 42325 | Rural Fringe | 594 | 0.81023
21183 | 42328 | 21 | CENTERTOWN | OHIO | KY | KY_42328 | 42328 | Rural Fringe | 356 | 0.81565
21177 | 42332 | 21 | CLEATON | MUHLENBERG | KY | KY_42332 | 42332 | Rural Fringe | 0 | 0.75165
21177 | 42337 | 21 | DRAKESBORO | MUHLENBERG | KY | KY_42337 | 42337 | Rural Fringe | 795 | 0.81362
21183 | 42347 | 21 | HARTFORD | OHIO | KY | KY_42347 | 42347 | Rural Fringe | 1616 | 0.81171
21183 | 42349 | 21 | HORSE BRANCH | OHIO | KY | KY_42349 | 42349 | Rural Fringe | 462 | 0.80029
21183 | 42361 | 21 | OLATON | OHIO | KY | KY_42361 | 42361 | Rural Fringe | 506 | 0.80635
21177 | 42367 | 21 | POWDERLY | MUHLENBERG | KY | KY_42367 | 42367 | Rural Fringe | 71 | 0.7978
21149 | 42371 | 21 | RUMSEY | MCLEAN | KY | KY_42371 | 42371 | Rural Fringe | 216 | 0.83747
21033 | 42411 | 21 | FREDONIA | CALDWELL | KY | KY_42411 | 42411 | Rural Fringe | 774 | 0.82596
21107 | 42442 | 21 | NORTONVILLE | HOPKINS | KY | KY_42442 | 42442 | Town Fringe | 718 | 0.806
21107 | 42453 | 21 | SAINT CHARLES | HOPKINS | KY | KY_42453 | 42453 | Town Fringe | 486 | 0.80929
21233 | 42455 | 21 | SEBREE | WEBSTER | KY | KY_42455 | 42455 | Rural Fringe | 764 | 0.82512
21085 | 42726 | 21 | CLARKSON | GRAYSON | KY | KY_42726 | 42726 | Rural Fringe | 1966 | 0.80919
21093 | 42740 | 21 | GLENDALE | HARDIN | KY | KY_42740 | 42740 | Rural Fringe | 929 | 0.83665
17087 | 62967 | 17 | NEW BURNSIDE | JOHNSON | IL | IL_62967 | 62967 | Rural Fringe | 60 | 0.83549
17127 | 62910 | 17 | BROOKPORT | MASSAC | IL | IL_62910 | 62910 | Rural Fringe | 785 | 0.87887
17069 | 62919 | 17 | CAVE IN ROCK | HARDIN | IL | IL_62919 | 62919 | Rural Fringe | 758 | 0.84954
17151 | 62938 | 17 | GOLCONDA | POPE | IL | IL_62938 | 62938 | Rural Fringe | 979 | 0.86072
17151 | 62943 | 17 | GRANTSBURG | POPE | IL | IL_62943 | 62943 | Rural Fringe | 613 | 0.86849
17069 | 62955 | 17 | KARBERS RIDGE | HARDIN | IL | IL_62955 | 62955 | Rural Fringe | 568 | 0.84789
17127 | 62960 | 17 | METROPOLIS | MASSAC | IL | IL_62960 | 62960 | Rural Fringe | 4198 | 0.87493
17069 | 62982 | 17 | ROSICLARE | HARDIN | IL | IL_62982 | 62982 | Rural Fringe | 353 | 0.85052
17091 | 60910 | 17 | AROMA PARK | KANKAKEE | IL | IL_60910 | 60910 | City Small | 147 | 0.81893
17105 | 60920 | 17 | CAMPUS | LIVINGSTON | IL | IL_60920 | 60920 | Rural Fringe | 39 | 0.85946
17053 | 60952 | 17 | MELVIN | FORD | IL | IL_60952 | 60952 | Town Fringe | 158 | 0.83558
17113 | 61705 | 17 | BLOOMINGTON | MCLEAN | IL | IL_61705 | 61705 | City Small | 4018 | 0.83637
17113 | 61710 | 17 | BLOOMINGTON | MCLEAN | IL | IL_61710 | 61710 | City Small | 92 | 0.83671
17113 | 61731 | 17 | CROPSEY | MCLEAN | IL | IL_61731 | 61731 | Rural Fringe | 92 | 0.8804
17039 | 61750 | 17 | LANE | DEWITT | IL | IL_61750 | 61750 | Town Fringe | 3 | 0.82645
17113 | 61761 | 17 | NORMAL | MCLEAN | IL | IL_61761 | 61761 | City Small | 10374 | 0.83318
17113 | 61790 | 17 | NORMAL | MCLEAN | IL | IL_61790 | 61790 | City Small | 0 | 0.83731
17019 | 61815 | 17 | BONDVILLE | CHAMPAIGN | IL | IL_61815 | 61815 | City Small | 0 | 0.80909
17183 | 61831 | 17 | COLLISON | VERMILION | IL | IL_61831 | 61831 | Rural Fringe | 98 | 0.85676
17183 | 61841 | 17 | FAIRMOUNT | VERMILION | IL | IL_61841 | 61841 | Rural Fringe | 660 | 0.87701
17183 | 61848 | 17 | HENNING | VERMILION | IL | IL_61848 | 61848 | Rural Fringe | 0 | 0.83727
17019 | 61871 | 17 | ROYAL | CHAMPAIGN | IL | IL_61871 | 61871 | Rural Fringe | 123 | 0.86955
17107 | 62518 | 17 | CHESTNUT | LOGAN | IL | IL_62518 | 62518 | Rural Fringe | 100 | 0.88312
17167 | 62539 | 17 | ILLIOPOLIS | SANGAMON | IL | IL_62539 | 62539 | Town Fringe | 421 | 0.84037
17107 | 62541 | 17 | LAKE FORK | LOGAN | IL | IL_62541 | 62541 | Rural Fringe | -999 | 0.86862
17167 | 62561 | 17 | RIVERTON | SANGAMON | IL | IL_62561 | 62561 | Rural Fringe | 1318 | 0.87402
17105 | 61333 | 17 | LONG POINT | LIVINGSTON | IL | IL_61333 | 61333 | Rural Fringe | 68 | 0.87281
17123 | 61375 | 17 | VARNA | MARSHALL | IL | IL_61375 | 61375 | Rural Fringe | 635 | 0.8668
17183 | 61812 | 17 | ARMSTRONG | VERMILION | IL | IL_61812 | 61812 | Town Fringe | 91 | 0.83606
17019 | 61843 | 17 | FISHER | CHAMPAIGN | IL | IL_61843 | 61843 | Rural Fringe | 211 | 0.87332
17075 | 60928 | 17 | CRESCENT CITY | IROQUOIS | IL | IL_60928 | 60928 | Rural Fringe | 0 | 0.87196
17019 | 61847 | 17 | GIFFORD | CHAMPAIGN | IL | IL_61847 | 61847 | Town Fringe | 423 | 0.83504
17105 | 60460 | 17 | ODELL | LIVINGSTON | IL | IL_60460 | 60460 | Rural Fringe | 526 | 0.87669
17019 | 61863 | 17 | PESOTUM | CHAMPAIGN | IL | IL_61863 | 61863 | Rural Fringe | 210 | 0.88257
17105 | 60929 | 17 | CULLOM | LIVINGSTON | IL | IL_60929 | 60929 | Rural Fringe | 132 | 0.87861
17019 | 60949 | 17 | LUDLOW | CHAMPAIGN | IL | IL_60949 | 60949 | Town Fringe | 46 | 0.83339
17019 | 61864 | 17 | PHILO | CHAMPAIGN | IL | IL_61864 | 61864 | Rural Fringe | 489 | 0.88577
17019 | 61866 | 17 | RANTOUL | CHAMPAIGN | IL | IL_61866 | 61866 | Town Fringe | 3032 | 0.81939
17019 | 61877 | 17 | SIDNEY | CHAMPAIGN | IL | IL_61877 | 61877 | Rural Fringe | 157 | 0.87827
17075 | 60974 | 17 | WOODLAND | IROQUOIS | IL | IL_60974 | 60974 | Rural Fringe | 104 | 0.82817
17075 | 60911 | 17 | ASHKUM | IROQUOIS | IL | IL_60911 | 60911 | Rural Fringe | 504 | 0.87388
17075 | 60918 | 17 | BUCKLEY | IROQUOIS | IL | IL_60918 | 60918 | Town Fringe | 408 | 0.83057
17019 | 61878 | 17 | THOMASBORO | CHAMPAIGN | IL | IL_61878 | 61878 | Rural Fringe | 213 | 0.88127
17105 | 60921 | 17 | CHATSWORTH | LIVINGSTON | IL | IL_60921 | 60921 | Rural Fringe | 387 | 0.87708
17075 | 60924 | 17 | CISSNA PARK | IROQUOIS | IL | IL_60924 | 60924 | Rural Fringe | 385 | 0.87649
17075 | 60927 | 17 | CLIFTON | IROQUOIS | IL | IL_60927 | 60927 | Rural Fringe | 562 | 0.87258
17075 | 60930 | 17 | DANFORTH | IROQUOIS | IL | IL_60930 | 60930 | Town Fringe | 326 | 0.83207
17183 | 60932 | 17 | EAST LYNN | VERMILION | IL | IL_60932 | 60932 | Town Fringe | -999 | 0.84508
17105 | 60934 | 17 | EMINGTON | LIVINGSTON | IL | IL_60934 | 60934 | Rural Fringe | 106 | 0.87996
17053 | 60936 | 17 | GIBSON CITY | FORD | IL | IL_60936 | 60936 | Town Fringe | 1658 | 0.83579
17075 | 60938 | 17 | GILMAN | IROQUOIS | IL | IL_60938 | 60938 | Town Fringe | 869 | 0.82944
17053 | 60946 | 17 | KEMPTON | FORD | IL | IL_60946 | 60946 | Rural Fringe | 191 | 0.87784
17075 | 60948 | 17 | LODA | IROQUOIS | IL | IL_60948 | 60948 | Town Fringe | 285 | 0.82981
17075 | 60951 | 17 | MARTINTON | IROQUOIS | IL | IL_60951 | 60951 | Rural Fringe | 307 | 0.87185
17075 | 60955 | 17 | ONARGA | IROQUOIS | IL | IL_60955 | 60955 | Town Fringe | 796 | 0.82821
17053 | 60957 | 17 | PAXTON | FORD | IL | IL_60957 | 60957 | Town Fringe | 2371 | 0.8343
17053 | 60959 | 17 | PIPER CITY | FORD | IL | IL_60959 | 60959 | Rural Fringe | 248 | 0.87691
17183 | 60960 | 17 | RANKIN | VERMILION | IL | IL_60960 | 60960 | Town Fringe | 486 | 0.8356
17053 | 60962 | 17 | ROBERTS | FORD | IL | IL_60962 | 60962 | Town Fringe | 185 | 0.832
17075 | 60968 | 17 | THAWVILLE | IROQUOIS | IL | IL_60968 | 60968 | Town Fringe | 247 | 0.83012
17075 | 60970 | 17 | WATSEKA | IROQUOIS | IL | IL_60970 | 60970 | Rural Fringe | 2567 | 0.86919
17105 | 61311 | 17 | ANCONA | LIVINGSTON | IL | IL_61311 | 61311 | Rural Fringe | 91 | 0.87104
17099 | 61321 | 17 | DANA | LA SALLE | IL | IL_61321 | 61321 | Rural Fringe | 411 | 0.87892
17123 | 61358 | 17 | RUTLAND | MARSHALL | IL | IL_61358 | 61358 | Rural Fringe | 139 | 0.8755
17123 | 61369 | 17 | TOLUCA | MARSHALL | IL | IL_61369 | 61369 | Rural Fringe | 469 | 0.87629
17179 | 61535 | 17 | GROVELAND | TAZEWELL | IL | IL_61535 | 61535 | Suburb Midsize | 728 | 0.82682
17203 | 61516 | 17 | BENSON | WOODFORD | IL | IL_61516 | 61516 | Rural Fringe | 527 | 0.87915
17203 | 61530 | 17 | EUREKA | WOODFORD | IL | IL_61530 | 61530 | Town Fringe | 1987 | 0.82765
17203 | 61545 | 17 | LOWPOINT | WOODFORD | IL | IL_61545 | 61545 | Rural Fringe | 443 | 0.86596
17113 | 61709 | 17 | BLOOMINGTON | MCLEAN | IL | IL_61709 | 61709 | City Small | 140 | 0.81851
17203 | 61548 | 17 | METAMORA | WOODFORD | IL | IL_61548 | 61548 | Rural Fringe | 3732 | 0.85344
17179 | 61550 | 17 | MORTON | TAZEWELL | IL | IL_61550 | 61550 | Suburb Midsize | 5236 | 0.82081
17203 | 61561 | 17 | ROANOKE | WOODFORD | IL | IL_61561 | 61561 | Rural Fringe | 525 | 0.87929
17179 | 61568 | 17 | TREMONT | TAZEWELL | IL | IL_61568 | 61568 | Rural Fringe | 1653 | 0.86866
17113 | 61720 | 17 | ANCHOR | MCLEAN | IL | IL_61720 | 61720 | Rural Fringe | 176 | 0.881
17123 | 61570 | 17 | WASHBURN | MARSHALL | IL | IL_61570 | 61570 | Rural Fringe | 762 | 0.86254
17113 | 61730 | 17 | COOKSVILLE | MCLEAN | IL | IL_61730 | 61730 | Rural Fringe | 177 | 0.88043
17179 | 61571 | 17 | WASHINGTON | TAZEWELL | IL | IL_61571 | 61571 | Suburb Midsize | 6792 | 0.81173
17143 | 61602 | 17 | PEORIA | PEORIA | IL | IL_61602 | 61602 | City Midsize | 718 | 0.7886
17143 | 61603 | 17 | PEORIA | PEORIA | IL | IL_61603 | 61603 | City Midsize | 5732 | 0.78556
17113 | 61701 | 17 | BLOOMINGTON | MCLEAN | IL | IL_61701 | 61701 | City Small | 9860 | 0.82267
17113 | 61704 | 17 | BLOOMINGTON | MCLEAN | IL | IL_61704 | 61704 | City Small | 6878 | 0.82189
17179 | 61721 | 17 | ARMINGTON | TAZEWELL | IL | IL_61721 | 61721 | Rural Fringe | 353 | 0.87757
17113 | 61736 | 17 | DOWNS | MCLEAN | IL | IL_61736 | 61736 | Rural Fringe | 611 | 0.87349
17113 | 61722 | 17 | ARROWSMITH | MCLEAN | IL | IL_61722 | 61722 | Rural Fringe | 223 | 0.8809
17107 | 61723 | 17 | ATLANTA | LOGAN | IL | IL_61723 | 61723 | Rural Fringe | 624 | 0.87452
17113 | 61724 | 17 | BELLFLOWER | MCLEAN | IL | IL_61724 | 61724 | Rural Fringe | 141 | 0.88065
17113 | 61725 | 17 | CARLOCK | MCLEAN | IL | IL_61725 | 61725 | City Small | 548 | 0.83361
17113 | 61726 | 17 | CHENOA | MCLEAN | IL | IL_61726 | 61726 | Rural Fringe | 990 | 0.87661
17039 | 61727 | 17 | CLINTON | DEWITT | IL | IL_61727 | 61727 | Town Fringe | 3558 | 0.83135
17113 | 61728 | 17 | COLFAX | MCLEAN | IL | IL_61728 | 61728 | Rural Fringe | 636 | 0.87989
17203 | 61729 | 17 | CONGERVILLE | WOODFORD | IL | IL_61729 | 61729 | Town Fringe | 655 | 0.81252
17113 | 61732 | 17 | DANVERS | MCLEAN | IL | IL_61732 | 61732 | Rural Fringe | 885 | 0.87004
17179 | 61733 | 17 | DEER CREEK | TAZEWELL | IL | IL_61733 | 61733 | Town Fringe | 645 | 0.82542
17179 | 61734 | 17 | DELAVAN | TAZEWELL | IL | IL_61734 | 61734 | Rural Fringe | 918 | 0.8792
17039 | 61735 | 17 | DEWITT | DEWITT | IL | IL_61735 | 61735 | Town Fringe | 209 | 0.81835
17113 | 61737 | 17 | ELLSWORTH | MCLEAN | IL | IL_61737 | 61737 | Rural Fringe | 198 | 0.879
17179 | 61755 | 17 | MACKINAW | TAZEWELL | IL | IL_61755 | 61755 | Town Fringe | 1203 | 0.81852
17203 | 61738 | 17 | EL PASO | WOODFORD | IL | IL_61738 | 61738 | City Small | 1165 | 0.83906
17105 | 61739 | 17 | FAIRBURY | LIVINGSTON | IL | IL_61739 | 61739 | Rural Fringe | 897 | 0.87498
17203 | 61771 | 17 | SECOR | WOODFORD | IL | IL_61771 | 61771 | Rural Fringe | 586 | 0.86764
17105 | 61740 | 17 | FLANAGAN | LIVINGSTON | IL | IL_61740 | 61740 | Rural Fringe | 426 | 0.87773
17105 | 61741 | 17 | FORREST | LIVINGSTON | IL | IL_61741 | 61741 | Rural Fringe | 321 | 0.87635
17203 | 61742 | 17 | GOODFIELD | WOODFORD | IL | IL_61742 | 61742 | Town Fringe | 201 | 0.81771
17105 | 61743 | 17 | GRAYMONT | LIVINGSTON | IL | IL_61743 | 61743 | Rural Fringe | 15 | 0.87682
17113 | 61744 | 17 | GRIDLEY | MCLEAN | IL | IL_61744 | 61744 | Rural Fringe | 1139 | 0.87793
17183 | 61810 | 17 | ALLERTON | VERMILION | IL | IL_61810 | 61810 | Rural Fringe | 0 | 0.88503
17113 | 61745 | 17 | HEYWORTH | MCLEAN | IL | IL_61745 | 61745 | Rural Fringe | 1447 | 0.87591
17179 | 61747 | 17 | HOPEDALE | TAZEWELL | IL | IL_61747 | 61747 | Rural Fringe | 333 | 0.86955
17113 | 61748 | 17 | HUDSON | MCLEAN | IL | IL_61748 | 61748 | City Small | 1061 | 0.83154
17039 | 61749 | 17 | KENNEY | DEWITT | IL | IL_61749 | 61749 | Town Fringe | 299 | 0.83881
17113 | 61752 | 17 | LE ROY | MCLEAN | IL | IL_61752 | 61752 | Town Fringe | 1553 | 0.83267
17113 | 61753 | 17 | LEXINGTON | MCLEAN | IL | IL_61753 | 61753 | Rural Fringe | 1031 | 0.87504
17113 | 61754 | 17 | MC LEAN | MCLEAN | IL | IL_61754 | 61754 | Rural Fringe | 555 | 0.8788
17115 | 61756 | 17 | MAROA | MACON | IL | IL_61756 | 61756 | Rural Fringe | 832 | 0.88466
17179 | 61759 | 17 | MINIER | TAZEWELL | IL | IL_61759 | 61759 | Rural Fringe | 342 | 0.88054
17203 | 61760 | 17 | MINONK | WOODFORD | IL | IL_61760 | 61760 | Rural Fringe | 693 | 0.87898
17105 | 61764 | 17 | PONTIAC | LIVINGSTON | IL | IL_61764 | 61764 | Rural Fringe | 5050 | 0.8747
17105 | 61769 | 17 | SAUNEMIN | LIVINGSTON | IL | IL_61769 | 61769 | Rural Fringe | 183 | 0.87964
17113 | 61770 | 17 | SAYBROOK | MCLEAN | IL | IL_61770 | 61770 | Rural Fringe | 421 | 0.87802
17113 | 61772 | 17 | SHIRLEY | MCLEAN | IL | IL_61772 | 61772 | Rural Fringe | 395 | 0.88202
17053 | 61773 | 17 | SIBLEY | FORD | IL | IL_61773 | 61773 | Town Fringe | 122 | 0.83767
17113 | 61774 | 17 | STANFORD | MCLEAN | IL | IL_61774 | 61774 | Rural Fringe | 335 | 0.88222
17105 | 61775 | 17 | STRAWN | LIVINGSTON | IL | IL_61775 | 61775 | Rural Fringe | 149 | 0.8787
17113 | 61776 | 17 | TOWANDA | MCLEAN | IL | IL_61776 | 61776 | City Small | 843 | 0.84382
17039 | 61777 | 17 | WAPELLA | DEWITT | IL | IL_61777 | 61777 | Town Fringe | 258 | 0.83607
17039 | 61778 | 17 | WAYNESVILLE | DEWITT | IL | IL_61778 | 61778 | Rural Fringe | 304 | 0.87974
17113 | 61799 | 17 | BLOOMINGTON | MCLEAN | IL | IL_61799 | 61799 | City Small | 1321 | 0.85536
17019 | 61801 | 17 | URBANA | CHAMPAIGN | IL | IL_61801 | 61801 | City Small | 3959 | 0.82623
17019 | 61802 | 17 | URBANA | CHAMPAIGN | IL | IL_61802 | 61802 | City Small | 6862 | 0.84295
17147 | 61813 | 17 | BEMENT | PIATT | IL | IL_61813 | 61813 | Rural Fringe | 605 | 0.88639
17019 | 61816 | 17 | BROADLANDS | CHAMPAIGN | IL | IL_61816 | 61816 | Rural Fringe | 182 | 0.88334
17147 | 61818 | 17 | CERRO GORDO | PIATT | IL | IL_61818 | 61818 | Rural Fringe | 430 | 0.88601
17019 | 61820 | 17 | CHAMPAIGN | CHAMPAIGN | IL | IL_61820 | 61820 | City Small | 5782 | 0.84321
17019 | 61821 | 17 | CHAMPAIGN | CHAMPAIGN | IL | IL_61821 | 61821 | City Small | 8545 | 0.83514
17019 | 61822 | 17 | CHAMPAIGN | CHAMPAIGN | IL | IL_61822 | 61822 | City Small | 8148 | 0.84873
17147 | 61830 | 17 | CISCO | PIATT | IL | IL_61830 | 61830 | Town Fringe | 214 | 0.83769
17147 | 61839 | 17 | DE LAND | PIATT | IL | IL_61839 | 61839 | Rural Fringe | 337 | 0.88161
17019 | 61840 | 17 | DEWEY | CHAMPAIGN | IL | IL_61840 | 61840 | Rural Fringe | 529 | 0.88217
17039 | 61842 | 17 | FARMER CITY | DEWITT | IL | IL_61842 | 61842 | Rural Fringe | 1224 | 0.87772
17183 | 61844 | 17 | FITHIAN | VERMILION | IL | IL_61844 | 61844 | Rural Fringe | 770 | 0.87755
17019 | 61845 | 17 | FOOSLAND | CHAMPAIGN | IL | IL_61845 | 61845 | Town Fringe | 158 | 0.83295
17019 | 61849 | 17 | HOMER | CHAMPAIGN | IL | IL_61849 | 61849 | Rural Fringe | 604 | 0.87981
17183 | 61850 | 17 | INDIANOLA | VERMILION | IL | IL_61850 | 61850 | Rural Fringe | 117 | 0.87763
17019 | 61851 | 17 | IVESDALE | CHAMPAIGN | IL | IL_61851 | 61851 | Rural Fringe | 439 | 0.88637
17019 | 61852 | 17 | LONGVIEW | CHAMPAIGN | IL | IL_61852 | 61852 | Rural Fringe | 97 | 0.88536
17019 | 61853 | 17 | MAHOMET | CHAMPAIGN | IL | IL_61853 | 61853 | Town Fringe | 3337 | 0.82186
17147 | 61854 | 17 | MANSFIELD | PIATT | IL | IL_61854 | 61854 | Rural Fringe | 609 | 0.88159
17147 | 61855 | 17 | MILMINE | PIATT | IL | IL_61855 | 61855 | Rural Fringe | 0 | 0.88642
17147 | 61856 | 17 | MONTICELLO | PIATT | IL | IL_61856 | 61856 | Town Fringe | 2844 | 0.83168
17183 | 61857 | 17 | MUNCIE | VERMILION | IL | IL_61857 | 61857 | Rural Fringe | -999 | 0.76687
17019 | 61859 | 17 | OGDEN | CHAMPAIGN | IL | IL_61859 | 61859 | Rural Fringe | 528 | 0.87638
17019 | 61862 | 17 | PENFIELD | CHAMPAIGN | IL | IL_61862 | 61862 | Town Fringe | 302 | 0.83074
17183 | 61865 | 17 | POTOMAC | VERMILION | IL | IL_61865 | 61865 | Rural Fringe | 586 | 0.87365
17019 | 61872 | 17 | SADORUS | CHAMPAIGN | IL | IL_61872 | 61872 | Rural Fringe | 379 | 0.88569
17019 | 61873 | 17 | SAINT JOSEPH | CHAMPAIGN | IL | IL_61873 | 61873 | Rural Fringe | 1120 | 0.87881
17019 | 61874 | 17 | SAVOY | CHAMPAIGN | IL | IL_61874 | 61874 | Rural Fringe | 855 | 0.86884
17019 | 61875 | 17 | SEYMOUR | CHAMPAIGN | IL | IL_61875 | 61875 | Town Fringe | 319 | 0.83623
17183 | 61876 | 17 | SIDELL | VERMILION | IL | IL_61876 | 61876 | Rural Fringe | 155 | 0.88521
17019 | 61880 | 17 | TOLONO | CHAMPAIGN | IL | IL_61880 | 61880 | Rural Fringe | 524 | 0.88588
17039 | 61882 | 17 | WELDON | DEWITT | IL | IL_61882 | 61882 | Rural Fringe | 210 | 0.87763
17147 | 61884 | 17 | WHITE HEATH | PIATT | IL | IL_61884 | 61884 | Town Fringe | 397 | 0.83332
17147 | 61929 | 17 | HAMMOND | PIATT | IL | IL_61929 | 61929 | Rural Fringe | 294 | 0.88652
17143 | 61606 | 17 | PEORIA | PEORIA | IL | IL_61606 | 61606 | City Midsize | 1912 | 0.79943
17143 | 61605 | 17 | PEORIA | PEORIA | IL | IL_61605 | 61605 | City Midsize | 4220 | 0.78913
17143 | 61625 | 17 | PEORIA | PEORIA | IL | IL_61625 | 61625 | Rural Fringe | 363 | 0.88514
17115 | 62535 | 17 | FORSYTH | MACON | IL | IL_62535 | 62535 | Rural Fringe | 361 | 0.83646
17107 | 62543 | 17 | LATHAM | LOGAN | IL | IL_62543 | 62543 | Rural Fringe | 97 | 0.88361
17115 | 62501 | 17 | ARGENTA | MACON | IL | IL_62501 | 62501 | Rural Fringe | 2096 | 0.87905
17107 | 62512 | 17 | BEASON | LOGAN | IL | IL_62512 | 62512 | Rural Fringe | 332 | 0.88479
17167 | 62515 | 17 | BUFFALO | SANGAMON | IL | IL_62515 | 62515 | Rural Fringe | 702 | 0.88535
17115 | 62521 | 17 | DECATUR | MACON | IL | IL_62521 | 62521 | City Small | 13421 | 0.81598
17115 | 62526 | 17 | DECATUR | MACON | IL | IL_62526 | 62526 | City Small | 11125 | 0.83484
17107 | 62548 | 17 | MOUNT PULASKI | LOGAN | IL | IL_62548 | 62548 | Rural Fringe | 566 | 0.88421
17115 | 62551 | 17 | NIANTIC | MACON | IL | IL_62551 | 62551 | Rural Fringe | 304 | 0.88273
17115 | 62554 | 17 | OREANA | MACON | IL | IL_62554 | 62554 | Rural Fringe | 404 | 0.87988
17147 | 61936 | 17 | LA PLACE | PIATT | IL | IL_61936 | 61936 | Rural Fringe | -999 | 0.86967
17167 | 62761 | 17 | SPRINGFIELD | SANGAMON | IL | IL_62761 | 62761 | Suburb Midsize | 10 | 0.8
17045 | 61932 | 17 | HUME | EDGAR | IL | IL_61932 | 61932 | Rural Fringe | 0 | 0.88423
17041 | 61956 | 17 | VILLA GROVE | DOUGLAS | IL | IL_61956 | 61956 | Rural Fringe | 663 | 0.88478
17167 | 62520 | 17 | DAWSON | SANGAMON | IL | IL_62520 | 62520 | Rural Fringe | 695 | 0.8737
17115 | 62523 | 17 | DECATUR | MACON | IL | IL_62523 | 62523 | City Small | 328 | 0.84456
17115 | 62522 | 17 | DECATUR | MACON | IL | IL_62522 | 62522 | City Small | 4364 | 0.82052
17115 | 62549 | 17 | MT ZION | MACON | IL | IL_62549 | 62549 | Rural Fringe | 345 | 0.84334
17115 | 62573 | 17 | WARRENSBURG | MACON | IL | IL_62573 | 62573 | Rural Fringe | 747 | 0.88536
17107 | 62634 | 17 | ELKHART | LOGAN | IL | IL_62634 | 62634 | Rural Fringe | 235 | 0.88017
17107 | 62635 | 17 | EMDEN | LOGAN | IL | IL_62635 | 62635 | Rural Fringe | 194 | 0.87998
17107 | 62643 | 17 | HARTSBURG | LOGAN | IL | IL_62643 | 62643 | Rural Fringe | 124 | 0.88074
17107 | 62656 | 17 | LINCOLN | LOGAN | IL | IL_62656 | 62656 | Rural Fringe | 6276 | 0.87659
17107 | 62666 | 17 | MIDDLETOWN | LOGAN | IL | IL_62666 | 62666 | Rural Fringe | 153 | 0.87932
17107 | 62671 | 17 | NEW HOLLAND | LOGAN | IL | IL_62671 | 62671 | Town Fringe | 231 | 0.83638
17167 | 62693 | 17 | WILLIAMSVILLE | SANGAMON | IL | IL_62693 | 62693 | Rural Fringe | 1105 | 0.88319
17167 | 62707 | 17 | SPRINGFIELD | SANGAMON | IL | IL_62707 | 62707 | Suburb Midsize | 3160 | 0.78386
17135 | 62051 | 17 | IRVING | MONTGOMERY | IL | IL_62051 | 62051 | Rural Fringe | 466 | 0.86725
17135 | 62076 | 17 | OHLMAN | MONTGOMERY | IL | IL_62076 | 62076 | Town Fringe | 175 | 0.79891
17135 | 62089 | 17 | TAYLOR SPRINGS | MONTGOMERY | IL | IL_62089 | 62089 | Rural Fringe | 277 | 0.82568
17173 | 62465 | 17 | STRASBURG | SHELBY | IL | IL_62465 | 62465 | Rural Fringe | 404 | 0.87858
17021 | 62517 | 17 | BULPITT | CHRISTIAN | IL | IL_62517 | 62517 | Rural Fringe | 0 | 0.87056
17021 | 62547 | 17 | MOUNT AUBURN | CHRISTIAN | IL | IL_62547 | 62547 | Town Fringe | 233 | 0.83658
17021 | 62556 | 17 | PALMER | CHRISTIAN | IL | IL_62556 | 62556 | Town Fringe | 115 | 0.83712
17135 | 62094 | 17 | WITT | MONTGOMERY | IL | IL_62094 | 62094 | Rural Fringe | 295 | 0.88224
17173 | 62462 | 17 | SIGEL | SHELBY | IL | IL_62462 | 62462 | Rural Fringe | 207 | 0.87569
17041 | 61919 | 17 | CAMARGO | DOUGLAS | IL | IL_61919 | 61919 | Rural Fringe | 361 | 0.87915
17041 | 61930 | 17 | HINDSBORO | DOUGLAS | IL | IL_61930 | 61930 | Rural Fringe | 44 | 0.88599
17045 | 61940 | 17 | METCALF | EDGAR | IL | IL_61940 | 61940 | Rural Fringe | 14 | 0.88683
17041 | 61910 | 17 | ARCOLA | DOUGLAS | IL | IL_61910 | 61910 | Rural Fringe | 1098 | 0.8867
17041 | 61911 | 17 | ARTHUR | DOUGLAS | IL | IL_61911 | 61911 | Rural Fringe | 565 | 0.8892
17029 | 61912 | 17 | ASHMORE | COLES | IL | IL_61912 | 61912 | Town Fringe | 463 | 0.83145
17041 | 61913 | 17 | ATWOOD | DOUGLAS | IL | IL_61913 | 61913 | Rural Fringe | 890 | 0.8852
17139 | 61914 | 17 | BETHANY | MOULTRIE | IL | IL_61914 | 61914 | Rural Fringe | 471 | 0.87859
17045 | 61917 | 17 | BROCTON | EDGAR | IL | IL_61917 | 61917 | Rural Fringe | 139 | 0.88322
17029 | 61920 | 17 | CHARLESTON | COLES | IL | IL_61920 | 61920 | Town Fringe | 6335 | 0.82827
17115 | 61925 | 17 | DALTON CITY | MACON | IL | IL_61925 | 61925 | Rural Fringe | 1302 | 0.88732
17139 | 61928 | 17 | GAYS | MOULTRIE | IL | IL_61928 | 61928 | Rural Fringe | 207 | 0.88511
17029 | 61931 | 17 | HUMBOLDT | COLES | IL | IL_61931 | 61931 | Town Fringe | 711 | 0.84173
17045 | 61933 | 17 | KANSAS | EDGAR | IL | IL_61933 | 61933 | Rural Fringe | 418 | 0.88286
17139 | 61937 | 17 | LOVINGTON | MOULTRIE | IL | IL_61937 | 61937 | Rural Fringe | 1277 | 0.88686
17029 | 61938 | 17 | MATTOON | COLES | IL | IL_61938 | 61938 | Town Fringe | 6981 | 0.84034
17041 | 61942 | 17 | NEWMAN | DOUGLAS | IL | IL_61942 | 61942 | Rural Fringe | 404 | 0.88141
17029 | 61943 | 17 | OAKLAND | COLES | IL | IL_61943 | 61943 | Rural Fringe | 251 | 0.87088
17139 | 61951 | 17 | SULLIVAN | MOULTRIE | IL | IL_61951 | 61951 | Town Fringe | 2941 | 0.82912
17041 | 61953 | 17 | TUSCOLA | DOUGLAS | IL | IL_61953 | 61953 | Town Fringe | 2954 | 0.84087
17173 | 61957 | 17 | WINDSOR | SHELBY | IL | IL_61957 | 61957 | Rural Fringe | 765 | 0.87832
17051 | 62011 | 17 | BINGHAM | FAYETTE | IL | IL_62011 | 62011 | Rural Fringe | 592 | 0.86913
17135 | 62015 | 17 | BUTLER | MONTGOMERY | IL | IL_62015 | 62015 | Rural Fringe | 347 | 0.87699
17135 | 62017 | 17 | COFFEEN | MONTGOMERY | IL | IL_62017 | 62017 | Rural Fringe | 450 | 0.86642
17005 | 62019 | 17 | DONNELLSON | BOND | IL | IL_62019 | 62019 | Rural Fringe | 306 | 0.8618
17135 | 62032 | 17 | FILLMORE | MONTGOMERY | IL | IL_62032 | 62032 | Town Fringe | 580 | 0.82751
17135 | 62049 | 17 | HILLSBORO | MONTGOMERY | IL | IL_62049 | 62049 | Rural Fringe | 2567 | 0.86586
17135 | 62075 | 17 | NOKOMIS | MONTGOMERY | IL | IL_62075 | 62075 | Town Fringe | 1559 | 0.83845
17051 | 62080 | 17 | RAMSEY | FAYETTE | IL | IL_62080 | 62080 | Rural Fringe | 774 | 0.85283
17021 | 62083 | 17 | ROSAMOND | CHRISTIAN | IL | IL_62083 | 62083 | Town Fringe | 269 | 0.84094
17173 | 62463 | 17 | STEWARDSON | SHELBY | IL | IL_62463 | 62463 | Rural Fringe | 424 | 0.87342
17029 | 62469 | 17 | TRILLA | COLES | IL | IL_62469 | 62469 | Town Fringe | 194 | 0.84347
17049 | 62401 | 17 | EFFINGHAM | EFFINGHAM | IL | IL_62401 | 62401 | Rural Fringe | 5722 | 0.85884
17049 | 62411 | 17 | ALTAMONT | EFFINGHAM | IL | IL_62411 | 62411 | Rural Fringe | 1850 | 0.8611
17033 | 62413 | 17 | ANNAPOLIS | CRAWFORD | IL | IL_62413 | 62413 | Rural Fringe | 197 | 0.8762
17173 | 62414 | 17 | BEECHER CITY | SHELBY | IL | IL_62414 | 62414 | Rural Fringe | 1176 | 0.85084
17051 | 62418 | 17 | BROWNSTOWN | FAYETTE | IL | IL_62418 | 62418 | Rural Fringe | 731 | 0.86115
17023 | 62420 | 17 | CASEY | CLARK | IL | IL_62420 | 62420 | Town Fringe | 1947 | 0.83011
17173 | 62422 | 17 | COWDEN | SHELBY | IL | IL_62422 | 62422 | Rural Fringe | 343 | 0.86845
17049 | 62424 | 17 | DIETERICH | EFFINGHAM | IL | IL_62424 | 62424 | Rural Fringe | 924 | 0.87772
17035 | 62428 | 17 | GREENUP | CUMBERLAND | IL | IL_62428 | 62428 | Rural Fringe | 423 | 0.86769
17051 | 62431 | 17 | HERRICK | FAYETTE | IL | IL_62431 | 62431 | Rural Fringe | 597 | 0.86112
17079 | 62432 | 17 | HIDALGO | JASPER | IL | IL_62432 | 62432 | Town Fringe | 70 | 0.82993
17035 | 62436 | 17 | JEWETT | CUMBERLAND | IL | IL_62436 | 62436 | Rural Fringe | 265 | 0.86083
17029 | 62440 | 17 | LERNA | COLES | IL | IL_62440 | 62440 | Town Fringe | 395 | 0.83052
17023 | 62442 | 17 | MARTINSVILLE | CLARK | IL | IL_62442 | 62442 | Rural Fringe | 1369 | 0.87046
17079 | 62445 | 17 | MONTROSE | JASPER | IL | IL_62445 | 62445 | Town Fringe | 223 | 0.82755
17035 | 62447 | 17 | NEOGA | CUMBERLAND | IL | IL_62447 | 62447 | Rural Fringe | 498 | 0.87444
17079 | 62448 | 17 | NEWTON | JASPER | IL | IL_62448 | 62448 | Town Fringe | 2080 | 0.83085
17033 | 62449 | 17 | OBLONG | CRAWFORD | IL | IL_62449 | 62449 | Rural Fringe | 1140 | 0.87517
17051 | 62458 | 17 | SAINT ELMO | FAYETTE | IL | IL_62458 | 62458 | Rural Fringe | 530 | 0.8651
17049 | 62461 | 17 | SHUMWAY | EFFINGHAM | IL | IL_62461 | 62461 | Rural Fringe | 641 | 0.86997
17049 | 62467 | 17 | TEUTOPOLIS | EFFINGHAM | IL | IL_62467 | 62467 | Town Fringe | 1466 | 0.82847
17035 | 62468 | 17 | TOLEDO | CUMBERLAND | IL | IL_62468 | 62468 | Rural Fringe | 994 | 0.87153
17051 | 62471 | 17 | VANDALIA | FAYETTE | IL | IL_62471 | 62471 | Town Fringe | 2546 | 0.82356
17049 | 62473 | 17 | WATSON | EFFINGHAM | IL | IL_62473 | 62473 | Rural Fringe | 535 | 0.85126
17023 | 62474 | 17 | WESTFIELD | CLARK | IL | IL_62474 | 62474 | Town Fringe | 198 | 0.83681
17079 | 62475 | 17 | WEST LIBERTY | JASPER | IL | IL_62475 | 62475 | Town Fringe | 84 | 0.84069
17079 | 62479 | 17 | WHEELER | JASPER | IL | IL_62479 | 62479 | Town Fringe | 258 | 0.83617
17079 | 62480 | 17 | WILLOW HILL | JASPER | IL | IL_62480 | 62480 | Town Fringe | 188 | 0.83996
17173 | 62510 | 17 | ASSUMPTION | SHELBY | IL | IL_62510 | 62510 | Rural Fringe | 774 | 0.88431
17021 | 62513 | 17 | BLUE MOUND | CHRISTIAN | IL | IL_62513 | 62513 | Rural Fringe | 776 | 0.88471
17021 | 62531 | 17 | EDINBURG | CHRISTIAN | IL | IL_62531 | 62531 | Rural Fringe | 654 | 0.87819
17021 | 62555 | 17 | OWANECO | CHRISTIAN | IL | IL_62555 | 62555 | Town Fringe | 275 | 0.83856
17173 | 62534 | 17 | FINDLAY | SHELBY | IL | IL_62534 | 62534 | Town Fringe | 569 | 0.82919
17135 | 62538 | 17 | HARVEL | MONTGOMERY | IL | IL_62538 | 62538 | Rural Fringe | 152 | 0.8904
17021 | 62540 | 17 | KINCAID | CHRISTIAN | IL | IL_62540 | 62540 | Rural Fringe | 133 | 0.86042
17115 | 62544 | 17 | MACON | MACON | IL | IL_62544 | 62544 | Rural Fringe | 1589 | 0.88696
17167 | 62545 | 17 | MECHANICSBURG | SANGAMON | IL | IL_62545 | 62545 | Rural Fringe | 301 | 0.87104
17021 | 62546 | 17 | MORRISONVILLE | CHRISTIAN | IL | IL_62546 | 62546 | Rural Fringe | 971 | 0.88639
17173 | 62550 | 17 | MOWEAQUA | SHELBY | IL | IL_62550 | 62550 | Rural Fringe | 504 | 0.88254
17173 | 62553 | 17 | OCONEE | SHELBY | IL | IL_62553 | 62553 | Town Fringe | 497 | 0.82974
17021 | 62557 | 17 | PANA | CHRISTIAN | IL | IL_62557 | 62557 | Town Fringe | 3064 | 0.83206
17167 | 62558 | 17 | PAWNEE | SANGAMON | IL | IL_62558 | 62558 | Town Fringe | 2206 | 0.83821
17167 | 62563 | 17 | ROCHESTER | SANGAMON | IL | IL_62563 | 62563 | Suburb Midsize | 2304 | 0.83402
17173 | 62565 | 17 | SHELBYVILLE | SHELBY | IL | IL_62565 | 62565 | Town Fringe | 2967 | 0.82842
17021 | 62567 | 17 | STONINGTON | CHRISTIAN | IL | IL_62567 | 62567 | Town Fringe | 186 | 0.84056
17021 | 62568 | 17 | TAYLORVILLE | CHRISTIAN | IL | IL_62568 | 62568 | Town Fringe | 5082 | 0.82986
17173 | 62571 | 17 | TOWER HILL | SHELBY | IL | IL_62571 | 62571 | Rural Fringe | 549 | 0.87391
17061 | 62027 | 17 | ELDRED | GREENE | IL | IL_62027 | 62027 | Rural Fringe | 340 | 0.87233
17061 | 62082 | 17 | ROODHOUSE | GREENE | IL | IL_62082 | 62082 | Town Fringe | 1354 | 0.82621
17001 | 62305 | 17 | QUINCY | ADAMS | IL | IL_62305 | 62305 | Town Fringe | 6763 | 0.82643
17171 | 62610 | 17 | ALSEY | SCOTT | IL | IL_62610 | 62610 | Rural Fringe | 473 | 0.85309
17017 | 62618 | 17 | BEARDSTOWN | CASS | IL | IL_62618 | 62618 | Rural Fringe | 2183 | 0.87619
17017 | 62622 | 17 | BLUFF SPRINGS | CASS | IL | IL_62622 | 62622 | Rural Fringe | -999 | 0.88801
17125 | 62627 | 17 | CHANDLERVILLE | MASON | IL | IL_62627 | 62627 | Town Fringe | 523 | 0.82283
17125 | 62633 | 17 | EASTON | MASON | IL | IL_62633 | 62633 | Town Fringe | 695 | 0.83355
17129 | 62642 | 17 | GREENVIEW | MENARD | IL | IL_62642 | 62642 | Rural Fringe | 1021 | 0.88074
17117 | 62649 | 17 | HETTICK | MACOUPIN | IL | IL_62649 | 62649 | Rural Fringe | 259 | 0.8648
17125 | 62664 | 17 | MASON CITY | MASON | IL | IL_62664 | 62664 | Town Fringe | 1002 | 0.83661
17117 | 62672 | 17 | NILWOOD | MACOUPIN | IL | IL_62672 | 62672 | Rural Fringe | 3 | 0.83848
17129 | 62673 | 17 | OAKFORD | MENARD | IL | IL_62673 | 62673 | Town Fringe | 208 | 0.82717
17169 | 62681 | 17 | RUSHVILLE | SCHUYLER | IL | IL_62681 | 62681 | Town Fringe | 2085 | 0.81113
17167 | 62689 | 17 | THAYER | SANGAMON | IL | IL_62689 | 62689 | Town Fringe | 99 | 0.75414
17167 | 62777 | 17 | SPRINGFIELD | SANGAMON | IL | IL_62777 | 62777 | Rural Fringe | 0 | 0.89308
29173 | 63467 | 29 | SAVERTON | RALLS | MO | MO_63467 | 63467 | Town Fringe | 97 | 0.93609
19057 | 52660 | 19 | YARMOUTH | DES MOINES | IA | IA_52660 | 52660 | Rural Fringe | 210 | 0.79263
17117 | 62069 | 17 | MOUNT OLIVE | MACOUPIN | IL | IL_62069 | 62069 | Rural Fringe | 1203 | 0.85953
17117 | 62085 | 17 | SAWYERVILLE | MACOUPIN | IL | IL_62085 | 62085 | Town Fringe | 4 | 0.78809
19057 | 52601 | 19 | BURLINGTON | DES MOINES | IA | IA_52601 | 52601 | Town Fringe | 11955 | 0.94413
19057 | 52637 | 19 | MEDIAPOLIS | DES MOINES | IA | IA_52637 | 52637 | Rural Fringe | 662 | 0.78738
19057 | 52638 | 19 | MIDDLETOWN | DES MOINES | IA | IA_52638 | 52638 | Rural Fringe | 145 | 0.76081
19057 | 52655 | 19 | WEST BURLINGTON | DES MOINES | IA | IA_52655 | 52655 | Town Fringe | 1140 | 0.93864
19111 | 52658 | 19 | WEVER | LEE | IA | IA_52658 | 52658 | Town Fringe | 653 | 0.95804
17067 | 62313 | 17 | BASCO | HANCOCK | IL | IL_62313 | 62313 | Town Fringe | 291 | 0.83256
17169 | 62319 | 17 | CAMDEN | SCHUYLER | IL | IL_62319 | 62319 | Town Fringe | 204 | 0.81161
17001 | 62338 | 17 | FOWLER | ADAMS | IL | IL_62338 | 62338 | Rural Fringe | 940 | 0.8692
17149 | 62357 | 17 | NEW SALEM | PIKE | IL | IL_62357 | 62357 | Town Fringe | 501 | 0.82469
17187 | 61435 | 17 | GERLAW | WARREN | IL | IL_61435 | 61435 | Town Fringe | 127 | 0.82766
17001 | 62359 | 17 | PALOMA | ADAMS | IL | IL_62359 | 62359 | Rural Fringe | 336 | 0.86751
17001 | 62365 | 17 | PLAINVILLE | ADAMS | IL | IL_62365 | 62365 | Rural Fringe | 531 | 0.87247
17057 | 61459 | 17 | MARIETTA | FULTON | IL | IL_61459 | 61459 | Town Fringe | 255 | 0.80751
17095 | 61401 | 17 | GALESBURG | KNOX | IL | IL_61401 | 61401 | Town Fringe | 10739 | 0.81731
17187 | 61417 | 17 | BERWICK | WARREN | IL | IL_61417 | 61417 | Rural Fringe | 297 | 0.87112
17071 | 61418 | 17 | BIGGSVILLE | HENDERSON | IL | IL_61418 | 61418 | Rural Fringe | 344 | 0.86939
17109 | 61420 | 17 | BLANDINSVILLE | MCDONOUGH | IL | IL_61420 | 61420 | Rural Fringe | 401 | 0.8726
17109 | 61422 | 17 | BUSHNELL | MCDONOUGH | IL | IL_61422 | 61422 | Town Fringe | 763 | 0.83347
17187 | 61423 | 17 | CAMERON | WARREN | IL | IL_61423 | 61423 | Town Fringe | 343 | 0.82752
17057 | 61427 | 17 | CUBA | FULTON | IL | IL_61427 | 61427 | Rural Fringe | 906 | 0.8505
17095 | 61436 | 17 | GILSON | KNOX | IL | IL_61436 | 61436 | Town Fringe | 615 | 0.8162
17071 | 61437 | 17 | GLADSTONE | HENDERSON | IL | IL_61437 | 61437 | Rural Fringe | 293 | 0.86262
17109 | 61438 | 17 | GOOD HOPE | MCDONOUGH | IL | IL_61438 | 61438 | Rural Fringe | 349 | 0.87697
17109 | 61440 | 17 | INDUSTRY | MCDONOUGH | IL | IL_61440 | 61440 | Rural Fringe | 362 | 0.86282
17187 | 61447 | 17 | KIRKWOOD | WARREN | IL | IL_61447 | 61447 | Rural Fringe | 223 | 0.87297
17143 | 61451 | 17 | LAURA | PEORIA | IL | IL_61451 | 61451 | Rural Fringe | 280 | 0.8647
17169 | 61452 | 17 | LITTLETON | SCHUYLER | IL | IL_61452 | 61452 | Town Fringe | 254 | 0.81104
17071 | 61453 | 17 | LITTLE YORK | HENDERSON | IL | IL_61453 | 61453 | Rural Fringe | 707 | 0.86404
17071 | 61454 | 17 | LOMAX | HENDERSON | IL | IL_61454 | 61454 | Rural Fringe | 475 | 0.86097
17109 | 61455 | 17 | MACOMB | MCDONOUGH | IL | IL_61455 | 61455 | Town Fringe | 5308 | 0.82341
17175 | 61479 | 17 | SPEER | STARK | IL | IL_61479 | 61479 | Rural Fringe | 0 | 0.87533
17187 | 61462 | 17 | MONMOUTH | WARREN | IL | IL_61462 | 61462 | Rural Fringe | 4375 | 0.86756
17187 | 61473 | 17 | ROSEVILLE | WARREN | IL | IL_61473 | 61473 | Rural Fringe | 608 | 0.8758
17109 | 61475 | 17 | SCIOTA | MCDONOUGH | IL | IL_61475 | 61475 | Rural Fringe | 168 | 0.88135
17071 | 61478 | 17 | SMITHSHIRE | HENDERSON | IL | IL_61478 | 61478 | Rural Fringe | 504 | 0.87704
17071 | 61480 | 17 | STRONGHURST | HENDERSON | IL | IL_61480 | 61480 | Rural Fringe | 552 | 0.8718
17057 | 61484 | 17 | VERMONT | FULTON | IL | IL_61484 | 61484 | Rural Fringe | 489 | 0.86219
17095 | 61485 | 17 | VICTORIA | KNOX | IL | IL_61485 | 61485 | Rural Fringe | 440 | 0.84415
17057 | 61501 | 17 | ASTORIA | FULTON | IL | IL_61501 | 61501 | Rural Fringe | 590 | 0.84631
17057 | 61520 | 17 | CANTON | FULTON | IL | IL_61520 | 61520 | Town Fringe | 5855 | 0.80627
17057 | 61524 | 17 | DUNFERMLINE | FULTON | IL | IL_61524 | 61524 | Town Fringe | -999 | 0.82506
17143 | 61525 | 17 | DUNLAP | PEORIA | IL | IL_61525 | 61525 | Rural Fringe | 1215 | 0.85436
17125 | 61532 | 17 | FOREST CITY | MASON | IL | IL_61532 | 61532 | Rural Fringe | 38 | 0.85526
17143 | 61539 | 17 | KINGSTON MINES | PEORIA | IL | IL_61539 | 61539 | Rural Fringe | 373 | 0.85872
17057 | 61542 | 17 | LEWISTOWN | FULTON | IL | IL_61542 | 61542 | Rural Fringe | 1920 | 0.86006
17143 | 61547 | 17 | MAPLETON | PEORIA | IL | IL_61547 | 61547 | Rural Fringe | 397 | 0.83236
17179 | 61546 | 17 | MANITO | TAZEWELL | IL | IL_61546 | 61546 | Rural Fringe | 1294 | 0.87252
17179 | 61564 | 17 | SOUTH PEKIN | TAZEWELL | IL | IL_61564 | 61564 | Rural Fringe | 330 | 0.85773
17125 | 61567 | 17 | TOPEKA | MASON | IL | IL_61567 | 61567 | Rural Fringe | 332 | 0.8561
17095 | 61572 | 17 | YATES CITY | KNOX | IL | IL_61572 | 61572 | Rural Fringe | 468 | 0.86889
17117 | 62009 | 17 | BENLD | MACOUPIN | IL | IL_62009 | 62009 | Town Fringe | 173 | 0.7888
17083 | 62022 | 17 | DOW | JERSEY | IL | IL_62022 | 62022 | Town Fringe | 740 | 0.82328
17013 | 62045 | 17 | HAMBURG | CALHOUN | IL | IL_62045 | 62045 | Rural Fringe | 198 | 0.84637
17119 | 62002 | 17 | ALTON | MADISON | IL | IL_62002 | 62002 | Suburb Small | 10874 | 0.75949
17013 | 62006 | 17 | BATCHTOWN | CALHOUN | IL | IL_62006 | 62006 | Rural Fringe | 216 | 0.84051
17119 | 62010 | 17 | BETHALTO | MADISON | IL | IL_62010 | 62010 | Suburb Small | 3412 | 0.77922
17083 | 62012 | 17 | BRIGHTON | JERSEY | IL | IL_62012 | 62012 | Rural Fringe | 1796 | 0.85199
17013 | 62013 | 17 | BRUSSELS | CALHOUN | IL | IL_62013 | 62013 | Rural Fringe | 671 | 0.86207
17117 | 62014 | 17 | BUNKER HILL | MACOUPIN | IL | IL_62014 | 62014 | Rural Fringe | 1230 | 0.86617
17061 | 62016 | 17 | CARROLLTON | GREENE | IL | IL_62016 | 62016 | Rural Fringe | 1192 | 0.87479
17119 | 62021 | 17 | DORSEY | MADISON | IL | IL_62021 | 62021 | Suburb Large | 1307 | 0.85504
17083 | 62028 | 17 | ELSAH | JERSEY | IL | IL_62028 | 62028 | Town Fringe | 38 | 0.77431
17083 | 62031 | 17 | FIELDON | JERSEY | IL | IL_62031 | 62031 | Town Fringe | 478 | 0.81201
17117 | 62033 | 17 | GILLESPIE | MACOUPIN | IL | IL_62033 | 62033 | Town Fringe | 1950 | 0.82544
17119 | 62035 | 17 | GODFREY | MADISON | IL | IL_62035 | 62035 | Suburb Small | 5289 | 0.75273
17083 | 62037 | 17 | GRAFTON | JERSEY | IL | IL_62037 | 62037 | Town Fringe | 594 | 0.79407
17061 | 62044 | 17 | GREENFIELD | GREENE | IL | IL_62044 | 62044 | Rural Fringe | 751 | 0.87508
17013 | 62047 | 17 | HARDIN | CALHOUN | IL | IL_62047 | 62047 | Rural Fringe | 391 | 0.84409
17061 | 62050 | 17 | HILLVIEW | GREENE | IL | IL_62050 | 62050 | Town Fringe | 33 | 0.83346
17083 | 62052 | 17 | JERSEYVILLE | JERSEY | IL | IL_62052 | 62052 | Town Fringe | 4076 | 0.83267
17013 | 62053 | 17 | KAMPSVILLE | CALHOUN | IL | IL_62053 | 62053 | Rural Fringe | 1096 | 0.84558
17061 | 62054 | 17 | KANE | GREENE | IL | IL_62054 | 62054 | Town Fringe | 524 | 0.83349
17135 | 62056 | 17 | LITCHFIELD | MONTGOMERY | IL | IL_62056 | 62056 | Town Fringe | 3517 | 0.83086
17083 | 62063 | 17 | MEDORA | JERSEY | IL | IL_62063 | 62063 | Rural Fringe | 797 | 0.87319
17119 | 62074 | 17 | NEW DOUGLAS | MADISON | IL | IL_62074 | 62074 | Town Fringe | 735 | 0.83439
17117 | 62079 | 17 | PIASA | MACOUPIN | IL | IL_62079 | 62079 | Rural Fringe | 233 | 0.87299
17061 | 62081 | 17 | ROCKBRIDGE | GREENE | IL | IL_62081 | 62081 | Rural Fringe | 342 | 0.8802
17005 | 62086 | 17 | SORENTO | BOND | IL | IL_62086 | 62086 | Rural Fringe | 564 | 0.85642
17117 | 62088 | 17 | STAUNTON | MACOUPIN | IL | IL_62088 | 62088 | Town Fringe | 2697 | 0.81544
17135 | 62091 | 17 | WALSHVILLE | MONTGOMERY | IL | IL_62091 | 62091 | Town Fringe | 279 | 0.82309
17061 | 62092 | 17 | WHITE HALL | GREENE | IL | IL_62092 | 62092 | Town Fringe | 1445 | 0.8281
17117 | 62093 | 17 | WILSONVILLE | MACOUPIN | IL | IL_62093 | 62093 | Town Fringe | 39 | 0.79604
17119 | 62097 | 17 | WORDEN | MADISON | IL | IL_62097 | 62097 | Suburb Large | 1211 | 0.86023
17061 | 62098 | 17 | WRIGHTS | GREENE | IL | IL_62098 | 62098 | Rural Fringe | 0 | 0.88049
17067 | 62311 | 17 | AUGUSTA | HANCOCK | IL | IL_62311 | 62311 | Rural Fringe | 434 | 0.86926
17149 | 62312 | 17 | BARRY | PIKE | IL | IL_62312 | 62312 | Rural Fringe | 1012 | 0.8638
17149 | 62314 | 17 | BAYLIS | PIKE | IL | IL_62314 | 62314 | Town Fringe | 646 | 0.82031
17067 | 62316 | 17 | BOWEN | HANCOCK | IL | IL_62316 | 62316 | Rural Fringe | 308 | 0.88292
17001 | 62320 | 17 | CAMP POINT | ADAMS | IL | IL_62320 | 62320 | Rural Fringe | 961 | 0.86658
17067 | 62321 | 17 | CARTHAGE | HANCOCK | IL | IL_62321 | 62321 | Town Fringe | 2227 | 0.83281
17149 | 62323 | 17 | CHAMBERSBURG | PIKE | IL | IL_62323 | 62323 | Rural Fringe | 326 | 0.87515
17001 | 62324 | 17 | CLAYTON | ADAMS | IL | IL_62324 | 62324 | Rural Fringe | 919 | 0.85894
17001 | 62325 | 17 | COATSBURG | ADAMS | IL | IL_62325 | 62325 | Rural Fringe | 443 | 0.87282
17109 | 62326 | 17 | COLCHESTER | MCDONOUGH | IL | IL_62326 | 62326 | Town Fringe | 675 | 0.81561
17001 | 62339 | 17 | GOLDEN | ADAMS | IL | IL_62339 | 62339 | Rural Fringe | 311 | 0.88361
17149 | 62340 | 17 | GRIGGSVILLE | PIKE | IL | IL_62340 | 62340 | Town Fringe | 434 | 0.82771
17067 | 62341 | 17 | HAMILTON | HANCOCK | IL | IL_62341 | 62341 | Town Fringe | 1642 | 0.82906
17169 | 62344 | 17 | HUNTSVILLE | SCHUYLER | IL | IL_62344 | 62344 | Town Fringe | 187 | 0.81514
17169 | 62346 | 17 | LA PRAIRIE | SCHUYLER | IL | IL_62346 | 62346 | Rural Fringe | 622 | 0.86535
17001 | 62347 | 17 | LIBERTY | ADAMS | IL | IL_62347 | 62347 | Rural Fringe | 1210 | 0.86572
17001 | 62351 | 17 | MENDON | ADAMS | IL | IL_62351 | 62351 | Rural Fringe | 758 | 0.86276
17009 | 62353 | 17 | MOUNT STERLING | BROWN | IL | IL_62353 | 62353 | Town Fringe | 1712 | 0.81077
17149 | 62355 | 17 | NEBO | PIKE | IL | IL_62355 | 62355 | Town Fringe | 528 | 0.808
17149 | 62356 | 17 | NEW CANTON | PIKE | IL | IL_62356 | 62356 | Rural Fringe | 388 | 0.87354
17001 | 62360 | 17 | PAYSON | ADAMS | IL | IL_62360 | 62360 | Rural Fringe | 696 | 0.87133
17149 | 62361 | 17 | PEARL | PIKE | IL | IL_62361 | 62361 | Town Fringe | 435 | 0.81241
17149 | 62363 | 17 | PITTSFIELD | PIKE | IL | IL_62363 | 62363 | Town Fringe | 2191 | 0.82511
17149 | 62366 | 17 | PLEASANT HILL | PIKE | IL | IL_62366 | 62366 | Rural Fringe | 656 | 0.86465
17067 | 62367 | 17 | PLYMOUTH | HANCOCK | IL | IL_62367 | 62367 | Rural Fringe | 915 | 0.86851
17149 | 62370 | 17 | ROCKPORT | PIKE | IL | IL_62370 | 62370 | Rural Fringe | 372 | 0.87038
17067 | 62374 | 17 | TENNESSEE | HANCOCK | IL | IL_62374 | 62374 | Rural Fringe | 447 | 0.85533
17167 | 62536 | 17 | GLENARM | SANGAMON | IL | IL_62536 | 62536 | Rural Fringe | 565 | 0.8832
17009 | 62375 | 17 | TIMEWELL | BROWN | IL | IL_62375 | 62375 | Town Fringe | 206 | 0.81911
17009 | 62378 | 17 | VERSAILLES | BROWN | IL | IL_62378 | 62378 | Town Fringe | 309 | 0.81287
17067 | 62380 | 17 | WEST POINT | HANCOCK | IL | IL_62380 | 62380 | Rural Fringe | 376 | 0.86997
17167 | 62530 | 17 | DIVERNON | SANGAMON | IL | IL_62530 | 62530 | Rural Fringe | 720 | 0.88596
17135 | 62533 | 17 | FARMERSVILLE | MONTGOMERY | IL | IL_62533 | 62533 | Rural Fringe | 257 | 0.88826
17135 | 62560 | 17 | RAYMOND | MONTGOMERY | IL | IL_62560 | 62560 | Rural Fringe | 414 | 0.88594
17137 | 62628 | 17 | CHAPIN | MORGAN | IL | IL_62628 | 62628 | Rural Fringe | 506 | 0.87716
17117 | 62630 | 17 | CHESTERFIELD | MACOUPIN | IL | IL_62630 | 62630 | Town Fringe | 265 | 0.82004
17137 | 62631 | 17 | CONCORD | MORGAN | IL | IL_62631 | 62631 | Rural Fringe | 261 | 0.87325
17135 | 62572 | 17 | WAGGONER | MONTGOMERY | IL | IL_62572 | 62572 | Rural Fringe | 226 | 0.88239
17137 | 62601 | 17 | ALEXANDER | MORGAN | IL | IL_62601 | 62601 | Rural Fringe | 404 | 0.88931
17167 | 62684 | 17 | SHERMAN | SANGAMON | IL | IL_62684 | 62684 | Rural Fringe | 1159 | 0.86742
17017 | 62611 | 17 | ARENZVILLE | CASS | IL | IL_62611 | 62611 | Rural Fringe | 456 | 0.87283
17017 | 62612 | 17 | ASHLAND | CASS | IL | IL_62612 | 62612 | Rural Fringe | 684 | 0.87966
17129 | 62613 | 17 | ATHENS | MENARD | IL | IL_62613 | 62613 | Rural Fringe | 824 | 0.87633
17167 | 62615 | 17 | AUBURN | SANGAMON | IL | IL_62615 | 62615 | Town Fringe | 2375 | 0.84129
17125 | 62617 | 17 | BATH | MASON | IL | IL_62617 | 62617 | Town Fringe | 256 | 0.82797
17171 | 62621 | 17 | BLUFFS | SCOTT | IL | IL_62621 | 62621 | Rural Fringe | 413 | 0.8755
17169 | 62624 | 17 | BROWNING | SCHUYLER | IL | IL_62624 | 62624 | Town Fringe | 125 | 0.81459
17167 | 62625 | 17 | CANTRALL | SANGAMON | IL | IL_62625 | 62625 | Rural Fringe | 1331 | 0.87176
17117 | 62626 | 17 | CARLINVILLE | MACOUPIN | IL | IL_62626 | 62626 | Town Fringe | 2795 | 0.82855
17167 | 62629 | 17 | CHATHAM | SANGAMON | IL | IL_62629 | 62629 | Rural Fringe | 3004 | 0.8758
17137 | 62638 | 17 | FRANKLIN | MORGAN | IL | IL_62638 | 62638 | Rural Fringe | 630 | 0.87636
17117 | 62640 | 17 | GIRARD | MACOUPIN | IL | IL_62640 | 62640 | Rural Fringe | 984 | 0.87708
17125 | 62644 | 17 | HAVANA | MASON | IL | IL_62644 | 62644 | Town Fringe | 1951 | 0.82541
17167 | 62701 | 17 | SPRINGFIELD | SANGAMON | IL | IL_62701 | 62701 | City Midsize | 52 | 0.82692
17137 | 62650 | 17 | JACKSONVILLE | MORGAN | IL | IL_62650 | 62650 | Town Fringe | 7879 | 0.83487
17125 | 62655 | 17 | KILBOURNE | MASON | IL | IL_62655 | 62655 | Town Fringe | 80 | 0.82825
17167 | 62661 | 17 | LOAMI | SANGAMON | IL | IL_62661 | 62661 | Rural Fringe | 662 | 0.88332
17171 | 62663 | 17 | MANCHESTER | SCOTT | IL | IL_62663 | 62663 | Rural Fringe | 0 | 0.86324
17137 | 62665 | 17 | MEREDOSIA | MORGAN | IL | IL_62665 | 62665 | Rural Fringe | 441 | 0.87279
17117 | 62667 | 17 | MODESTO | MACOUPIN | IL | IL_62667 | 62667 | Rural Fringe | 173 | 0.87585
17137 | 62668 | 17 | MURRAYVILLE | MORGAN | IL | IL_62668 | 62668 | Town Fringe | 561 | 0.82973
17167 | 62670 | 17 | NEW BERLIN | SANGAMON | IL | IL_62670 | 62670 | Rural Fringe | 1500 | 0.88633
17117 | 62674 | 17 | PALMYRA | MACOUPIN | IL | IL_62674 | 62674 | Rural Fringe | 452 | 0.86994
17129 | 62675 | 17 | PETERSBURG | MENARD | IL | IL_62675 | 62675 | Town Fringe | 2219 | 0.82382
17167 | 62677 | 17 | PLEASANT PLAINS | SANGAMON | IL | IL_62677 | 62677 | Rural Fringe | 1376 | 0.87924
17125 | 62682 | 17 | SAN JOSE | MASON | IL | IL_62682 | 62682 | Town Fringe | 329 | 0.83611
17117 | 62685 | 17 | SHIPMAN | MACOUPIN | IL | IL_62685 | 62685 | Rural Fringe | 1470 | 0.86786
17129 | 62688 | 17 | TALLULA | MENARD | IL | IL_62688 | 62688 | Town Fringe | 261 | 0.83804
17117 | 62690 | 17 | VIRDEN | MACOUPIN | IL | IL_62690 | 62690 | Town Fringe | 1888 | 0.84481
17017 | 62691 | 17 | VIRGINIA | CASS | IL | IL_62691 | 62691 | Rural Fringe | 1057 | 0.87165
17137 | 62692 | 17 | WAVERLY | MORGAN | IL | IL_62692 | 62692 | Rural Fringe | 984 | 0.88462
17171 | 62694 | 17 | WINCHESTER | SCOTT | IL | IL_62694 | 62694 | Rural Fringe | 1376 | 0.87657
17137 | 62695 | 17 | WOODSON | MORGAN | IL | IL_62695 | 62695 | Town Fringe | -999 | 0.82624
17167 | 62702 | 17 | SPRINGFIELD | SANGAMON | IL | IL_62702 | 62702 | City Midsize | 19106 | 0.74254
17167 | 62703 | 17 | SPRINGFIELD | SANGAMON | IL | IL_62703 | 62703 | City Midsize | 14468 | 0.72118
17167 | 62704 | 17 | SPRINGFIELD | SANGAMON | IL | IL_62704 | 62704 | City Midsize | 16580 | 0.7737
17167 | 62711 | 17 | SPRINGFIELD | SANGAMON | IL | IL_62711 | 62711 | Rural Fringe | 4913 | 0.85587
17167 | 62712 | 17 | SPRINGFIELD | SANGAMON | IL | IL_62712 | 62712 | Suburb Midsize | 2339 | 0.80378
29163 | 63330 | 29 | ANNADA | PIKE | MO | MO_63330 | 63330 | Rural Fringe | 168 | 0.81073
29219 | 63381 | 29 | TRUXTON | WARREN | MO | MO_63381 | 63381 | Rural Fringe | 427 | 0.78312
29163 | 63433 | 29 | ASHBURN | PIKE | MO | MO_63433 | 63433 | Town Fringe | 176 | 0.9641
29163 | 63334 | 29 | BOWLING GREEN | PIKE | MO | MO_63334 | 63334 | Town Fringe | 2790 | 0.96686
29163 | 63336 | 29 | CLARKSVILLE | PIKE | MO | MO_63336 | 63336 | Rural Fringe | 818 | 0.79435
29163 | 63339 | 29 | CURRYVILLE | PIKE | MO | MO_63339 | 63339 | Town Fringe | 649 | 0.97162
29113 | 63343 | 29 | ELSBERRY | LINCOLN | MO | MO_63343 | 63343 | Rural Fringe | 2248 | 0.7967
29163 | 63344 | 29 | EOLIA | PIKE | MO | MO_63344 | 63344 | Rural Fringe | 902 | 0.78867
29113 | 63347 | 29 | FOLEY | LINCOLN | MO | MO_63347 | 63347 | Rural Fringe | 1033 | 0.78972
29163 | 63353 | 29 | LOUISIANA | PIKE | MO | MO_63353 | 63353 | Town Fringe | 2022 | 0.95123
29113 | 63362 | 29 | MOSCOW MILLS | LINCOLN | MO | MO_63362 | 63362 | Town Fringe | 2119 | 0.97476
29113 | 63369 | 29 | OLD MONROE | LINCOLN | MO | MO_63369 | 63369 | Rural Fringe | 1178 | 0.81494
29183 | 63373 | 29 | PORTAGE DES SIOUX | SAINT CHARLES | MO | MO_63373 | 63373 | Rural Fringe | 122 | 0.80723
29113 | 63377 | 29 | SILEX | LINCOLN | MO | MO_63377 | 63377 | Rural Fringe | 1107 | 0.7955
29113 | 63379 | 29 | TROY | LINCOLN | MO | MO_63379 | 63379 | Town Fringe | 7557 | 0.95775
29113 | 63389 | 29 | WINFIELD | LINCOLN | MO | MO_63389 | 63389 | Rural Fringe | 1420 | 0.79619
18133 | 46120 | 18 | CLOVERDALE | PUTNAM | IN | IN_46120 | 46120 | Rural Fringe | 1774 | 0.85337
18119 | 47460 | 18 | SPENCER | OWEN | IN | IN_47460 | 47460 | Rural Fringe | 3682 | 0.83757
18167 | 47802 | 18 | TERRE HAUTE | VIGO | IN | IN_47802 | 47802 | City Small | 9137 | 0.82901
18021 | 47834 | 18 | BRAZIL | CLAY | IN | IN_47834 | 47834 | Rural Fringe | 7060 | 0.85212
18153 | 47855 | 18 | HYMERA | SULLIVAN | IN | IN_47855 | 47855 | Rural Fringe | 0 | 0.73614
18121 | 47860 | 18 | MECCA | PARKE | IN | IN_47860 | 47860 | Rural Fringe | 87 | 0.82426
18157 | 47905 | 18 | LAFAYETTE | TIPPECANOE | IN | IN_47905 | 47905 | Rural Fringe | 12503 | 0.85412
18107 | 47916 | 18 | ALAMO | MONTGOMERY | IN | IN_47916 | 47916 | Rural Fringe | 0 | 0.80961
18045 | 47918 | 18 | ATTICA | FOUNTAIN | IN | IN_47918 | 47918 | Town Fringe | 2299 | 0.82153
18045 | 47952 | 18 | KINGMAN | FOUNTAIN | IN | IN_47952 | 47952 | Rural Fringe | 939 | 0.86085
18045 | 47958 | 18 | MELLOTT | FOUNTAIN | IN | IN_47958 | 47958 | Rural Fringe | 0 | 0.87713
18171 | 47993 | 18 | WILLIAMSPORT | WARREN | IN | IN_47993 | 47993 | Rural Fringe | 1085 | 0.86988
17075 | 60926 | 17 | CLAYTONVILLE | IROQUOIS | IL | IL_60926 | 60926 | Rural Fringe | 16 | 0.88009
17183 | 61817 | 17 | CATLIN | VERMILION | IL | IL_61817 | 61817 | Suburb Small | 940 | 0.79806
17183 | 61834 | 17 | DANVILLE | VERMILION | IL | IL_61834 | 61834 | Rural Fringe | 7179 | 0.8595
17045 | 61955 | 17 | VERMILION | EDGAR | IL | IL_61955 | 61955 | Rural Fringe | -999 | 0.89705
18133 | 46105 | 18 | BAINBRIDGE | PUTNAM | IN | IN_46105 | 46105 | Rural Fringe | 939 | 0.86922
18133 | 46128 | 18 | FILLMORE | PUTNAM | IN | IN_46128 | 46128 | Rural Fringe | 1358 | 0.87164
18133 | 46135 | 18 | GREENCASTLE | PUTNAM | IN | IN_46135 | 46135 | Town Fringe | 5232 | 0.81146
18133 | 46175 | 18 | RUSSELLVILLE | PUTNAM | IN | IN_46175 | 46175 | Rural Fringe | 238 | 0.86577
18133 | 46171 | 18 | REELSVILLE | PUTNAM | IN | IN_46171 | 46171 | Rural Fringe | 501 | 0.83949
18133 | 46172 | 18 | ROACHDALE | PUTNAM | IN | IN_46172 | 46172 | Rural Fringe | 723 | 0.87323
18021 | 47858 | 18 | LEWIS | CLAY | IN | IN_47858 | 47858 | Town Fringe | 562 | 0.83181
18167 | 47866 | 18 | PIMENTO | VIGO | IN | IN_47866 | 47866 | City Small | 571 | 0.83908
18165 | 47884 | 18 | UNIVERSAL | VERMILLION | IN | IN_47884 | 47884 | Rural Fringe | -999 | 0.87472
18119 | 47427 | 18 | COAL CITY | OWEN | IN | IN_47427 | 47427 | Rural Fringe | 626 | 0.85209
18119 | 47431 | 18 | FREEDOM | OWEN | IN | IN_47431 | 47431 | Rural Fringe | 660 | 0.84269
18021 | 47438 | 18 | JASONVILLE | CLAY | IN | IN_47438 | 47438 | Town Fringe | 845 | 0.8102
18119 | 47456 | 18 | QUINCY | OWEN | IN | IN_47456 | 47456 | Rural Fringe | 619 | 0.86227
18055 | 47471 | 18 | WORTHINGTON | GREENE | IN | IN_47471 | 47471 | Rural Fringe | 1752 | 0.86459
18157 | 47901 | 18 | LAFAYETTE | TIPPECANOE | IN | IN_47901 | 47901 | City Small | 824 | 0.82907
18157 | 47907 | 18 | WEST LAFAYETTE | TIPPECANOE | IN | IN_47907 | 47907 | Rural Fringe | 95 | 0.85128
18167 | 47803 | 18 | TERRE HAUTE | VIGO | IN | IN_47803 | 47803 | City Small | 6323 | 0.80335
18167 | 47804 | 18 | TERRE HAUTE | VIGO | IN | IN_47804 | 47804 | City Small | 4098 | 0.79296
18167 | 47805 | 18 | TERRE HAUTE | VIGO | IN | IN_47805 | 47805 | City Small | 4101 | 0.8162
18167 | 47807 | 18 | TERRE HAUTE | VIGO | IN | IN_47807 | 47807 | City Small | 3756 | 0.81569
18167 | 47809 | 18 | TERRE HAUTE | VIGO | IN | IN_47809 | 47809 | City Small | 715 | 0.86195
18121 | 47832 | 18 | BLOOMINGDALE | PARKE | IN | IN_47832 | 47832 | Rural Fringe | 304 | 0.84452
18021 | 47833 | 18 | BOWLING GREEN | CLAY | IN | IN_47833 | 47833 | Rural Fringe | 469 | 0.84827
18121 | 47837 | 18 | CARBON | PARKE | IN | IN_47837 | 47837 | Rural Fringe | 508 | 0.85003
18021 | 47840 | 18 | CENTERPOINT | CLAY | IN | IN_47840 | 47840 | Rural Fringe | 644 | 0.85928
18021 | 47841 | 18 | CLAY CITY | CLAY | IN | IN_47841 | 47841 | Rural Fringe | 805 | 0.87299
18165 | 47842 | 18 | CLINTON | VERMILLION | IN | IN_47842 | 47842 | Rural Fringe | 3683 | 0.85893
18021 | 47846 | 18 | CORY | CLAY | IN | IN_47846 | 47846 | Rural Fringe | 250 | 0.87508
18165 | 47847 | 18 | DANA | VERMILLION | IN | IN_47847 | 47847 | Rural Fringe | 567 | 0.87037
18153 | 47849 | 18 | FAIRBANKS | SULLIVAN | IN | IN_47849 | 47849 | Rural Fringe | 95 | 0.86769
18153 | 47850 | 18 | FARMERSBURG | SULLIVAN | IN | IN_47850 | 47850 | Rural Fringe | 692 | 0.87215
18165 | 47854 | 18 | HILLSDALE | VERMILLION | IN | IN_47854 | 47854 | Rural Fringe | 330 | 0.85372
18021 | 47857 | 18 | KNIGHTSVILLE | CLAY | IN | IN_47857 | 47857 | Rural Fringe | -999 | 0.77692
18121 | 47859 | 18 | MARSHALL | PARKE | IN | IN_47859 | 47859 | Rural Fringe | 372 | 0.85296
18121 | 47862 | 18 | MONTEZUMA | PARKE | IN | IN_47862 | 47862 | Rural Fringe | 665 | 0.86135
18167 | 47863 | 18 | NEW GOSHEN | VIGO | IN | IN_47863 | 47863 | City Small | -999 | 0.78579
18119 | 47868 | 18 | POLAND | OWEN | IN | IN_47868 | 47868 | Rural Fringe | 859 | 0.83258
18121 | 47872 | 18 | ROCKVILLE | PARKE | IN | IN_47872 | 47872 | Town Fringe | 2991 | 0.80648
18121 | 47874 | 18 | ROSEDALE | PARKE | IN | IN_47874 | 47874 | Rural Fringe | 1303 | 0.85821
18153 | 47879 | 18 | SHELBURN | SULLIVAN | IN | IN_47879 | 47879 | Rural Fringe | 1130 | 0.85842
18167 | 47885 | 18 | WEST TERRE HAUTE | VIGO | IN | IN_47885 | 47885 | City Small | 3057 | 0.81826
18157 | 47904 | 18 | LAFAYETTE | TIPPECANOE | IN | IN_47904 | 47904 | City Small | 5093 | 0.83094
18157 | 47906 | 18 | WEST LAFAYETTE | TIPPECANOE | IN | IN_47906 | 47906 | Rural Fringe | 11822 | 0.86214
18157 | 47909 | 18 | LAFAYETTE | TIPPECANOE | IN | IN_47909 | 47909 | Rural Fringe | 12398 | 0.86369
18171 | 47917 | 18 | AMBIA | WARREN | IN | IN_47917 | 47917 | Rural Fringe | 157 | 0.88108
18157 | 47920 | 18 | BATTLE GROUND | TIPPECANOE | IN | IN_47920 | 47920 | Rural Fringe | 1026 | 0.86511
18171 | 47921 | 18 | BOSWELL | WARREN | IN | IN_47921 | 47921 | Rural Fringe | 297 | 0.87717
18107 | 47940 | 18 | DARLINGTON | MONTGOMERY | IN | IN_47940 | 47940 | Rural Fringe | 367 | 0.87604
18181 | 47923 | 18 | BROOKSTON | WHITE | IN | IN_47923 | 47923 | Rural Fringe | 1408 | 0.87803
18165 | 47928 | 18 | CAYUGA | VERMILLION | IN | IN_47928 | 47928 | Rural Fringe | 471 | 0.85617
18107 | 47965 | 18 | NEW MARKET | MONTGOMERY | IN | IN_47965 | 47965 | Rural Fringe | 242 | 0.89328
18181 | 47929 | 18 | CHALMERS | WHITE | IN | IN_47929 | 47929 | Rural Fringe | 459 | 0.88114
18157 | 47930 | 18 | CLARKS HILL | TIPPECANOE | IN | IN_47930 | 47930 | Rural Fringe | 361 | 0.87768
18045 | 47932 | 18 | COVINGTON | FOUNTAIN | IN | IN_47932 | 47932 | Town Fringe | 1731 | 0.81943
18107 | 47933 | 18 | CRAWFORDSVILLE | MONTGOMERY | IN | IN_47933 | 47933 | Rural Fringe | 7607 | 0.86464
18007 | 47942 | 18 | EARL PARK | BENTON | IN | IN_47942 | 47942 | Rural Fringe | 369 | 0.87956
18007 | 47944 | 18 | FOWLER | BENTON | IN | IN_47944 | 47944 | Rural Fringe | 1639 | 0.88097
18111 | 47948 | 18 | GOODLAND | NEWTON | IN | IN_47948 | 47948 | Rural Fringe | 598 | 0.88027
18045 | 47949 | 18 | HILLSBORO | FOUNTAIN | IN | IN_47949 | 47949 | Rural Fringe | 680 | 0.86738
18111 | 47951 | 18 | KENTLAND | NEWTON | IN | IN_47951 | 47951 | Rural Fringe | 755 | 0.87691
18107 | 47954 | 18 | LADOGA | MONTGOMERY | IN | IN_47954 | 47954 | Rural Fringe | 1275 | 0.87922
18107 | 47955 | 18 | LINDEN | MONTGOMERY | IN | IN_47955 | 47955 | Rural Fringe | 263 | 0.87998
18107 | 47967 | 18 | NEW RICHMOND | MONTGOMERY | IN | IN_47967 | 47967 | Rural Fringe | 327 | 0.87916
18107 | 47968 | 18 | NEW ROSS | MONTGOMERY | IN | IN_47968 | 47968 | Rural Fringe | 495 | 0.87693
18045 | 47969 | 18 | NEWTOWN | FOUNTAIN | IN | IN_47969 | 47969 | Rural Fringe | 0 | 0.87656
18171 | 47970 | 18 | OTTERBEIN | WARREN | IN | IN_47970 | 47970 | Rural Fringe | 658 | 0.87484
18007 | 47971 | 18 | OXFORD | BENTON | IN | IN_47971 | 47971 | Rural Fringe | 450 | 0.87796
18165 | 47974 | 18 | PERRYSVILLE | VERMILLION | IN | IN_47974 | 47974 | Rural Fringe | 900 | 0.86932
18171 | 47975 | 18 | PINE VILLAGE | WARREN | IN | IN_47975 | 47975 | Rural Fringe | 497 | 0.87274
18073 | 47977 | 18 | REMINGTON | JASPER | IN | IN_47977 | 47977 | Rural Fringe | 779 | 0.87992
18157 | 47981 | 18 | ROMNEY | TIPPECANOE | IN | IN_47981 | 47981 | Rural Fringe | 412 | 0.8788
18045 | 47987 | 18 | VEEDERSBURG | FOUNTAIN | IN | IN_47987 | 47987 | Rural Fringe | 1741 | 0.86671
18107 | 47989 | 18 | WAVELAND | MONTGOMERY | IN | IN_47989 | 47989 | Rural Fringe | 595 | 0.86502
18107 | 47990 | 18 | WAYNETOWN | MONTGOMERY | IN | IN_47990 | 47990 | Rural Fringe | 1228 | 0.87186
18171 | 47991 | 18 | WEST LEBANON | WARREN | IN | IN_47991 | 47991 | Rural Fringe | 243 | 0.87722
18157 | 47992 | 18 | WESTPOINT | TIPPECANOE | IN | IN_47992 | 47992 | Rural Fringe | 774 | 0.87022
18107 | 47994 | 18 | WINGATE | MONTGOMERY | IN | IN_47994 | 47994 | Rural Fringe | 148 | 0.8788
17183 | 61833 | 17 | TILTON | VERMILION | IL | IL_61833 | 61833 | City Small | 556 | 0.8136
17075 | 60973 | 17 | WELLINGTON | IROQUOIS | IL | IL_60973 | 60973 | Town Fringe | 130 | 0.83451
17183 | 60942 | 17 | HOOPESTON | VERMILION | IL | IL_60942 | 60942 | Town Fringe | 2680 | 0.83438
17075 | 60953 | 17 | MILFORD | IROQUOIS | IL | IL_60953 | 60953 | Rural Fringe | 985 | 0.87562
17183 | 60963 | 17 | ROSSVILLE | VERMILION | IL | IL_60963 | 60963 | Rural Fringe | 485 | 0.87785
17075 | 60966 | 17 | SHELDON | IROQUOIS | IL | IL_60966 | 60966 | Rural Fringe | 875 | 0.87166
17183 | 61811 | 17 | ALVIN | VERMILION | IL | IL_61811 | 61811 | Rural Fringe | 178 | 0.87314
17183 | 61814 | 17 | BISMARCK | VERMILION | IL | IL_61814 | 61814 | Rural Fringe | 438 | 0.87711
17183 | 61832 | 17 | DANVILLE | VERMILION | IL | IL_61832 | 61832 | City Small | 6894 | 0.79525
17183 | 61846 | 17 | GEORGETOWN | VERMILION | IL | IL_61846 | 61846 | Rural Fringe | 1637 | 0.86493
17183 | 61858 | 17 | OAKWOOD | VERMILION | IL | IL_61858 | 61858 | Rural Fringe | 505 | 0.84831
17183 | 61870 | 17 | RIDGE FARM | VERMILION | IL | IL_61870 | 61870 | Rural Fringe | 479 | 0.88048
17183 | 61883 | 17 | WESTVILLE | VERMILION | IL | IL_61883 | 61883 | Suburb Small | 2052 | 0.79107
17045 | 61924 | 17 | CHRISMAN | EDGAR | IL | IL_61924 | 61924 | Rural Fringe | 806 | 0.8789
17045 | 61944 | 17 | PARIS | EDGAR | IL | IL_61944 | 61944 | Rural Fringe | 5381 | 0.87364
17023 | 62423 | 17 | DENNISON | CLARK | IL | IL_62423 | 62423 | Town Fringe | 96 | 0.815
17023 | 62441 | 17 | MARSHALL | CLARK | IL | IL_62441 | 62441 | Town Fringe | 2385 | 0.81854
17023 | 62477 | 17 | WEST UNION | CLARK | IL | IL_62477 | 62477 | Town Fringe | 330 | 0.83176
17023 | 62478 | 17 | WEST YORK | CLARK | IL | IL_62478 | 62478 | Rural Fringe | 98 | 0.86956
17031 | 60038 | 17 | PALATINE | COOK | IL | IL_60038 | 60038 | City Large | 1 | 1
17197 | 60410 | 17 | CHANNAHON | WILL | IL | IL_60410 | 60410 | Town Fringe | 2529 | 0.79992
17031 | 60439 | 17 | LEMONT | COOK | IL | IL_60439 | 60439 | Suburb Large | 8357 | 0.86813
17197 | 60440 | 17 | BOLINGBROOK | WILL | IL | IL_60440 | 60440 | Suburb Large | 14511 | 0.83607
17031 | 60453 | 17 | OAK LAWN | COOK | IL | IL_60453 | 60453 | City Large | 19233 | 0.87376
17031 | 60472 | 17 | ROBBINS | COOK | IL | IL_60472 | 60472 | City Large | 1622 | 0.79671
17031 | 60482 | 17 | WORTH | COOK | IL | IL_60482 | 60482 | City Large | 2266 | 0.77778
17043 | 60516 | 17 | DOWNERS GROVE | DUPAGE | IL | IL_60516 | 60516 | Suburb Large | 8658 | 0.86902
17043 | 60527 | 17 | WILLOWBROOK | DUPAGE | IL | IL_60527 | 60527 | Suburb Large | 7207 | 0.81603
17093 | 60536 | 17 | MILLBROOK | KENDALL | IL | IL_60536 | 60536 | Town Fringe | 371 | 0.8174
17089 | 60542 | 17 | NORTH AURORA | KANE | IL | IL_60542 | 60542 | Suburb Large | 3539 | 0.83055
17043 | 60572 | 17 | AURORA | DUPAGE | IL | IL_60572 | 60572 | Suburb Large | -999 | -999
17031 | 60643 | 17 | CHICAGO | COOK | IL | IL_60643 | 60643 | City Large | 16807 | 0.8105
17031 | 60655 | 17 | CHICAGO | COOK | IL | IL_60655 | 60655 | City Large | 11537 | 0.81988
17031 | 60827 | 17 | RIVERDALE | COOK | IL | IL_60827 | 60827 | City Large | 7261 | 0.80099
17011 | 61329 | 17 | LADD | BUREAU | IL | IL_61329 | 61329 | Rural Fringe | 362 | 0.86116
17099 | 61332 | 17 | LEONORE | LA SALLE | IL | IL_61332 | 61332 | Rural Fringe | 16 | 0.8746
17011 | 61337 | 17 | MALDEN | BUREAU | IL | IL_61337 | 61337 | Rural Fringe | 49 | 0.86734
17155 | 61363 | 17 | STANDARD | PUTNAM | IL | IL_61363 | 61363 | Rural Fringe | 103 | 0.86287
17099 | 61371 | 17 | TRIUMPH | LA SALLE | IL | IL_61371 | 61371 | Town Fringe | -999 | 0.83509
17011 | 61315 | 17 | BUREAU | BUREAU | IL | IL_61315 | 61315 | Rural Fringe | 60 | 0.81736
17099 | 61316 | 17 | CEDAR POINT | LA SALLE | IL | IL_61316 | 61316 | Rural Fringe | 173 | 0.87196
17011 | 61317 | 17 | CHERRY | BUREAU | IL | IL_61317 | 61317 | Rural Fringe | 403 | 0.84102
17103 | 61318 | 17 | COMPTON | LEE | IL | IL_61318 | 61318 | Rural Fringe | 267 | 0.86517
17197 | 60421 | 17 | ELWOOD | WILL | IL | IL_60421 | 60421 | Town Fringe | 1921 | 0.8183
17031 | 60456 | 17 | HOMETOWN | COOK | IL | IL_60456 | 60456 | City Large | 887 | 0.93574
17063 | 60474 | 17 | SOUTH WILMINGTON | GRUNDY | IL | IL_60474 | 60474 | Rural Fringe | 103 | 0.86651
17197 | 60484 | 17 | UNIVERSITY PARK | WILL | IL | IL_60484 | 60484 | Suburb Large | 756 | 0.82663
17093 | 60537 | 17 | MILLINGTON | KENDALL | IL | IL_60537 | 60537 | Suburb Large | 83 | 0.73345
17197 | 60403 | 17 | CREST HILL | WILL | IL | IL_60403 | 60403 | City Midsize | 2638 | 0.77509
17197 | 60404 | 17 | SHOREWOOD | WILL | IL | IL_60404 | 60404 | City Midsize | 5980 | 0.77156
17031 | 60406 | 17 | BLUE ISLAND | COOK | IL | IL_60406 | 60406 | City Large | 7344 | 0.78091
17063 | 60407 | 17 | BRACEVILLE | GRUNDY | IL | IL_60407 | 60407 | Rural Fringe | 802 | 0.84215
17099 | 60549 | 17 | SERENA | LA SALLE | IL | IL_60549 | 60549 | Rural Fringe | 412 | 0.85929
17197 | 60408 | 17 | BRAIDWOOD | WILL | IL | IL_60408 | 60408 | Rural Fringe | 1656 | 0.81763
17031 | 60415 | 17 | CHICAGO RIDGE | COOK | IL | IL_60415 | 60415 | City Large | 2508 | 0.79355
17063 | 60416 | 17 | COAL CITY | GRUNDY | IL | IL_60416 | 60416 | Town Fringe | 1457 | 0.805
17105 | 60420 | 17 | DWIGHT | LIVINGSTON | IL | IL_60420 | 60420 | Rural Fringe | 1901 | 0.87402
17031 | 60422 | 17 | FLOSSMOOR | COOK | IL | IL_60422 | 60422 | Suburb Large | 3605 | 0.81931
17197 | 60423 | 17 | FRANKFORT | WILL | IL | IL_60423 | 60423 | Town Fringe | 9276 | 0.8059
17063 | 60424 | 17 | GARDNER | GRUNDY | IL | IL_60424 | 60424 | Rural Fringe | 1188 | 0.86608
17031 | 60428 | 17 | MARKHAM | COOK | IL | IL_60428 | 60428 | City Large | 4333 | 0.779
17197 | 60431 | 17 | JOLIET | WILL | IL | IL_60431 | 60431 | City Midsize | 2725 | 0.78337
17197 | 60432 | 17 | JOLIET | WILL | IL | IL_60432 | 60432 | Suburb Large | 4687 | 0.83529
17197 | 60433 | 17 | JOLIET | WILL | IL | IL_60433 | 60433 | Suburb Large | 5116 | 0.83369
17197 | 60435 | 17 | JOLIET | WILL | IL | IL_60435 | 60435 | City Midsize | 12288 | 0.78616
17197 | 60436 | 17 | JOLIET | WILL | IL | IL_60436 | 60436 | City Midsize | 4886 | 0.78087
17063 | 60437 | 17 | KINSMAN | GRUNDY | IL | IL_60437 | 60437 | Rural Fringe | 61 | 0.8734
17197 | 60441 | 17 | LOCKPORT | WILL | IL | IL_60441 | 60441 | Suburb Large | 9461 | 0.8269
17197 | 60442 | 17 | MANHATTAN | WILL | IL | IL_60442 | 60442 | Town Fringe | 3467 | 0.82877
17031 | 60443 | 17 | MATTESON | COOK | IL | IL_60443 | 60443 | Suburb Large | 6632 | 0.84438
17063 | 60444 | 17 | MAZON | GRUNDY | IL | IL_60444 | 60444 | Town Fringe | 493 | 0.82328
17031 | 60445 | 17 | MIDLOTHIAN | COOK | IL | IL_60445 | 60445 | City Large | 6255 | 0.78027
17197 | 60446 | 17 | ROMEOVILLE | WILL | IL | IL_60446 | 60446 | Suburb Large | 8110 | 0.83562
17093 | 60447 | 17 | MINOOKA | KENDALL | IL | IL_60447 | 60447 | Rural Fringe | 3796 | 0.86609
17197 | 60448 | 17 | MOKENA | WILL | IL | IL_60448 | 60448 | Town Fringe | 6931 | 0.8024
17197 | 60449 | 17 | MONEE | WILL | IL | IL_60449 | 60449 | Suburb Large | 3614 | 0.8535
17063 | 60450 | 17 | MORRIS | GRUNDY | IL | IL_60450 | 60450 | Town Fringe | 7423 | 0.81182
17197 | 60451 | 17 | NEW LENOX | WILL | IL | IL_60451 | 60451 | Town Fringe | 8286 | 0.80077
17031 | 60452 | 17 | OAK FOREST | COOK | IL | IL_60452 | 60452 | City Large | 6315 | 0.78317
17031 | 60455 | 17 | BRIDGEVIEW | COOK | IL | IL_60455 | 60455 | City Large | 3578 | 0.79908
17031 | 60457 | 17 | HICKORY HILLS | COOK | IL | IL_60457 | 60457 | City Large | 3356 | 0.7862
17031 | 60458 | 17 | JUSTICE | COOK | IL | IL_60458 | 60458 | City Large | 1926 | 0.79019
17031 | 60459 | 17 | BURBANK | COOK | IL | IL_60459 | 60459 | City Large | 10165 | 0.84958
17031 | 60461 | 17 | OLYMPIA FIELDS | COOK | IL | IL_60461 | 60461 | Suburb Large | 2142 | 0.82087
17031 | 60462 | 17 | ORLAND PARK | COOK | IL | IL_60462 | 60462 | City Large | 9085 | 0.78834
17031 | 60463 | 17 | PALOS HEIGHTS | COOK | IL | IL_60463 | 60463 | City Large | 3959 | 0.78403
17031 | 60464 | 17 | PALOS PARK | COOK | IL | IL_60464 | 60464 | Suburb Large | 2637 | 0.81913
17031 | 60465 | 17 | PALOS HILLS | COOK | IL | IL_60465 | 60465 | City Large | 3498 | 0.77486
17031 | 60467 | 17 | ORLAND PARK | COOK | IL | IL_60467 | 60467 | Suburb Large | 6331 | 0.84206
17197 | 60468 | 17 | PEOTONE | WILL | IL | IL_60468 | 60468 | Town Fringe | 2234 | 0.83372
17099 | 60470 | 17 | RANSOM | LA SALLE | IL | IL_60470 | 60470 | Rural Fringe | 385 | 0.87251
17031 | 60471 | 17 | RICHTON PARK | COOK | IL | IL_60471 | 60471 | Suburb Large | 2489 | 0.84757
17031 | 60477 | 17 | TINLEY PARK | COOK | IL | IL_60477 | 60477 | Suburb Large | 10238 | 0.85138
17031 | 60478 | 17 | COUNTRY CLUB HILLS | COOK | IL | IL_60478 | 60478 | Suburb Large | 4801 | 0.84745
17063 | 60479 | 17 | VERONA | GRUNDY | IL | IL_60479 | 60479 | Town Fringe | 290 | 0.82618
17031 | 60480 | 17 | WILLOW SPRINGS | COOK | IL | IL_60480 | 60480 | City Large | 1436 | 0.77516
17197 | 60481 | 17 | WILMINGTON | WILL | IL | IL_60481 | 60481 | Town Fringe | 3870 | 0.81264
17031 | 60487 | 17 | TINLEY PARK | COOK | IL | IL_60487 | 60487 | Town Fringe | 5973 | 0.82148
17197 | 60490 | 17 | BOLINGBROOK | WILL | IL | IL_60490 | 60490 | City Midsize | 3946 | 0.76732
17197 | 60491 | 17 | HOMER GLEN | WILL | IL | IL_60491 | 60491 | Suburb Large | 7679 | 0.82977
17031 | 60501 | 17 | SUMMIT ARGO | COOK | IL | IL_60501 | 60501 | City Large | 3312 | 0.83847
17043 | 60502 | 17 | AURORA | DUPAGE | IL | IL_60502 | 60502 | City Midsize | 3635 | 0.75809
17197 | 60503 | 17 | AURORA | WILL | IL | IL_60503 | 60503 | Rural Fringe | 3507 | 0.83471
17043 | 60504 | 17 | AURORA | DUPAGE | IL | IL_60504 | 60504 | City Midsize | 6453 | 0.77101
17089 | 60505 | 17 | AURORA | KANE | IL | IL_60505 | 60505 | Suburb Large | 14391 | 0.8339
17089 | 60506 | 17 | AURORA | KANE | IL | IL_60506 | 60506 | Suburb Large | 13163 | 0.83233
17089 | 60511 | 17 | BIG ROCK | KANE | IL | IL_60511 | 60511 | Rural Fringe | 701 | 0.86208
17093 | 60512 | 17 | BRISTOL | KENDALL | IL | IL_60512 | 60512 | Suburb Large | 1720 | 0.83387
17043 | 60514 | 17 | CLARENDON HILLS | DUPAGE | IL | IL_60514 | 60514 | Suburb Large | 3077 | 0.8154
17043 | 60515 | 17 | DOWNERS GROVE | DUPAGE | IL | IL_60515 | 60515 | Suburb Large | 9481 | 0.76986
17043 | 60517 | 17 | WOODRIDGE | DUPAGE | IL | IL_60517 | 60517 | City Midsize | 6342 | 0.76193
17099 | 60518 | 17 | EARLVILLE | LA SALLE | IL | IL_60518 | 60518 | Rural Fringe | 1346 | 0.86751
17037 | 60520 | 17 | HINCKLEY | DEKALB | IL | IL_60520 | 60520 | Rural Fringe | 560 | 0.86801
17043 | 60521 | 17 | HINSDALE | DUPAGE | IL | IL_60521 | 60521 | Suburb Large | 5745 | 0.83551
17031 | 60525 | 17 | LA GRANGE | COOK | IL | IL_60525 | 60525 | City Large | 7122 | 0.79079
17103 | 60530 | 17 | LEE | LEE | IL | IL_60530 | 60530 | Rural Fringe | 192 | 0.86463
17099 | 60531 | 17 | LELAND | LA SALLE | IL | IL_60531 | 60531 | Rural Fringe | 1167 | 0.8664
17043 | 60532 | 17 | LISLE | DUPAGE | IL | IL_60532 | 60532 | Suburb Large | 6141 | 0.81345
17093 | 60538 | 17 | MONTGOMERY | KENDALL | IL | IL_60538 | 60538 | Rural Fringe | 5364 | 0.83002
17043 | 60540 | 17 | NAPERVILLE | DUPAGE | IL | IL_60540 | 60540 | City Midsize | 10878 | 0.76837
17093 | 60541 | 17 | NEWARK | KENDALL | IL | IL_60541 | 60541 | Suburb Large | 2415 | 0.85738
17093 | 60543 | 17 | OSWEGO | KENDALL | IL | IL_60543 | 60543 | Rural Fringe | 9835 | 0.85044
17197 | 60544 | 17 | PLAINFIELD | WILL | IL | IL_60544 | 60544 | City Midsize | 7796 | 0.77024
17093 | 60545 | 17 | PLANO | KENDALL | IL | IL_60545 | 60545 | Town Fringe | 3790 | 0.80589
17037 | 60548 | 17 | SANDWICH | DEKALB | IL | IL_60548 | 60548 | Town Fringe | 3678 | 0.8158
17037 | 60550 | 17 | SHABBONA | DEKALB | IL | IL_60550 | 60550 | Rural Fringe | 342 | 0.86251
17099 | 60551 | 17 | SHERIDAN | LA SALLE | IL | IL_60551 | 60551 | Rural Fringe | 1128 | 0.85472
17037 | 60552 | 17 | SOMONAUK | DEKALB | IL | IL_60552 | 60552 | Town Fringe | 1021 | 0.81866
17103 | 60553 | 17 | STEWARD | LEE | IL | IL_60553 | 60553 | Rural Fringe | 323 | 0.86563
17089 | 60554 | 17 | SUGAR GROVE | KANE | IL | IL_60554 | 60554 | Rural Fringe | 4725 | 0.84712
17043 | 60555 | 17 | WARRENVILLE | DUPAGE | IL | IL_60555 | 60555 | Suburb Large | 2797 | 0.82745
17037 | 60556 | 17 | WATERMAN | DEKALB | IL | IL_60556 | 60556 | Rural Fringe | 491 | 0.8698
17031 | 60558 | 17 | WESTERN SPRINGS | COOK | IL | IL_60558 | 60558 | Suburb Large | 4325 | 0.83743
17043 | 60559 | 17 | WESTMONT | DUPAGE | IL | IL_60559 | 60559 | Suburb Large | 6105 | 0.82359
17093 | 60560 | 17 | YORKVILLE | KENDALL | IL | IL_60560 | 60560 | Suburb Large | 6184 | 0.84691
17043 | 60561 | 17 | DARIEN | DUPAGE | IL | IL_60561 | 60561 | Suburb Large | 5648 | 0.82783
17043 | 60563 | 17 | NAPERVILLE | DUPAGE | IL | IL_60563 | 60563 | City Midsize | 7236 | 0.76486
17197 | 60564 | 17 | NAPERVILLE | WILL | IL | IL_60564 | 60564 | City Midsize | 9686 | 0.76109
17043 | 60565 | 17 | NAPERVILLE | DUPAGE | IL | IL_60565 | 60565 | City Midsize | 8480 | 0.76583
17197 | 60585 | 17 | PLAINFIELD | WILL | IL | IL_60585 | 60585 | City Midsize | 5339 | 0.77157
17197 | 60586 | 17 | PLAINFIELD | WILL | IL | IL_60586 | 60586 | City Midsize | 9627 | 0.78387
17031 | 60601 | 17 | CHICAGO | COOK | IL | IL_60601 | 60601 | City Large | 18 | 0.5
17031 | 60603 | 17 | CHICAGO | COOK | IL | IL_60603 | 60603 | City Large | 9 | 0.55556
17031 | 60604 | 17 | CHICAGO | COOK | IL | IL_60604 | 60604 | City Large | 5 | 0.4
17031 | 60605 | 17 | CHICAGO | COOK | IL | IL_60605 | 60605 | City Large | 226 | 0.74336
17031 | 60606 | 17 | CHICAGO | COOK | IL | IL_60606 | 60606 | City Large | 11 | 0.090909
17031 | 60607 | 17 | CHICAGO | COOK | IL | IL_60607 | 60607 | City Large | 998 | 0.90982
17031 | 60608 | 17 | CHICAGO | COOK | IL | IL_60608 | 60608 | City Large | 10792 | 0.80282
17031 | 60609 | 17 | CHICAGO | COOK | IL | IL_60609 | 60609 | City Large | 12376 | 0.78289
17031 | 60615 | 17 | CHICAGO | COOK | IL | IL_60615 | 60615 | City Large | 2014 | 0.92453
17031 | 60616 | 17 | CHICAGO | COOK | IL | IL_60616 | 60616 | City Large | 4316 | 0.80839
17031 | 60619 | 17 | CHICAGO | COOK | IL | IL_60619 | 60619 | City Large | 17454 | 0.85213
17031 | 60620 | 17 | CHICAGO | COOK | IL | IL_60620 | 60620 | City Large | 18447 | 0.84697
17031 | 60621 | 17 | CHICAGO | COOK | IL | IL_60621 | 60621 | City Large | 6775 | 0.77491
17031 | 60629 | 17 | CHICAGO | COOK | IL | IL_60629 | 60629 | City Large | 24721 | 0.86178
17031 | 60632 | 17 | CHICAGO | COOK | IL | IL_60632 | 60632 | City Large | 17489 | 0.79993
17031 | 60636 | 17 | CHICAGO | COOK | IL | IL_60636 | 60636 | City Large | 10525 | 0.75563
17031 | 60637 | 17 | CHICAGO | COOK | IL | IL_60637 | 60637 | City Large | 4621 | 0.89245
17031 | 60638 | 17 | CHICAGO | COOK | IL | IL_60638 | 60638 | City Large | 19570 | 0.85805
17031 | 60652 | 17 | CHICAGO | COOK | IL | IL_60652 | 60652 | City Large | 12971 | 0.86948
17031 | 60653 | 17 | CHICAGO | COOK | IL | IL_60653 | 60653 | City Large | 2125 | 0.92235
17031 | 60803 | 17 | ALSIP | COOK | IL | IL_60803 | 60803 | City Large | 7089 | 0.8437
17031 | 60804 | 17 | CICERO | COOK | IL | IL_60804 | 60804 | City Large | 15992 | 0.8044
17031 | 60805 | 17 | EVERGREEN PARK | COOK | IL | IL_60805 | 60805 | City Large | 7818 | 0.82553
17091 | 60901 | 17 | KANKAKEE | KANKAKEE | IL | IL_60901 | 60901 | Rural Fringe | 12183 | 0.86946
17091 | 60913 | 17 | BONFIELD | KANKAKEE | IL | IL_60913 | 60913 | Rural Fringe | 597 | 0.87442
17091 | 60914 | 17 | BOURBONNAIS | KANKAKEE | IL | IL_60914 | 60914 | Town Fringe | 6965 | 0.82275
17091 | 60915 | 17 | BRADLEY | KANKAKEE | IL | IL_60915 | 60915 | City Small | 2398 | 0.83546
17091 | 60917 | 17 | BUCKINGHAM | KANKAKEE | IL | IL_60917 | 60917 | Rural Fringe | 280 | 0.87637
17053 | 60919 | 17 | CABERY | FORD | IL | IL_60919 | 60919 | Rural Fringe | 170 | 0.87738
17091 | 60922 | 17 | CHEBANSE | KANKAKEE | IL | IL_60922 | 60922 | Rural Fringe | 730 | 0.87401
17091 | 60935 | 17 | ESSEX | KANKAKEE | IL | IL_60935 | 60935 | Rural Fringe | 118 | 0.86453
17091 | 60940 | 17 | GRANT PARK | KANKAKEE | IL | IL_60940 | 60940 | Rural Fringe | 1652 | 0.87785
17091 | 60941 | 17 | HERSCHER | KANKAKEE | IL | IL_60941 | 60941 | Rural Fringe | 878 | 0.87795
17091 | 60950 | 17 | MANTENO | KANKAKEE | IL | IL_60950 | 60950 | Town Fringe | 2614 | 0.831
17091 | 60954 | 17 | MOMENCE | KANKAKEE | IL | IL_60954 | 60954 | Town Fringe | 1729 | 0.82692
17091 | 60961 | 17 | REDDICK | KANKAKEE | IL | IL_60961 | 60961 | Rural Fringe | 417 | 0.87434
17091 | 60964 | 17 | SAINT ANNE | KANKAKEE | IL | IL_60964 | 60964 | City Small | 1772 | 0.83718
17091 | 60969 | 17 | UNION HILL | KANKAKEE | IL | IL_60969 | 60969 | Rural Fringe | 252 | 0.8333
17099 | 61301 | 17 | LA SALLE | LA SALLE | IL | IL_61301 | 61301 | Rural Fringe | 2957 | 0.85854
17103 | 61310 | 17 | AMBOY | LEE | IL | IL_61310 | 61310 | Town Fringe | 1093 | 0.81147
17011 | 61312 | 17 | ARLINGTON | BUREAU | IL | IL_61312 | 61312 | Rural Fringe | 660 | 0.86833
17105 | 61313 | 17 | BLACKSTONE | LIVINGSTON | IL | IL_61313 | 61313 | Rural Fringe | 351 | 0.87428
17105 | 61319 | 17 | CORNELL | LIVINGSTON | IL | IL_61319 | 61319 | Rural Fringe | 468 | 0.86749
17011 | 61320 | 17 | DALZELL | BUREAU | IL | IL_61320 | 61320 | Rural Fringe | 256 | 0.81903
17011 | 61322 | 17 | DEPUE | BUREAU | IL | IL_61322 | 61322 | Rural Fringe | 0 | 0.86789
17103 | 61324 | 17 | ELDENA | LEE | IL | IL_61324 | 61324 | Town Fringe | 24 | 0.79714
17099 | 61325 | 17 | GRAND RIDGE | LA SALLE | IL | IL_61325 | 61325 | Rural Fringe | 502 | 0.874
17155 | 61326 | 17 | GRANVILLE | PUTNAM | IL | IL_61326 | 61326 | Rural Fringe | 703 | 0.85851
17155 | 61327 | 17 | HENNEPIN | PUTNAM | IL | IL_61327 | 61327 | Rural Fringe | 600 | 0.8508
17011 | 61330 | 17 | LA MOILLE | BUREAU | IL | IL_61330 | 61330 | Rural Fringe | 742 | 0.86631
17099 | 61334 | 17 | LOSTANT | LA SALLE | IL | IL_61334 | 61334 | Rural Fringe | 564 | 0.87759
17155 | 61335 | 17 | MC NABB | PUTNAM | IL | IL_61335 | 61335 | Rural Fringe | 335 | 0.86234
17155 | 61336 | 17 | MAGNOLIA | PUTNAM | IL | IL_61336 | 61336 | Rural Fringe | 469 | 0.85728
17099 | 61341 | 17 | MARSEILLES | LA SALLE | IL | IL_61341 | 61341 | Rural Fringe | 2596 | 0.8492
17099 | 61342 | 17 | MENDOTA | LA SALLE | IL | IL_61342 | 61342 | Town Fringe | 3535 | 0.82079
17099 | 61348 | 17 | OGLESBY | LA SALLE | IL | IL_61348 | 61348 | Rural Fringe | 2373 | 0.85625
17011 | 61349 | 17 | OHIO | BUREAU | IL | IL_61349 | 61349 | Rural Fringe | 486 | 0.86423
17099 | 61350 | 17 | OTTAWA | LA SALLE | IL | IL_61350 | 61350 | Rural Fringe | 8590 | 0.86033
17103 | 61353 | 17 | PAW PAW | LEE | IL | IL_61353 | 61353 | Rural Fringe | 338 | 0.86593
17099 | 61354 | 17 | PERU | LA SALLE | IL | IL_61354 | 61354 | Rural Fringe | 4253 | 0.85931
17011 | 61356 | 17 | PRINCETON | BUREAU | IL | IL_61356 | 61356 | Rural Fringe | 4449 | 0.85499
17099 | 61360 | 17 | SENECA | LA SALLE | IL | IL_61360 | 61360 | Rural Fringe | 939 | 0.86187
17011 | 61362 | 17 | SPRING VALLEY | BUREAU | IL | IL_61362 | 61362 | Rural Fringe | 1827 | 0.84429
17099 | 61364 | 17 | STREATOR | LA SALLE | IL | IL_61364 | 61364 | Rural Fringe | 7204 | 0.86813
17103 | 61367 | 17 | SUBLETTE | LEE | IL | IL_61367 | 61367 | Town Fringe | 463 | 0.81496
17011 | 61368 | 17 | TISKILWA | BUREAU | IL | IL_61368 | 61368 | Rural Fringe | 761 | 0.85561
17099 | 61370 | 17 | TONICA | LA SALLE | IL | IL_61370 | 61370 | Rural Fringe | 400 | 0.87204
17099 | 61373 | 17 | UTICA | LA SALLE | IL | IL_61373 | 61373 | Rural Fringe | 801 | 0.86662
17099 | 61377 | 17 | WENONA | LA SALLE | IL | IL_61377 | 61377 | Rural Fringe | 584 | 0.87498
17103 | 61378 | 17 | WEST BROOKLYN | LEE | IL | IL_61378 | 61378 | Rural Fringe | 436 | 0.86542
17011 | 61379 | 17 | WYANET | BUREAU | IL | IL_61379 | 61379 | Rural Fringe | 373 | 0.86179
17123 | 61537 | 17 | HENRY | MARSHALL | IL | IL_61537 | 61537 | Rural Fringe | 1218 | 0.8628
17123 | 61540 | 17 | LACON | MARSHALL | IL | IL_61540 | 61540 | Rural Fringe | 937 | 0.84773
17155 | 61560 | 17 | PUTNAM | PUTNAM | IL | IL_61560 | 61560 | Rural Fringe | 480 | 0.84182
17123 | 61565 | 17 | SPARLAND | MARSHALL | IL | IL_61565 | 61565 | Rural Fringe | 506 | 0.86036
17195 | 61261 | 17 | LYNDON | WHITESIDE | IL | IL_61261 | 61261 | Rural Fringe | 222 | 0.86166
19031 | 52721 | 19 | BENNETT | CEDAR | IA | IA_52721 | 52721 | Rural Fringe | 488 | 0.78804
19045 | 52750 | 19 | GOOSE LAKE | CLINTON | IA | IA_52750 | 52750 | Rural Fringe | 334 | 0.78589
19139 | 52759 | 19 | MONTPELIER | MUSCATINE | IA | IA_52759 | 52759 | Town Fringe | 0 | 0.86791
19045 | 52771 | 19 | TEEDS GROVE | CLINTON | IA | IA_52771 | 52771 | Rural Fringe | 0 | 0.79684
19061 | 52001 | 19 | DUBUQUE | DUBUQUE | IA | IA_52001 | 52001 | City Small | 10370 | 0.75197
19061 | 52002 | 19 | DUBUQUE | DUBUQUE | IA | IA_52002 | 52002 | City Small | 3949 | 0.7683
19061 | 52003 | 19 | DUBUQUE | DUBUQUE | IA | IA_52003 | 52003 | City Small | 4564 | 0.76829
19097 | 52031 | 19 | BELLEVUE | JACKSON | IA | IA_52031 | 52031 | Rural Fringe | 2064 | 0.7646
19061 | 52032 | 19 | BERNARD | DUBUQUE | IA | IA_52032 | 52032 | Rural Fringe | 986 | 0.77717
19105 | 52033 | 19 | CASCADE | JONES | IA | IA_52033 | 52033 | Rural Fringe | 933 | 0.77764
19045 | 52037 | 19 | DELMAR | CLINTON | IA | IA_52037 | 52037 | Rural Fringe | 611 | 0.78393
19043 | 52048 | 19 | GARBER | CLAYTON | IA | IA_52048 | 52048 | Rural Fringe | 499 | 0.75838
19061 | 52039 | 19 | DURANGO | DUBUQUE | IA | IA_52039 | 52039 | City Small | 1348 | 0.77525
19055 | 52041 | 19 | EARLVILLE | DELAWARE | IA | IA_52041 | 52041 | Rural Fringe | 616 | 0.78217
19061 | 52046 | 19 | FARLEY | DUBUQUE | IA | IA_52046 | 52046 | Rural Fringe | 776 | 0.78196
19055 | 52050 | 19 | GREELEY | DELAWARE | IA | IA_52050 | 52050 | Town Fringe | 672 | 0.94024
19097 | 52054 | 19 | LA MOTTE | JACKSON | IA | IA_52054 | 52054 | City Small | 992 | 0.78879
19097 | 52060 | 19 | MAQUOKETA | JACKSON | IA | IA_52060 | 52060 | Town Fringe | 3805 | 0.94538
19097 | 52064 | 19 | MILES | JACKSON | IA | IA_52064 | 52064 | Rural Fringe | 530 | 0.77436
19061 | 52068 | 19 | PEOSTA | DUBUQUE | IA | IA_52068 | 52068 | Rural Fringe | 1193 | 0.77101
19097 | 52069 | 19 | PRESTON | JACKSON | IA | IA_52069 | 52069 | Rural Fringe | 647 | 0.77727
19097 | 52070 | 19 | SABULA | JACKSON | IA | IA_52070 | 52070 | Rural Fringe | 637 | 0.76769
19061 | 52073 | 19 | SHERRILL | DUBUQUE | IA | IA_52073 | 52073 | City Small | 1097 | 0.77822
19097 | 52079 | 19 | ZWINGLE | JACKSON | IA | IA_52079 | 52079 | Town Fringe | 987 | 0.94805
19097 | 52207 | 19 | BALDWIN | JACKSON | IA | IA_52207 | 52207 | Town Fringe | 798 | 0.94311
19113 | 52219 | 19 | PRAIRIEBURG | LINN | IA | IA_52219 | 52219 | Rural Fringe | 22 | 0.77275
19055 | 52223 | 19 | DELHI | DELAWARE | IA | IA_52223 | 52223 | Rural Fringe | 516 | 0.7714
19055 | 52237 | 19 | HOPKINTON | DELAWARE | IA | IA_52237 | 52237 | Rural Fringe | 769 | 0.77779
19105 | 52305 | 19 | MARTELLE | JONES | IA | IA_52305 | 52305 | Town Fringe | 428 | 0.95663
19097 | 52309 | 19 | MONMOUTH | JACKSON | IA | IA_52309 | 52309 | Rural Fringe | 668 | 0.76326
19045 | 52254 | 19 | LOST NATION | CLINTON | IA | IA_52254 | 52254 | Rural Fringe | 464 | 0.78604
19031 | 52255 | 19 | LOWDEN | CEDAR | IA | IA_52255 | 52255 | Rural Fringe | 409 | 0.78412
19031 | 52306 | 19 | MECHANICSVILLE | CEDAR | IA | IA_52306 | 52306 | Rural Fringe | 747 | 0.78595
19105 | 52320 | 19 | OLIN | JONES | IA | IA_52320 | 52320 | Rural Fringe | 607 | 0.78332
19105 | 52323 | 19 | OXFORD JUNCTION | JONES | IA | IA_52323 | 52323 | Rural Fringe | 531 | 0.78354
19105 | 52362 | 19 | WYOMING | JONES | IA | IA_52362 | 52362 | Rural Fringe | 758 | 0.77746
19163 | 52726 | 19 | BLUE GRASS | SCOTT | IA | IA_52726 | 52726 | City Small | 1511 | 0.78744
19045 | 52729 | 19 | CALAMUS | CLINTON | IA | IA_52729 | 52729 | Rural Fringe | 293 | 0.78756
19045 | 52732 | 19 | CLINTON | CLINTON | IA | IA_52732 | 52732 | Rural Fringe | 8871 | 0.77194
19163 | 52745 | 19 | DIXON | SCOTT | IA | IA_52745 | 52745 | Town Fringe | 237 | 0.95934
19163 | 52746 | 19 | DONAHUE | SCOTT | IA | IA_52746 | 52746 | Town Fringe | 418 | 0.95687
19163 | 52748 | 19 | ELDRIDGE | SCOTT | IA | IA_52748 | 52748 | Town Fringe | 2063 | 0.95292
19045 | 52751 | 19 | GRAND MOUND | CLINTON | IA | IA_52751 | 52751 | Rural Fringe | 339 | 0.78727
19163 | 52753 | 19 | LE CLAIRE | SCOTT | IA | IA_52753 | 52753 | Suburb Large | 1541 | 0.76831
19139 | 52754 | 19 | LETTS | MUSCATINE | IA | IA_52754 | 52754 | Rural Fringe | 798 | 0.78479
19045 | 52757 | 19 | LOW MOOR | CLINTON | IA | IA_52757 | 52757 | Town Fringe | 370 | 0.94461
19139 | 52760 | 19 | MOSCOW | MUSCATINE | IA | IA_52760 | 52760 | Town Fringe | 395 | 0.95083
19031 | 52772 | 19 | TIPTON | CEDAR | IA | IA_52772 | 52772 | Town Fringe | 2575 | 0.95514
19163 | 52773 | 19 | WALCOTT | SCOTT | IA | IA_52773 | 52773 | City Small | 1059 | 0.80461
19139 | 52776 | 19 | WEST LIBERTY | MUSCATINE | IA | IA_52776 | 52776 | Town Fringe | 1167 | 0.96133
19045 | 52777 | 19 | WHEATLAND | CLINTON | IA | IA_52777 | 52777 | Rural Fringe | 432 | 0.78479
19031 | 52778 | 19 | WILTON | CEDAR | IA | IA_52778 | 52778 | Town Fringe | 1009 | 0.95901
19163 | 52802 | 19 | DAVENPORT | SCOTT | IA | IA_52802 | 52802 | City Small | 2790 | 0.77171
19163 | 52803 | 19 | DAVENPORT | SCOTT | IA | IA_52803 | 52803 | City Small | 6392 | 0.75614
19163 | 52804 | 19 | DAVENPORT | SCOTT | IA | IA_52804 | 52804 | City Small | 7374 | 0.77923
19163 | 52806 | 19 | DAVENPORT | SCOTT | IA | IA_52806 | 52806 | City Small | 7750 | 0.78233
55043 | 53825 | 55 | STITZER | GRANT | WI | WI_53825 | 53825 | Rural Fringe | 642 | 0.84451
55065 | 53504 | 55 | ARGYLE | LAFAYETTE | WI | WI_53504 | 53504 | Rural Fringe | 1623 | 0.84488
55065 | 53510 | 55 | BELMONT | LAFAYETTE | WI | WI_53510 | 53510 | Rural Fringe | 721 | 0.85288
55065 | 53516 | 55 | BLANCHARDVILLE | LAFAYETTE | WI | WI_53516 | 53516 | Rural Fringe | 1708 | 0.84112
55045 | 53522 | 55 | BROWNTOWN | GREEN | WI | WI_53522 | 53522 | Rural Fringe | 1028 | 0.85084
55065 | 53530 | 55 | DARLINGTON | LAFAYETTE | WI | WI_53530 | 53530 | Rural Fringe | 1788 | 0.85093
55065 | 53541 | 55 | GRATIOT | LAFAYETTE | WI | WI_53541 | 53541 | Rural Fringe | 990 | 0.85375
55043 | 53554 | 55 | LIVINGSTON | GRANT | WI | WI_53554 | 53554 | Rural Fringe | 525 | 0.85252
55049 | 53565 | 55 | MINERAL POINT | IOWA | WI | WI_53565 | 53565 | Rural Fringe | 2911 | 0.84809
55065 | 53586 | 55 | SHULLSBURG | LAFAYETTE | WI | WI_53586 | 53586 | Rural Fringe | 1316 | 0.85445
55065 | 53587 | 55 | SOUTH WAYNE | LAFAYETTE | WI | WI_53587 | 53587 | Rural Fringe | 935 | 0.8527
55043 | 53801 | 55 | BAGLEY | GRANT | WI | WI_53801 | 53801 | Rural Fringe | 554 | 0.82206
55043 | 53807 | 55 | CUBA CITY | GRANT | WI | WI_53807 | 53807 | Rural Fringe | 2057 | 0.85276
55043 | 53809 | 55 | FENNIMORE | GRANT | WI | WI_53809 | 53809 | Rural Fringe | 1591 | 0.83903
55043 | 53811 | 55 | HAZEL GREEN | GRANT | WI | WI_53811 | 53811 | Rural Fringe | 1410 | 0.84553
55043 | 53813 | 55 | LANCASTER | GRANT | WI | WI_53813 | 53813 | Rural Fringe | 2757 | 0.84434
55043 | 53818 | 55 | PLATTEVILLE | GRANT | WI | WI_53818 | 53818 | Town Fringe | 3986 | 0.80505
55043 | 53820 | 55 | POTOSI | GRANT | WI | WI_53820 | 53820 | Rural Fringe | 1371 | 0.82889
17085 | 61001 | 17 | APPLE RIVER | JO DAVIESS | IL | IL_61001 | 61001 | Rural Fringe | 979 | 0.84483
17195 | 61251 | 17 | FENTON | WHITESIDE | IL | IL_61251 | 61251 | Rural Fringe | 259 | 0.85762
17085 | 61025 | 17 | EAST DUBUQUE | JO DAVIESS | IL | IL_61025 | 61025 | Suburb Small | 1619 | 0.75481
17177 | 61062 | 17 | PEARL CITY | STEPHENSON | IL | IL_61062 | 61062 | Rural Fringe | 1095 | 0.8563
17015 | 61074 | 17 | SAVANNA | CARROLL | IL | IL_61074 | 61074 | Town Fringe | 1881 | 0.79236
17161 | 61201 | 17 | ROCK ISLAND | ROCK ISLAND | IL | IL_61201 | 61201 | City Small | 10668 | 0.80578
17161 | 61257 | 17 | HILLSDALE | ROCK ISLAND | IL | IL_61257 | 61257 | Rural Fringe | 912 | 0.86139
17131 | 61231 | 17 | ALEDO | MERCER | IL | IL_61231 | 61231 | Rural Fringe | 2877 | 0.86351
17161 | 61232 | 17 | ANDALUSIA | ROCK ISLAND | IL | IL_61232 | 61232 | Rural Fringe | 374 | 0.82974
17073 | 61234 | 17 | ANNAWAN | HENRY | IL | IL_61234 | 61234 | Rural Fringe | 345 | 0.86869
17161 | 61240 | 17 | COAL VALLEY | ROCK ISLAND | IL | IL_61240 | 61240 | Rural Fringe | 2592 | 0.84215
17073 | 61241 | 17 | COLONA | HENRY | IL | IL_61241 | 61241 | Town Fringe | 1965 | 0.79894
17161 | 61244 | 17 | EAST MOLINE | ROCK ISLAND | IL | IL_61244 | 61244 | Rural Fringe | 7755 | 0.82951
17073 | 61254 | 17 | GENESEO | HENRY | IL | IL_61254 | 61254 | Town Fringe | 4428 | 0.82125
17073 | 61262 | 17 | LYNN CENTER | HENRY | IL | IL_61262 | 61262 | Rural Fringe | 831 | 0.86571
17161 | 61264 | 17 | MILAN | ROCK ISLAND | IL | IL_61264 | 61264 | Rural Fringe | 3842 | 0.84075
17131 | 61276 | 17 | PREEMPTION | MERCER | IL | IL_61276 | 61276 | Rural Fringe | 0 | 0.87021
17131 | 61279 | 17 | REYNOLDS | MERCER | IL | IL_61279 | 61279 | Rural Fringe | 582 | 0.86823
17161 | 61284 | 17 | TAYLOR RIDGE | ROCK ISLAND | IL | IL_61284 | 61284 | Rural Fringe | 1098 | 0.85304
17131 | 61465 | 17 | NEW WINDSOR | MERCER | IL | IL_61465 | 61465 | Rural Fringe | 528 | 0.86478
17011 | 61344 | 17 | MINERAL | BUREAU | IL | IL_61344 | 61344 | Rural Fringe | 251 | 0.86121
17187 | 61412 | 17 | ALEXIS | WARREN | IL | IL_61412 | 61412 | Rural Fringe | 721 | 0.86892
17073 | 61413 | 17 | ALPHA | HENRY | IL | IL_61413 | 61413 | Rural Fringe | 298 | 0.86522
17073 | 61434 | 17 | GALVA | HENRY | IL | IL_61434 | 61434 | Rural Fringe | 2269 | 0.86919
17131 | 61442 | 17 | KEITHSBURG | MERCER | IL | IL_61442 | 61442 | Rural Fringe | 166 | 0.85761
17175 | 61449 | 17 | LA FAYETTE | STARK | IL | IL_61449 | 61449 | Rural Fringe | 280 | 0.86711
17131 | 61466 | 17 | NORTH HENDERSON | MERCER | IL | IL_61466 | 61466 | Rural Fringe | 191 | 0.86945
17095 | 61467 | 17 | ONEIDA | KNOX | IL | IL_61467 | 61467 | Rural Fringe | 530 | 0.8677
17073 | 61468 | 17 | OPHIEM | HENRY | IL | IL_61468 | 61468 | Rural Fringe | 0 | 0.86908
17131 | 61476 | 17 | SEATON | MERCER | IL | IL_61476 | 61476 | Rural Fringe | 191 | 0.86743
17131 | 61486 | 17 | VIOLA | MERCER | IL | IL_61486 | 61486 | Rural Fringe | 543 | 0.85685
17073 | 61490 | 17 | WOODHULL | HENRY | IL | IL_61490 | 61490 | Rural Fringe | 331 | 0.8691
17031 | 60004 | 17 | ARLINGTON HEIGHTS | COOK | IL | IL_60004 | 60004 | Suburb Large | 12850 | 0.83482
17031 | 60010 | 17 | BARRINGTON | COOK | IL | IL_60010 | 60010 | Suburb Large | 14289 | 0.78305
17031 | 60016 | 17 | DES PLAINES | COOK | IL | IL_60016 | 60016 | City Large | 9681 | 0.78016
17031 | 60025 | 17 | GLENVIEW | COOK | IL | IL_60025 | 60025 | City Large | 9406 | 0.77425
17097 | 60030 | 17 | GRAYSLAKE | LAKE | IL | IL_60030 | 60030 | Suburb Large | 10371 | 0.82505
17097 | 60031 | 17 | GURNEE | LAKE | IL | IL_60031 | 60031 | Suburb Large | 7915 | 0.80546
17097 | 60035 | 17 | HIGHLAND PARK | LAKE | IL | IL_60035 | 60035 | Suburb Large | 8510 | 0.78753
17111 | 60042 | 17 | ISLAND LAKE | MCHENRY | IL | IL_60042 | 60042 | Suburb Large | 1813 | 0.81718
17097 | 60047 | 17 | LAKE ZURICH | LAKE | IL | IL_60047 | 60047 | Suburb Large | 12137 | 0.78579
17031 | 60056 | 17 | MOUNT PROSPECT | COOK | IL | IL_60056 | 60056 | City Large | 12052 | 0.79134
17031 | 60062 | 17 | NORTHBROOK | COOK | IL | IL_60062 | 60062 | Suburb Large | 10433 | 0.81774
17031 | 60067 | 17 | PALATINE | COOK | IL | IL_60067 | 60067 | Suburb Large | 9336 | 0.80536
17111 | 60072 | 17 | RINGWOOD | MCHENRY | IL | IL_60072 | 60072 | Rural Fringe | 1320 | 0.83496
17097 | 60075 | 17 | RUSSELL | LAKE | IL | IL_60075 | 60075 | Suburb Midsize | 64 | 0.81261
17097 | 60089 | 17 | BUFFALO GROVE | LAKE | IL | IL_60089 | 60089 | Suburb Large | 8022 | 0.82719
17031 | 60091 | 17 | WILMETTE | COOK | IL | IL_60091 | 60091 | City Large | 6894 | 0.78695
17031 | 60093 | 17 | WINNETKA | COOK | IL | IL_60093 | 60093 | City Large | 5467 | 0.76332
17097 | 60099 | 17 | ZION | LAKE | IL | IL_60099 | 60099 | Suburb Large | 8455 | 0.8179
17089 | 60109 | 17 | BURLINGTON | KANE | IL | IL_60109 | 60109 | Rural Fringe | -999 | 0.87321
17031 | 60120 | 17 | ELGIN | COOK | IL | IL_60120 | 60120 | Suburb Large | 11391 | 0.83517
17089 | 60136 | 17 | GILBERTS | KANE | IL | IL_60136 | 60136 | Suburb Large | 877 | 0.83326
17031 | 60153 | 17 | MAYWOOD | COOK | IL | IL_60153 | 60153 | Suburb Large | 6880 | 0.85687
17031 | 60173 | 17 | SCHAUMBURG | COOK | IL | IL_60173 | 60173 | Suburb Large | 2111 | 0.82767
17111 | 60180 | 17 | UNION | MCHENRY | IL | IL_60180 | 60180 | Rural Fringe | 1377 | 0.86244
17043 | 60184 | 17 | WAYNE | DUPAGE | IL | IL_60184 | 60184 | Suburb Large | 1824 | 0.7987
17043 | 60188 | 17 | CAROL STREAM | DUPAGE | IL | IL_60188 | 60188 | Suburb Large | 8575 | 0.84415
17031 | 60201 | 17 | EVANSTON | COOK | IL | IL_60201 | 60201 | City Large | 6330 | 0.79269
17031 | 60208 | 17 | EVANSTON | COOK | IL | IL_60208 | 60208 | City Large | 276 | 0.80583
17031 | 60714 | 17 | NILES | COOK | IL | IL_60714 | 60714 | City Large | 10016 | 0.83496
17201 | 61080 | 17 | SOUTH BELOIT | WINNEBAGO | IL | IL_61080 | 61080 | Rural Fringe | 3646 | 0.84245
17097 | 60040 | 17 | HIGHWOOD | LAKE | IL | IL_60040 | 60040 | Suburb Large | 1102 | 0.82442
17111 | 60097 | 17 | WONDER LAKE | MCHENRY | IL | IL_60097 | 60097 | Town Fringe | 2235 | 0.78337
17037 | 60111 | 17 | CLARE | DEKALB | IL | IL_60111 | 60111 | Suburb Small | 284 | 0.78511
17037 | 60112 | 17 | CORTLAND | DEKALB | IL | IL_60112 | 60112 | Suburb Small | 420 | 0.78127
17031 | 60165 | 17 | STONE PARK | COOK | IL | IL_60165 | 60165 | Suburb Large | 945 | 0.85353
17031 | 60203 | 17 | EVANSTON | COOK | IL | IL_60203 | 60203 | City Large | 1545 | 0.81056
17031 | 60301 | 17 | OAK PARK | COOK | IL | IL_60301 | 60301 | City Large | 12 | 0.8009
17097 | 60002 | 17 | ANTIOCH | LAKE | IL | IL_60002 | 60002 | Suburb Midsize | 8879 | 0.78667
17031 | 60005 | 17 | ARLINGTON HEIGHTS | COOK | IL | IL_60005 | 60005 | City Large | 6206 | 0.79105
17031 | 60007 | 17 | ELK GROVE VILLAGE | COOK | IL | IL_60007 | 60007 | City Large | 9158 | 0.88851
17031 | 60008 | 17 | ROLLING MEADOWS | COOK | IL | IL_60008 | 60008 | Suburb Large | 5174 | 0.84013
17111 | 60012 | 17 | CRYSTAL LAKE | MCHENRY | IL | IL_60012 | 60012 | Suburb Large | 4487 | 0.80544
17111 | 60013 | 17 | CARY | MCHENRY | IL | IL_60013 | 60013 | Suburb Large | 6496 | 0.80843
17111 | 60014 | 17 | CRYSTAL LAKE | MCHENRY | IL | IL_60014 | 60014 | Suburb Large | 13076 | 0.81576
17097 | 60015 | 17 | DEERFIELD | LAKE | IL | IL_60015 | 60015 | Suburb Large | 6974 | 0.78113
17031 | 60018 | 17 | DES PLAINES | COOK | IL | IL_60018 | 60018 | City Large | 9539 | 0.73708
17097 | 60020 | 17 | FOX LAKE | LAKE | IL | IL_60020 | 60020 | Suburb Midsize | 1670 | 0.77466
17111 | 60021 | 17 | FOX RIVER GROVE | MCHENRY | IL | IL_60021 | 60021 | Suburb Large | 738 | 0.79617
17031 | 60022 | 17 | GLENCOE | COOK | IL | IL_60022 | 60022 | City Large | 2718 | 0.76132
17031 | 60026 | 17 | GLENVIEW | COOK | IL | IL_60026 | 60026 | City Large | 2130 | 0.75185
17031 | 60029 | 17 | GOLF | COOK | IL | IL_60029 | 60029 | City Large | 215 | 0.74046
17111 | 60033 | 17 | HARVARD | MCHENRY | IL | IL_60033 | 60033 | Town Fringe | 3694 | 0.80931
17111 | 60034 | 17 | HEBRON | MCHENRY | IL | IL_60034 | 60034 | Rural Fringe | 1196 | 0.85508
17097 | 60037 | 17 | FORT SHERIDAN | LAKE | IL | IL_60037 | 60037 | Suburb Large | 68 | 0.73425
17097 | 60041 | 17 | INGLESIDE | LAKE | IL | IL_60041 | 60041 | Suburb Midsize | 4091 | 0.77414
17031 | 60043 | 17 | KENILWORTH | COOK | IL | IL_60043 | 60043 | City Large | 956 | 0.8018
17097 | 60044 | 17 | LAKE BLUFF | LAKE | IL | IL_60044 | 60044 | Suburb Large | 2613 | 0.77351
17097 | 60045 | 17 | LAKE FOREST | LAKE | IL | IL_60045 | 60045 | Suburb Large | 5758 | 0.75917
17097 | 60046 | 17 | LAKE VILLA | LAKE | IL | IL_60046 | 60046 | Suburb Large | 11045 | 0.8086
17097 | 60048 | 17 | LIBERTYVILLE | LAKE | IL | IL_60048 | 60048 | Suburb Large | 8740 | 0.80144
17111 | 60050 | 17 | MCHENRY | MCHENRY | IL | IL_60050 | 60050 | Rural Fringe | 9352 | 0.83518
17111 | 60051 | 17 | MCHENRY | MCHENRY | IL | IL_60051 | 60051 | Rural Fringe | 8891 | 0.82528
17031 | 60053 | 17 | MORTON GROVE | COOK | IL | IL_60053 | 60053 | City Large | 6711 | 0.78527
17097 | 60060 | 17 | MUNDELEIN | LAKE | IL | IL_60060 | 60060 | Suburb Large | 9783 | 0.80728
17097 | 60061 | 17 | VERNON HILLS | LAKE | IL | IL_60061 | 60061 | Suburb Large | 4358 | 0.81838
17097 | 60064 | 17 | NORTH CHICAGO | LAKE | IL | IL_60064 | 60064 | Suburb Large | 3203 | 0.81905
17031 | 60068 | 17 | PARK RIDGE | COOK | IL | IL_60068 | 60068 | City Large | 13711 | 0.80454
17097 | 60069 | 17 | LINCOLNSHIRE | LAKE | IL | IL_60069 | 60069 | Suburb Large | 2235 | 0.79182
17031 | 60070 | 17 | PROSPECT HEIGHTS | COOK | IL | IL_60070 | 60070 | Suburb Large | 3071 | 0.80824
17111 | 60071 | 17 | RICHMOND | MCHENRY | IL | IL_60071 | 60071 | Rural Fringe | 1224 | 0.83935
17097 | 60073 | 17 | ROUND LAKE | LAKE | IL | IL_60073 | 60073 | Suburb Midsize | 11014 | 0.78964
17031 | 60074 | 17 | PALATINE | COOK | IL | IL_60074 | 60074 | Suburb Large | 5673 | 0.82715
17031 | 60076 | 17 | SKOKIE | COOK | IL | IL_60076 | 60076 | City Large | 7677 | 0.7928
17031 | 60077 | 17 | SKOKIE | COOK | IL | IL_60077 | 60077 | City Large | 5501 | 0.87057
17111 | 60081 | 17 | SPRING GROVE | MCHENRY | IL | IL_60081 | 60081 | Rural Fringe | 3093 | 0.80658
17097 | 60083 | 17 | WADSWORTH | LAKE | IL | IL_60083 | 60083 | Suburb Large | 2791 | 0.80926
17097 | 60084 | 17 | WAUCONDA | LAKE | IL | IL_60084 | 60084 | Suburb Large | 3834 | 0.81695
17097 | 60085 | 17 | WAUKEGAN | LAKE | IL | IL_60085 | 60085 | Suburb Large | 12198 | 0.82735
17097 | 60087 | 17 | WAUKEGAN | LAKE | IL | IL_60087 | 60087 | Suburb Large | 6780 | 0.78718
17097 | 60088 | 17 | GREAT LAKES | LAKE | IL | IL_60088 | 60088 | Suburb Large | 1065 | 0.83244
17031 | 60090 | 17 | WHEELING | COOK | IL | IL_60090 | 60090 | Suburb Large | 5495 | 0.82968
17097 | 60096 | 17 | WINTHROP HARBOR | LAKE | IL | IL_60096 | 60096 | Suburb Large | 2044 | 0.80299
17111 | 60098 | 17 | WOODSTOCK | MCHENRY | IL | IL_60098 | 60098 | Town Fringe | 10787 | 0.80081
17043 | 60101 | 17 | ADDISON | DUPAGE | IL | IL_60101 | 60101 | Suburb Large | 9272 | 0.90703
17111 | 60102 | 17 | ALGONQUIN | MCHENRY | IL | IL_60102 | 60102 | Suburb Large | 10504 | 0.82143
17043 | 60103 | 17 | BARTLETT | DUPAGE | IL | IL_60103 | 60103 | Suburb Large | 9703 | 0.82616
17031 | 60104 | 17 | BELLWOOD | COOK | IL | IL_60104 | 60104 | Suburb Large | 5706 | 0.86045
17043 | 60106 | 17 | BENSENVILLE | DUPAGE | IL | IL_60106 | 60106 | City Large | 5717 | 0.78888
17031 | 60107 | 17 | STREAMWOOD | COOK | IL | IL_60107 | 60107 | Suburb Large | 8480 | 0.83484
17043 | 60108 | 17 | BLOOMINGDALE | DUPAGE | IL | IL_60108 | 60108 | Suburb Large | 4944 | 0.82439
17089 | 60110 | 17 | CARPENTERSVILLE | KANE | IL | IL_60110 | 60110 | Suburb Large | 7011 | 0.82095
17037 | 60115 | 17 | DEKALB | DEKALB | IL | IL_60115 | 60115 | Suburb Small | 7737 | 0.78123
17089 | 60118 | 17 | DUNDEE | KANE | IL | IL_60118 | 60118 | Suburb Large | 6050 | 0.81873
17089 | 60119 | 17 | ELBURN | KANE | IL | IL_60119 | 60119 | Rural Fringe | 4735 | 0.85548
17089 | 60123 | 17 | ELGIN | KANE | IL | IL_60123 | 60123 | Suburb Large | 10525 | 0.83361
17089 | 60124 | 17 | ELGIN | KANE | IL | IL_60124 | 60124 | Rural Fringe | 6619 | 0.83409
17043 | 60126 | 17 | ELMHURST | DUPAGE | IL | IL_60126 | 60126 | Suburb Large | 16821 | 0.7996
17141 | 60129 | 17 | ESMOND | OGLE | IL | IL_60129 | 60129 | Rural Fringe | 379 | 0.86474
17031 | 60130 | 17 | FOREST PARK | COOK | IL | IL_60130 | 60130 | City Large | 1949 | 0.7851
17031 | 60131 | 17 | FRANKLIN PARK | COOK | IL | IL_60131 | 60131 | City Large | 7987 | 0.71904
17043 | 60133 | 17 | HANOVER PARK | DUPAGE | IL | IL_60133 | 60133 | Suburb Large | 7362 | 0.83979
17089 | 60134 | 17 | GENEVA | KANE | IL | IL_60134 | 60134 | Suburb Large | 5822 | 0.81962
17037 | 60135 | 17 | GENOA | DEKALB | IL | IL_60135 | 60135 | Town Fringe | 1974 | 0.81904
17043 | 60137 | 17 | GLEN ELLYN | DUPAGE | IL | IL_60137 | 60137 | Suburb Large | 9821 | 0.81593
17043 | 60139 | 17 | GLENDALE HEIGHTS | DUPAGE | IL | IL_60139 | 60139 | Suburb Large | 5404 | 0.84107
17089 | 60140 | 17 | HAMPSHIRE | KANE | IL | IL_60140 | 60140 | Suburb Large | 6764 | 0.84926
17111 | 60142 | 17 | HUNTLEY | MCHENRY | IL | IL_60142 | 60142 | Rural Fringe | 7566 | 0.84077
17043 | 60143 | 17 | ITASCA | DUPAGE | IL | IL_60143 | 60143 | Suburb Large | 2904 | 0.80821
17037 | 60145 | 17 | KINGSTON | DEKALB | IL | IL_60145 | 60145 | Town Fringe | 788 | 0.81303
17037 | 60146 | 17 | KIRKLAND | DEKALB | IL | IL_60146 | 60146 | Rural Fringe | 1046 | 0.86145
17043 | 60148 | 17 | LOMBARD | DUPAGE | IL | IL_60148 | 60148 | Suburb Large | 13895 | 0.82914
17037 | 60150 | 17 | MALTA | DEKALB | IL | IL_60150 | 60150 | Suburb Small | 386 | 0.78693
17089 | 60151 | 17 | MAPLE PARK | KANE | IL | IL_60151 | 60151 | Rural Fringe | 2417 | 0.86673
17111 | 60152 | 17 | MARENGO | MCHENRY | IL | IL_60152 | 60152 | Town Fringe | 4185 | 0.814
17031 | 60154 | 17 | WESTCHESTER | COOK | IL | IL_60154 | 60154 | Suburb Large | 7627 | 0.79638
17031 | 60155 | 17 | BROADVIEW | COOK | IL | IL_60155 | 60155 | Suburb Large | 2285 | 0.85874
17111 | 60156 | 17 | LAKE IN THE HILLS | MCHENRY | IL | IL_60156 | 60156 | Rural Fringe | 3089 | 0.82916
17043 | 60157 | 17 | MEDINAH | DUPAGE | IL | IL_60157 | 60157 | Suburb Large | 1244 | 0.76206
17031 | 60160 | 17 | MELROSE PARK | COOK | IL | IL_60160 | 60160 | Suburb Large | 4705 | 0.85181
17031 | 60162 | 17 | HILLSIDE | COOK | IL | IL_60162 | 60162 | Suburb Large | 2586 | 0.82695
17031 | 60163 | 17 | BERKELEY | COOK | IL | IL_60163 | 60163 | Suburb Large | 1886 | 0.82609
17031 | 60164 | 17 | MELROSE PARK | COOK | IL | IL_60164 | 60164 | Suburb Large | 7304 | 0.76314
17031 | 60169 | 17 | HOFFMAN ESTATES | COOK | IL | IL_60169 | 60169 | Suburb Large | 4889 | 0.83614
17031 | 60171 | 17 | RIVER GROVE | COOK | IL | IL_60171 | 60171 | Suburb Large | 3275 | 0.8229
17043 | 60172 | 17 | ROSELLE | DUPAGE | IL | IL_60172 | 60172 | Suburb Large | 5791 | 0.83374
17089 | 60174 | 17 | SAINT CHARLES | KANE | IL | IL_60174 | 60174 | Suburb Large | 7362 | 0.80843
17089 | 60175 | 17 | SAINT CHARLES | KANE | IL | IL_60175 | 60175 | Suburb Large | 7454 | 0.80129
17031 | 60176 | 17 | SCHILLER PARK | COOK | IL | IL_60176 | 60176 | City Large | 3345 | 0.84395
17089 | 60177 | 17 | SOUTH ELGIN | KANE | IL | IL_60177 | 60177 | Suburb Large | 3904 | 0.83848
17037 | 60178 | 17 | SYCAMORE | DEKALB | IL | IL_60178 | 60178 | Suburb Small | 5235 | 0.78022
17031 | 60179 | 17 | HOFFMAN ESTATES | COOK | IL | IL_60179 | 60179 | Suburb Large | 470 | 0.82648
17043 | 60181 | 17 | VILLA PARK | DUPAGE | IL | IL_60181 | 60181 | Suburb Large | 9216 | 0.79601
17043 | 60185 | 17 | WEST CHICAGO | DUPAGE | IL | IL_60185 | 60185 | Suburb Large | 9143 | 0.80116
17043 | 60187 | 17 | WHEATON | DUPAGE | IL | IL_60187 | 60187 | Suburb Large | 7149 | 0.84212
17043 | 60189 | 17 | WHEATON | DUPAGE | IL | IL_60189 | 60189 | Suburb Large | 6813 | 0.80598
17043 | 60190 | 17 | WINFIELD | DUPAGE | IL | IL_60190 | 60190 | Suburb Large | 2422 | 0.81391
17043 | 60191 | 17 | WOOD DALE | DUPAGE | IL | IL_60191 | 60191 | City Large | 3476 | 0.76105
17031 | 60192 | 17 | HOFFMAN ESTATES | COOK | IL | IL_60192 | 60192 | Suburb Large | 2666 | 0.82534
17031 | 60193 | 17 | SCHAUMBURG | COOK | IL | IL_60193 | 60193 | Suburb Large | 9856 | 0.84143
17031 | 60194 | 17 | SCHAUMBURG | COOK | IL | IL_60194 | 60194 | Suburb Large | 4617 | 0.83047
17031 | 60195 | 17 | SCHAUMBURG | COOK | IL | IL_60195 | 60195 | Suburb Large | 1390 | 0.79258
17031 | 60196 | 17 | SCHAUMBURG | COOK | IL | IL_60196 | 60196 | Suburb Large | 1420 | 0.81773
17031 | 60202 | 17 | EVANSTON | COOK | IL | IL_60202 | 60202 | City Large | 5799 | 0.76392
17031 | 60302 | 17 | OAK PARK | COOK | IL | IL_60302 | 60302 | City Large | 7562 | 0.77784
17031 | 60304 | 17 | OAK PARK | COOK | IL | IL_60304 | 60304 | City Large | 5410 | 0.65804
17031 | 60305 | 17 | RIVER FOREST | COOK | IL | IL_60305 | 60305 | Suburb Large | 2879 | 0.83223
17031 | 60402 | 17 | BERWYN | COOK | IL | IL_60402 | 60402 | City Large | 12285 | 0.80369
17031 | 60602 | 17 | CHICAGO | COOK | IL | IL_60602 | 60602 | City Large | 8 | 0.25
17031 | 60661 | 17 | CHICAGO | COOK | IL | IL_60661 | 60661 | City Large | 11 | 0.90909
17031 | 60666 | 17 | CHICAGO | COOK | IL | IL_60666 | 60666 | City Large | 2 | 1
17089 | 60510 | 17 | BATAVIA | KANE | IL | IL_60510 | 60510 | Suburb Large | 9221 | 0.82435
17043 | 60523 | 17 | OAK BROOK | DUPAGE | IL | IL_60523 | 60523 | Suburb Large | 2716 | 0.9363
17031 | 60546 | 17 | RIVERSIDE | COOK | IL | IL_60546 | 60546 | City Large | 4501 | 0.78974
17089 | 60539 | 17 | MOOSEHEART | KANE | IL | IL_60539 | 60539 | Suburb Large | 729 | 0.82273
17031 | 60513 | 17 | BROOKFIELD | COOK | IL | IL_60513 | 60513 | City Large | 5262 | 0.80674
17031 | 60526 | 17 | LA GRANGE PARK | COOK | IL | IL_60526 | 60526 | Suburb Large | 3343 | 0.85465
17031 | 60534 | 17 | LYONS | COOK | IL | IL_60534 | 60534 | City Large | 2598 | 0.79992
17031 | 60610 | 17 | CHICAGO | COOK | IL | IL_60610 | 60610 | City Large | 857 | 0.8273
17031 | 60611 | 17 | CHICAGO | COOK | IL | IL_60611 | 60611 | City Large | 87 | 0.3908
17031 | 60612 | 17 | CHICAGO | COOK | IL | IL_60612 | 60612 | City Large | 4531 | 0.88832
17031 | 60613 | 17 | CHICAGO | COOK | IL | IL_60613 | 60613 | City Large | 3770 | 0.83714
17031 | 60614 | 17 | CHICAGO | COOK | IL | IL_60614 | 60614 | City Large | 6658 | 0.82592
17031 | 60618 | 17 | CHICAGO | COOK | IL | IL_60618 | 60618 | City Large | 16536 | 0.74432
17031 | 60622 | 17 | CHICAGO | COOK | IL | IL_60622 | 60622 | City Large | 8194 | 0.84184
17031 | 60623 | 17 | CHICAGO | COOK | IL | IL_60623 | 60623 | City Large | 13194 | 0.82356
17031 | 60624 | 17 | CHICAGO | COOK | IL | IL_60624 | 60624 | City Large | 5604 | 0.91024
17031 | 60625 | 17 | CHICAGO | COOK | IL | IL_60625 | 60625 | City Large | 9443 | 0.87123
17031 | 60626 | 17 | CHICAGO | COOK | IL | IL_60626 | 60626 | City Large | 2402 | 0.87344
17031 | 60630 | 17 | CHICAGO | COOK | IL | IL_60630 | 60630 | City Large | 14316 | 0.84088
17031 | 60631 | 17 | CHICAGO | COOK | IL | IL_60631 | 60631 | City Large | 11418 | 0.79874
17031 | 60634 | 17 | CHICAGO | COOK | IL | IL_60634 | 60634 | City Large | 20835 | 0.84713
17031 | 60639 | 17 | CHICAGO | COOK | IL | IL_60639 | 60639 | City Large | 14048 | 0.86681
17031 | 60640 | 17 | CHICAGO | COOK | IL | IL_60640 | 60640 | City Large | 3928 | 0.8582
17031 | 60641 | 17 | CHICAGO | COOK | IL | IL_60641 | 60641 | City Large | 12930 | 0.87912
17031 | 60642 | 17 | CHICAGO | COOK | IL | IL_60642 | 60642 | City Large | 2113 | 0.83152
17031 | 60644 | 17 | CHICAGO | COOK | IL | IL_60644 | 60644 | City Large | 7033 | 0.85341
17031 | 60645 | 17 | CHICAGO | COOK | IL | IL_60645 | 60645 | City Large | 5483 | 0.90334
17141 | 61015 | 17 | CHANA | OGLE | IL | IL_61015 | 61015 | Town Fringe | 614 | 0.80994
17031 | 60646 | 17 | CHICAGO | COOK | IL | IL_60646 | 60646 | City Large | 9162 | 0.81423
17031 | 60647 | 17 | CHICAGO | COOK | IL | IL_60647 | 60647 | City Large | 13079 | 0.79211
17031 | 60651 | 17 | CHICAGO | COOK | IL | IL_60651 | 60651 | City Large | 11874 | 0.86197
17031 | 60654 | 17 | CHICAGO | COOK | IL | IL_60654 | 60654 | City Large | 73 | 0.80822
17031 | 60656 | 17 | CHICAGO | COOK | IL | IL_60656 | 60656 | City Large | 6861 | 0.88398
17031 | 60657 | 17 | CHICAGO | COOK | IL | IL_60657 | 60657 | City Large | 6167 | 0.7879
17031 | 60659 | 17 | CHICAGO | COOK | IL | IL_60659 | 60659 | City Large | 5143 | 0.91172
17031 | 60660 | 17 | CHICAGO | COOK | IL | IL_60660 | 60660 | City Large | 2615 | 0.85277
17031 | 60706 | 17 | HARWOOD HEIGHTS | COOK | IL | IL_60706 | 60706 | City Large | 6774 | 0.94981
17031 | 60707 | 17 | ELMWOOD PARK | COOK | IL | IL_60707 | 60707 | Suburb Large | 12101 | 0.8272
17031 | 60712 | 17 | LINCOLNWOOD | COOK | IL | IL_60712 | 60712 | City Large | 3705 | 0.91525
17141 | 61054 | 17 | MOUNT MORRIS | OGLE | IL | IL_61054 | 61054 | Town Fringe | 1150 | 0.81108
17103 | 61057 | 17 | NACHUSA | LEE | IL | IL_61057 | 61057 | Town Fringe | -999 | 0.76737
17141 | 61084 | 17 | STILLMAN VALLEY | OGLE | IL | IL_61084 | 61084 | Rural Fringe | 723 | 0.85326
17201 | 61112 | 17 | ROCKFORD | WINNEBAGO | IL | IL_61112 | 61112 | City Midsize | 601 | 0.76069
17103 | 61006 | 17 | ASHTON | LEE | IL | IL_61006 | 61006 | Rural Fringe | 559 | 0.86785
17007 | 61008 | 17 | BELVIDERE | BOONE | IL | IL_61008 | 61008 | Suburb Large | 8352 | 0.83946
17141 | 61010 | 17 | BYRON | OGLE | IL | IL_61010 | 61010 | Town Fringe | 1753 | 0.79517
17007 | 61011 | 17 | CALEDONIA | BOONE | IL | IL_61011 | 61011 | Suburb Large | 3695 | 0.83892
17007 | 61012 | 17 | CAPRON | BOONE | IL | IL_61012 | 61012 | Rural Fringe | 550 | 0.85935
17201 | 61016 | 17 | CHERRY VALLEY | WINNEBAGO | IL | IL_61016 | 61016 | City Midsize | 1733 | 0.77438
17177 | 61019 | 17 | DAVIS | STEPHENSON | IL | IL_61019 | 61019 | Rural Fringe | 957 | 0.84348
17141 | 61020 | 17 | DAVIS JUNCTION | OGLE | IL | IL_61020 | 61020 | Rural Fringe | 687 | 0.85948
17103 | 61021 | 17 | DIXON | LEE | IL | IL_61021 | 61021 | Town Fringe | 6289 | 0.80757
17201 | 61024 | 17 | DURAND | WINNEBAGO | IL | IL_61024 | 61024 | Rural Fringe | 1803 | 0.85667
17103 | 61031 | 17 | FRANKLIN GROVE | LEE | IL | IL_61031 | 61031 | Rural Fringe | 621 | 0.86108
17007 | 61038 | 17 | GARDEN PRAIRIE | BOONE | IL | IL_61038 | 61038 | Suburb Large | 1679 | 0.85292
17177 | 61039 | 17 | GERMAN VALLEY | STEPHENSON | IL | IL_61039 | 61039 | Rural Fringe | 321 | 0.85915
17141 | 61047 | 17 | LEAF RIVER | OGLE | IL | IL_61047 | 61047 | Rural Fringe | 1404 | 0.85428
17141 | 61049 | 17 | LINDENWOOD | OGLE | IL | IL_61049 | 61049 | Rural Fringe | 299 | 0.86113
17141 | 61052 | 17 | MONROE CENTER | OGLE | IL | IL_61052 | 61052 | Rural Fringe | 576 | 0.86121
17141 | 61061 | 17 | OREGON | OGLE | IL | IL_61061 | 61061 | Town Fringe | 3503 | 0.79423
17201 | 61063 | 17 | PECATONICA | WINNEBAGO | IL | IL_61063 | 61063 | Rural Fringe | 2028 | 0.85675
17007 | 61065 | 17 | POPLAR GROVE | BOONE | IL | IL_61065 | 61065 | Rural Fringe | 1850 | 0.85227
17177 | 61067 | 17 | RIDOTT | STEPHENSON | IL | IL_61067 | 61067 | Rural Fringe | 648 | 0.85539
17141 | 61068 | 17 | ROCHELLE | OGLE | IL | IL_61068 | 61068 | Rural Fringe | 4956 | 0.86199
17177 | 61070 | 17 | ROCK CITY | STEPHENSON | IL | IL_61070 | 61070 | Rural Fringe | 1048 | 0.85798
17201 | 61072 | 17 | ROCKTON | WINNEBAGO | IL | IL_61072 | 61072 | Rural Fringe | 4232 | 0.84743
17201 | 61073 | 17 | ROSCOE | WINNEBAGO | IL | IL_61073 | 61073 | Suburb Large | 5198 | 0.80925
17201 | 61079 | 17 | SHIRLAND | WINNEBAGO | IL | IL_61079 | 61079 | Rural Fringe | 106 | 0.86194
17201 | 61088 | 17 | WINNEBAGO | WINNEBAGO | IL | IL_61088 | 61088 | Suburb Large | 1868 | 0.8498
17201 | 61101 | 17 | ROCKFORD | WINNEBAGO | IL | IL_61101 | 61101 | City Midsize | 6327 | 0.77746
17201 | 61102 | 17 | ROCKFORD | WINNEBAGO | IL | IL_61102 | 61102 | City Midsize | 5256 | 0.75569
17201 | 61103 | 17 | ROCKFORD | WINNEBAGO | IL | IL_61103 | 61103 | City Midsize | 6128 | 0.76568
17201 | 61104 | 17 | ROCKFORD | WINNEBAGO | IL | IL_61104 | 61104 | City Midsize | 3720 | 0.78559
17201 | 61107 | 17 | ROCKFORD | WINNEBAGO | IL | IL_61107 | 61107 | City Midsize | 8090 | 0.74219
17201 | 61108 | 17 | ROCKFORD | WINNEBAGO | IL | IL_61108 | 61108 | City Midsize | 7743 | 0.74598
17201 | 61109 | 17 | ROCKFORD | WINNEBAGO | IL | IL_61109 | 61109 | City Midsize | 7071 | 0.75735
17201 | 61111 | 17 | LOVES PARK | WINNEBAGO | IL | IL_61111 | 61111 | Suburb Large | 5790 | 0.8066
17201 | 61114 | 17 | ROCKFORD | WINNEBAGO | IL | IL_61114 | 61114 | City Midsize | 4063 | 0.74992
17201 | 61115 | 17 | MACHESNEY PARK | WINNEBAGO | IL | IL_61115 | 61115 | Suburb Large | 6674 | 0.81176
19097 | 52030 | 19 | ANDREW | JACKSON | IA | IA_52030 | 52030 | Rural Fringe | 670 | 0.75218
19045 | 52730 | 19 | CAMANCHE | CLINTON | IA | IA_52730 | 52730 | Rural Fringe | 1403 | 0.77878
19045 | 52731 | 19 | CHARLOTTE | CLINTON | IA | IA_52731 | 52731 | Rural Fringe | 574 | 0.78355
19163 | 52756 | 19 | LONG GROVE | SCOTT | IA | IA_52756 | 52756 | Town Fringe | 995 | 0.95462
19045 | 52774 | 19 | WELTON | CLINTON | IA | IA_52774 | 52774 | Town Fringe | -999 | 0.88773
55065 | 53599 | 55 | WOODFORD | LAFAYETTE | WI | WI_53599 | 53599 | Rural Fringe | -999 | 0.85066
55043 | 53808 | 55 | DICKEYVILLE | GRANT | WI | WI_53808 | 53808 | Rural Fringe | 397 | 0.83785
17177 | 61013 | 17 | CEDARVILLE | STEPHENSON | IL | IL_61013 | 61013 | Town Fringe | -999 | 0.82228
17177 | 61027 | 17 | ELEROY | STEPHENSON | IL | IL_61027 | 61027 | Town Fringe | 0 | 0.80331
17177 | 61044 | 17 | KENT | STEPHENSON | IL | IL_61044 | 61044 | Rural Fringe | 502 | 0.86195
17161 | 61236 | 17 | BARSTOW | ROCK ISLAND | IL | IL_61236 | 61236 | Rural Fringe | -999 | 0.87843
17161 | 61242 | 17 | CORDOVA | ROCK ISLAND | IL | IL_61242 | 61242 | Rural Fringe | 826 | 0.85683
17073 | 61274 | 17 | OSCO | HENRY | IL | IL_61274 | 61274 | Rural Fringe | 385 | 0.87389
17161 | 61299 | 17 | ROCK ISLAND | ROCK ISLAND | IL | IL_61299 | 61299 | City Small | 129 | 0.77656
17011 | 61338 | 17 | MANLIUS | BUREAU | IL | IL_61338 | 61338 | Rural Fringe | -999 | 0.85533
17109 | 61416 | 17 | BARDOLPH | MCDONOUGH | IL | IL_61416 | 61416 | Town Fringe | 155 | 0.78502
17095 | 61430 | 17 | EAST GALESBURG | KNOX | IL | IL_61430 | 61430 | Town Fringe | 59 | 0.78007
17057 | 61432 | 17 | FAIRVIEW | FULTON | IL | IL_61432 | 61432 | Rural Fringe | 393 | 0.85318
17095 | 61439 | 17 | HENDERSON | KNOX | IL | IL_61439 | 61439 | Town Fringe | 299 | 0.78204
17057 | 61441 | 17 | IPAVA | FULTON | IL | IL_61441 | 61441 | Rural Fringe | 504 | 0.86005
17057 | 61477 | 17 | SMITHFIELD | FULTON | IL | IL_61477 | 61477 | Rural Fringe | 338 | 0.84776
17143 | 61528 | 17 | EDWARDS | PEORIA | IL | IL_61528 | 61528 | Rural Fringe | 1257 | 0.84714
17143 | 61552 | 17 | MOSSVILLE | PEORIA | IL | IL_61552 | 61552 | Town Fringe | 243 | 0.82205
17057 | 61563 | 17 | SAINT DAVID | FULTON | IL | IL_61563 | 61563 | Rural Fringe | -999 | 0.81172
17179 | 61611 | 17 | EAST PEORIA | TAZEWELL | IL | IL_61611 | 61611 | Suburb Midsize | 9031 | 0.78702
17143 | 61613 | 17 | PEORIA | PEORIA | IL | IL_61613 | 61613 | City Midsize | 220 | 0.79954
17143 | 61616 | 17 | PEORIA HEIGHTS | PEORIA | IL | IL_61616 | 61616 | Suburb Midsize | 3129 | 0.78627
19045 | 52727 | 19 | BRYANT | CLINTON | IA | IA_52727 | 52727 | Rural Fringe | 222 | 0.78437
19163 | 52758 | 19 | MC CAUSLAND | SCOTT | IA | IA_52758 | 52758 | Town Fringe | 0 | 0.95003
19163 | 52801 | 19 | DAVENPORT | SCOTT | IA | IA_52801 | 52801 | City Small | 175 | 0.77835
19097 | 52074 | 19 | SPRAGUEVILLE | JACKSON | IA | IA_52074 | 52074 | Rural Fringe | 662 | 0.77419
19097 | 52071 | 19 | SAINT DONATUS | JACKSON | IA | IA_52071 | 52071 | City Small | 443 | 0.75758
19163 | 52722 | 19 | BETTENDORF | SCOTT | IA | IA_52722 | 52722 | Suburb Large | 9713 | 0.7377
19045 | 52742 | 19 | DE WITT | CLINTON | IA | IA_52742 | 52742 | Town Fringe | 3158 | 0.956
19163 | 52768 | 19 | PRINCETON | SCOTT | IA | IA_52768 | 52768 | Town Fringe | 633 | 0.95222
19163 | 52807 | 19 | DAVENPORT | SCOTT | IA | IA_52807 | 52807 | City Small | 3489 | 0.77077
55065 | 53803 | 55 | BENTON | LAFAYETTE | WI | WI_53803 | 53803 | Rural Fringe | 550 | 0.84575
17073 | 61419 | 17 | BISHOP HILL | HENRY | IL | IL_61419 | 61419 | Rural Fringe | 0 | 0.73403
17057 | 61431 | 17 | ELLISVILLE | FULTON | IL | IL_61431 | 61431 | Rural Fringe | 263 | 0.85259
17177 | 61018 | 17 | DAKOTA | STEPHENSON | IL | IL_61018 | 61018 | Rural Fringe | 1010 | 0.8602
17177 | 61050 | 17 | MC CONNELL | STEPHENSON | IL | IL_61050 | 61050 | Town Fringe | 537 | 0.81183
17141 | 61007 | 17 | BAILEYVILLE | OGLE | IL | IL_61007 | 61007 | Rural Fringe | 305 | 0.8604
17073 | 61233 | 17 | ANDOVER | HENRY | IL | IL_61233 | 61233 | Rural Fringe | -999 | 0.76755
17073 | 61235 | 17 | ATKINSON | HENRY | IL | IL_61235 | 61235 | Town Fringe | 327 | 0.82216
17161 | 61239 | 17 | CARBON CLIFF | ROCK ISLAND | IL | IL_61239 | 61239 | Rural Fringe | 222 | 0.81221
17015 | 61014 | 17 | CHADWICK | CARROLL | IL | IL_61014 | 61014 | Rural Fringe | 738 | 0.86077
17085 | 61028 | 17 | ELIZABETH | JO DAVIESS | IL | IL_61028 | 61028 | Rural Fringe | 2008 | 0.84571
17141 | 61030 | 17 | FORRESTON | OGLE | IL | IL_61030 | 61030 | Rural Fringe | 636 | 0.85797
17177 | 61032 | 17 | FREEPORT | STEPHENSON | IL | IL_61032 | 61032 | Town Fringe | 9692 | 0.80918
17085 | 61036 | 17 | GALENA | JO DAVIESS | IL | IL_61036 | 61036 | Town Fringe | 3695 | 0.78497
17085 | 61041 | 17 | HANOVER | JO DAVIESS | IL | IL_61041 | 61041 | Rural Fringe | 1110 | 0.82901
17103 | 61042 | 17 | HARMON | LEE | IL | IL_61042 | 61042 | Town Fringe | 248 | 0.82299
17015 | 61046 | 17 | LANARK | CARROLL | IL | IL_61046 | 61046 | Rural Fringe | 1637 | 0.85409
17177 | 61048 | 17 | LENA | STEPHENSON | IL | IL_61048 | 61048 | Town Fringe | 1309 | 0.80878
17015 | 61051 | 17 | MILLEDGEVILLE | CARROLL | IL | IL_61051 | 61051 | Rural Fringe | 566 | 0.86195
17015 | 61053 | 17 | MOUNT CARROLL | CARROLL | IL | IL_61053 | 61053 | Rural Fringe | 1674 | 0.85168
17177 | 61060 | 17 | ORANGEVILLE | STEPHENSON | IL | IL_61060 | 61060 | Rural Fringe | 1066 | 0.85589
17141 | 61064 | 17 | POLO | OGLE | IL | IL_61064 | 61064 | Town Fringe | 1729 | 0.81527
17195 | 61071 | 17 | ROCK FALLS | WHITESIDE | IL | IL_61071 | 61071 | Rural Fringe | 4895 | 0.8595
17085 | 61075 | 17 | SCALES MOUND | JO DAVIESS | IL | IL_61075 | 61075 | Rural Fringe | 1212 | 0.84678
17015 | 61078 | 17 | SHANNON | CARROLL | IL | IL_61078 | 61078 | Rural Fringe | 1343 | 0.86256
17195 | 61081 | 17 | STERLING | WHITESIDE | IL | IL_61081 | 61081 | Town Fringe | 7139 | 0.81472
17085 | 61085 | 17 | STOCKTON | JO DAVIESS | IL | IL_61085 | 61085 | Rural Fringe | 1927 | 0.85169
17085 | 61087 | 17 | WARREN | JO DAVIESS | IL | IL_61087 | 61087 | Rural Fringe | 811 | 0.856
17177 | 61089 | 17 | WINSLOW | STEPHENSON | IL | IL_61089 | 61089 | Town Fringe | 1096 | 0.81409
17161 | 61256 | 17 | HAMPTON | ROCK ISLAND | IL | IL_61256 | 61256 | Rural Fringe | 476 | 0.80081
17073 | 61258 | 17 | HOOPPOLE | HENRY | IL | IL_61258 | 61258 | Rural Fringe | 7 | 0.83878
17195 | 61230 | 17 | ALBANY | WHITESIDE | IL | IL_61230 | 61230 | Rural Fringe | 263 | 0.8581
17073 | 61238 | 17 | CAMBRIDGE | HENRY | IL | IL_61238 | 61238 | Rural Fringe | 1131 | 0.86775
17195 | 61243 | 17 | DEER GROVE | WHITESIDE | IL | IL_61243 | 61243 | Rural Fringe | 171 | 0.8671
17195 | 61250 | 17 | ERIE | WHITESIDE | IL | IL_61250 | 61250 | Rural Fringe | 1056 | 0.86382
17195 | 61252 | 17 | FULTON | WHITESIDE | IL | IL_61252 | 61252 | Town Fringe | 2007 | 0.80901
17161 | 61265 | 17 | MOLINE | ROCK ISLAND | IL | IL_61265 | 61265 | City Small | 14072 | 0.79788
17195 | 61270 | 17 | MORRISON | WHITESIDE | IL | IL_61270 | 61270 | Town Fringe | 2868 | 0.81488
17073 | 61273 | 17 | ORION | HENRY | IL | IL_61273 | 61273 | Rural Fringe | 1309 | 0.86722
17161 | 61275 | 17 | PORT BYRON | ROCK ISLAND | IL | IL_61275 | 61275 | Rural Fringe | 917 | 0.84676
17195 | 61277 | 17 | PROPHETSTOWN | WHITESIDE | IL | IL_61277 | 61277 | Rural Fringe | 1415 | 0.86522
17131 | 61281 | 17 | SHERRARD | MERCER | IL | IL_61281 | 61281 | Rural Fringe | 784 | 0.85324
17161 | 61282 | 17 | SILVIS | ROCK ISLAND | IL | IL_61282 | 61282 | Rural Fringe | 2182 | 0.81519
17195 | 61283 | 17 | TAMPICO | WHITESIDE | IL | IL_61283 | 61283 | Rural Fringe | 540 | 0.86755
17015 | 61285 | 17 | THOMSON | CARROLL | IL | IL_61285 | 61285 | Rural Fringe | 403 | 0.84499
17011 | 61314 | 17 | BUDA | BUREAU | IL | IL_61314 | 61314 | Rural Fringe | 433 | 0.86785
17011 | 61345 | 17 | NEPONSET | BUREAU | IL | IL_61345 | 61345 | Rural Fringe | 486 | 0.86551
17011 | 61361 | 17 | SHEFFIELD | BUREAU | IL | IL_61361 | 61361 | Rural Fringe | 552 | 0.86616
17011 | 61376 | 17 | WALNUT | BUREAU | IL | IL_61376 | 61376 | Rural Fringe | 615 | 0.86665
17095 | 61410 | 17 | ABINGDON | KNOX | IL | IL_61410 | 61410 | Town Fringe | 1036 | 0.81864
17109 | 61411 | 17 | ADAIR | MCDONOUGH | IL | IL_61411 | 61411 | Town Fringe | 161 | 0.83976
17095 | 61414 | 17 | ALTONA | KNOX | IL | IL_61414 | 61414 | Rural Fringe | 355 | 0.87051
17057 | 61415 | 17 | AVON | FULTON | IL | IL_61415 | 61415 | Rural Fringe | 734 | 0.86609
17175 | 61421 | 17 | BRADFORD | STARK | IL | IL_61421 | 61421 | Rural Fringe | 742 | 0.86759
17095 | 61428 | 17 | DAHINDA | KNOX | IL | IL_61428 | 61428 | Rural Fringe | 388 | 0.83937
17073 | 61443 | 17 | KEWANEE | HENRY | IL | IL_61443 | 61443 | Town Fringe | 4449 | 0.81681
17095 | 61448 | 17 | KNOXVILLE | KNOX | IL | IL_61448 | 61448 | Town Fringe | 1571 | 0.80221
17095 | 61458 | 17 | MAQUON | KNOX | IL | IL_61458 | 61458 | Rural Fringe | 768 | 0.86164
17109 | 61470 | 17 | PRAIRIE CITY | MCDONOUGH | IL | IL_61470 | 61470 | Town Fringe | 628 | 0.8319
17095 | 61472 | 17 | RIO | KNOX | IL | IL_61472 | 61472 | Rural Fringe | 449 | 0.86559
17095 | 61474 | 17 | SAINT AUGUSTINE | KNOX | IL | IL_61474 | 61474 | Town Fringe | 560 | 0.82157
17057 | 61482 | 17 | TABLE GROVE | FULTON | IL | IL_61482 | 61482 | Rural Fringe | 340 | 0.86115
17175 | 61483 | 17 | TOULON | STARK | IL | IL_61483 | 61483 | Rural Fringe | 742 | 0.86818
17095 | 61488 | 17 | WATAGA | KNOX | IL | IL_61488 | 61488 | Rural Fringe | 409 | 0.86228
17095 | 61489 | 17 | WILLIAMSFIELD | KNOX | IL | IL_61489 | 61489 | Rural Fringe | 445 | 0.85767
17175 | 61491 | 17 | WYOMING | STARK | IL | IL_61491 | 61491 | Rural Fringe | 842 | 0.87032
17143 | 61517 | 17 | BRIMFIELD | PEORIA | IL | IL_61517 | 61517 | Rural Fringe | 1238 | 0.8547
17143 | 61523 | 17 | CHILLICOTHE | PEORIA | IL | IL_61523 | 61523 | Town Fringe | 4118 | 0.79791
17143 | 61526 | 17 | EDELSTEIN | PEORIA | IL | IL_61526 | 61526 | Rural Fringe | 504 | 0.85809
17143 | 61529 | 17 | ELMWOOD | PEORIA | IL | IL_61529 | 61529 | Rural Fringe | 1519 | 0.86703
17057 | 61531 | 17 | FARMINGTON | FULTON | IL | IL_61531 | 61531 | Rural Fringe | 1368 | 0.86068
17143 | 61533 | 17 | GLASFORD | PEORIA | IL | IL_61533 | 61533 | Rural Fringe | 1157 | 0.84472
17179 | 61534 | 17 | GREEN VALLEY | TAZEWELL | IL | IL_61534 | 61534 | Rural Fringe | 733 | 0.87479
17143 | 61536 | 17 | HANNA CITY | PEORIA | IL | IL_61536 | 61536 | Rural Fringe | 2335 | 0.85388
17057 | 61544 | 17 | LONDON MILLS | FULTON | IL | IL_61544 | 61544 | Rural Fringe | 390 | 0.85805
17179 | 61554 | 17 | PEKIN | TAZEWELL | IL | IL_61554 | 61554 | Rural Fringe | 15329 | 0.85485
17143 | 61559 | 17 | PRINCEVILLE | PEORIA | IL | IL_61559 | 61559 | Rural Fringe | 1287 | 0.86265
17143 | 61569 | 17 | TRIVOLI | PEORIA | IL | IL_61569 | 61569 | Rural Fringe | 926 | 0.86129
17143 | 61604 | 17 | PEORIA | PEORIA | IL | IL_61604 | 61604 | City Midsize | 9888 | 0.76141
17143 | 61607 | 17 | PEORIA | PEORIA | IL | IL_61607 | 61607 | Rural Fringe | 4159 | 0.84004
17179 | 61610 | 17 | CREVE COEUR | TAZEWELL | IL | IL_61610 | 61610 | City Midsize | 1917 | 0.74996
17143 | 61614 | 17 | PEORIA | PEORIA | IL | IL_61614 | 61614 | City Midsize | 6252 | 0.76567
17143 | 61615 | 17 | PEORIA | PEORIA | IL | IL_61615 | 61615 | Rural Fringe | 7233 | 0.82343
55059 | 53102 | 55 | BENET LAKE | KENOSHA | WI | WI_53102 | 53102 | Rural Fringe | 1012 | 0.8688
55059 | 53140 | 55 | KENOSHA | KENOSHA | WI | WI_53140 | 53140 | Suburb Midsize | 6494 | 0.79036
55079 | 53154 | 55 | OAK CREEK | MILWAUKEE | WI | WI_53154 | 53154 | Suburb Large | 8225 | 0.82487
55127 | 53157 | 55 | PELL LAKE | WALWORTH | WI | WI_53157 | 53157 | Rural Fringe | -999 | 0.86844
55079 | 53172 | 55 | SOUTH MILWAUKEE | MILWAUKEE | WI | WI_53172 | 53172 | Suburb Large | 8126 | 0.79929
55059 | 53192 | 55 | WILMOT | KENOSHA | WI | WI_53192 | 53192 | Rural Fringe | 441 | 0.82839
55127 | 53195 | 55 | ZENDA | WALWORTH | WI | WI_53195 | 53195 | Rural Fringe | -999 | 0.86867
55105 | 53511 | 55 | BELOIT | ROCK | WI | WI_53511 | 53511 | Rural Fringe | 15369 | 0.84622
55105 | 53537 | 55 | FOOTVILLE | ROCK | WI | WI_53537 | 53537 | Rural Fringe | 476 | 0.85438
55127 | 53125 | 55 | FONTANA | WALWORTH | WI | WI_53125 | 53125 | Town Fringe | 1157 | 0.7402
55133 | 53103 | 55 | BIG BEND | WAUKESHA | WI | WI_53103 | 53103 | Town Fringe | 1455 | 0.7851
55059 | 53104 | 55 | BRISTOL | KENOSHA | WI | WI_53104 | 53104 | Suburb Midsize | 1926 | 0.79371
55101 | 53105 | 55 | BURLINGTON | RACINE | WI | WI_53105 | 53105 | Town Fringe | 10080 | 0.79639
55101 | 53108 | 55 | CALEDONIA | RACINE | WI | WI_53108 | 53108 | City Small | 1274 | 0.81419
55127 | 53114 | 55 | DARIEN | WALWORTH | WI | WI_53114 | 53114 | Town Fringe | 885 | 0.8085
55127 | 53115 | 55 | DELAVAN | WALWORTH | WI | WI_53115 | 53115 | Town Fringe | 5277 | 0.79603
55127 | 53120 | 55 | EAST TROY | WALWORTH | WI | WI_53120 | 53120 | Town Fringe | 3254 | 0.79566
55127 | 53121 | 55 | ELKHORN | WALWORTH | WI | WI_53121 | 53121 | Town Fringe | 6030 | 0.80405
55101 | 53126 | 55 | FRANKSVILLE | RACINE | WI | WI_53126 | 53126 | City Small | 2872 | 0.81828
55127 | 53128 | 55 | GENOA CITY | WALWORTH | WI | WI_53128 | 53128 | Rural Fringe | 2584 | 0.83836
55105 | 53576 | 55 | ORFORDVILLE | ROCK | WI | WI_53576 | 53576 | Rural Fringe | 833 | 0.84929
55101 | 53139 | 55 | KANSASVILLE | RACINE | WI | WI_53139 | 53139 | Town Fringe | 963 | 0.79797
55059 | 53142 | 55 | KENOSHA | KENOSHA | WI | WI_53142 | 53142 | Suburb Midsize | 8685 | 0.79888
55059 | 53143 | 55 | KENOSHA | KENOSHA | WI | WI_53143 | 53143 | Suburb Midsize | 6315 | 0.79803
55059 | 53144 | 55 | KENOSHA | KENOSHA | WI | WI_53144 | 53144 | Suburb Midsize | 6176 | 0.79994
55127 | 53147 | 55 | LAKE GENEVA | WALWORTH | WI | WI_53147 | 53147 | Town Fringe | 8172 | 0.78584
55059 | 53158 | 55 | PLEASANT PRAIRIE | KENOSHA | WI | WI_53158 | 53158 | Suburb Midsize | 4613 | 0.78676
55059 | 53168 | 55 | SALEM | KENOSHA | WI | WI_53168 | 53168 | Town Fringe | 3603 | 0.78744
55059 | 53170 | 55 | SILVER LAKE | KENOSHA | WI | WI_53170 | 53170 | Rural Fringe | 332 | 0.81783
55101 | 53177 | 55 | STURTEVANT | RACINE | WI | WI_53177 | 53177 | City Small | 2679 | 0.82163
55059 | 53179 | 55 | TREVOR | KENOSHA | WI | WI_53179 | 53179 | Rural Fringe | 1694 | 0.82195
55059 | 53181 | 55 | TWIN LAKES | KENOSHA | WI | WI_53181 | 53181 | Rural Fringe | 2452 | 0.82298
55101 | 53182 | 55 | UNION GROVE | RACINE | WI | WI_53182 | 53182 | Suburb Midsize | 3093 | 0.81332
55127 | 53184 | 55 | WALWORTH | WALWORTH | WI | WI_53184 | 53184 | Town Fringe | 1990 | 0.81274
55101 | 53185 | 55 | WATERFORD | RACINE | WI | WI_53185 | 53185 | Suburb Large | 4506 | 0.8244
55127 | 53190 | 55 | WHITEWATER | WALWORTH | WI | WI_53190 | 53190 | Town Fringe | 4506 | 0.80196
55127 | 53191 | 55 | WILLIAMS BAY | WALWORTH | WI | WI_53191 | 53191 | Town Fringe | 1044 | 0.75191
55101 | 53402 | 55 | RACINE | RACINE | WI | WI_53402 | 53402 | City Small | 9602 | 0.80392
55101 | 53403 | 55 | RACINE | RACINE | WI | WI_53403 | 53403 | City Small | 7834 | 0.81439
55101 | 53404 | 55 | RACINE | RACINE | WI | WI_53404 | 53404 | City Small | 3341 | 0.78755
55101 | 53405 | 55 | RACINE | RACINE | WI | WI_53405 | 53405 | City Small | 7583 | 0.79513
55101 | 53406 | 55 | RACINE | RACINE | WI | WI_53406 | 53406 | City Small | 5766 | 0.79769
55045 | 53502 | 55 | ALBANY | GREEN | WI | WI_53502 | 53502 | Rural Fringe | 1191 | 0.84889
55105 | 53505 | 55 | AVALON | ROCK | WI | WI_53505 | 53505 | Rural Fringe | 170 | 0.85887
55025 | 53508 | 55 | BELLEVILLE | DANE | WI | WI_53508 | 53508 | Rural Fringe | 1632 | 0.84844
55105 | 53520 | 55 | BRODHEAD | ROCK | WI | WI_53520 | 53520 | Rural Fringe | 3015 | 0.85345
55045 | 53521 | 55 | BROOKLYN | GREEN | WI | WI_53521 | 53521 | Town Fringe | 1853 | 0.80521
55105 | 53525 | 55 | CLINTON | ROCK | WI | WI_53525 | 53525 | Rural Fringe | 1399 | 0.85479
55105 | 53534 | 55 | EDGERTON | ROCK | WI | WI_53534 | 53534 | Town Fringe | 4046 | 0.79919
55105 | 53536 | 55 | EVANSVILLE | ROCK | WI | WI_53536 | 53536 | Town Fringe | 2891 | 0.8088
55055 | 53538 | 55 | FORT ATKINSON | JEFFERSON | WI | WI_53538 | 53538 | Town Fringe | 5418 | 0.80072
55105 | 53545 | 55 | JANESVILLE | ROCK | WI | WI_53545 | 53545 | Suburb Small | 6094 | 0.75569
55105 | 53546 | 55 | JANESVILLE | ROCK | WI | WI_53546 | 53546 | City Small | 8369 | 0.8165
55105 | 53548 | 55 | JANESVILLE | ROCK | WI | WI_53548 | 53548 | City Small | 6079 | 0.81469
55045 | 53550 | 55 | JUDA | GREEN | WI | WI_53550 | 53550 | Rural Fringe | 1137 | 0.85765
55105 | 53563 | 55 | MILTON | ROCK | WI | WI_53563 | 53563 | Suburb Small | 3600 | 0.76312
55045 | 53566 | 55 | MONROE | GREEN | WI | WI_53566 | 53566 | Town Fringe | 5188 | 0.80913
55045 | 53570 | 55 | MONTICELLO | GREEN | WI | WI_53570 | 53570 | Rural Fringe | 1867 | 0.84883
55045 | 53574 | 55 | NEW GLARUS | GREEN | WI | WI_53574 | 53574 | Rural Fringe | 1241 | 0.84056
55127 | 53585 | 55 | SHARON | WALWORTH | WI | WI_53585 | 53585 | Town Fringe | 741 | 0.81373
26023 | 49036 | 26 | COLDWATER | BRANCH | MI | MI_49036 | 49036 | Town Fringe | 7576 | 0.80721
26021 | 49104 | 26 | BERRIEN SPRINGS | BERRIEN | MI | MI_49104 | 49104 | Town Fringe | 382 | 0.75554
26021 | 49115 | 26 | HARBERT | BERRIEN | MI | MI_49115 | 49115 | Rural Fringe | 25 | 0.76944
26021 | 49119 | 26 | NEW TROY | BERRIEN | MI | MI_49119 | 49119 | Rural Fringe | 180 | 0.79361
26021 | 49129 | 26 | UNION PIER | BERRIEN | MI | MI_49129 | 49129 | Town Fringe | 651 | 0.78041
17031 | 60649 | 17 | CHICAGO | COOK | IL | IL_60649 | 60649 | City Large | 5202 | 0.88447
26149 | 49066 | 26 | LEONIDAS | SAINT JOSEPH | MI | MI_49066 | 49066 | Rural Fringe | 521 | 0.86034
26021 | 49101 | 26 | BARODA | BERRIEN | MI | MI_49101 | 49101 | Suburb Small | 1233 | 0.77732
26021 | 49102 | 26 | BERRIEN CENTER | BERRIEN | MI | MI_49102 | 49102 | Town Fringe | 747 | 0.80923
26027 | 49130 | 26 | UNION | CASS | MI | MI_49130 | 49130 | Rural Fringe | 726 | 0.85066
18141 | 46530 | 18 | GRANGER | ST JOSEPH | IN | IN_46530 | 46530 | Suburb Large | 8518 | 0.76625
26023 | 49028 | 26 | BRONSON | BRANCH | MI | MI_49028 | 49028 | Rural Fringe | 2536 | 0.86184
26149 | 49030 | 26 | BURR OAK | SAINT JOSEPH | MI | MI_49030 | 49030 | Rural Fringe | 1361 | 0.86033
26027 | 49031 | 26 | CASSOPOLIS | CASS | MI | MI_49031 | 49031 | Rural Fringe | 3693 | 0.84793
26149 | 49032 | 26 | CENTREVILLE | SAINT JOSEPH | MI | MI_49032 | 49032 | Rural Fringe | 1401 | 0.8535
26149 | 49040 | 26 | COLON | SAINT JOSEPH | MI | MI_49040 | 49040 | Rural Fringe | 1230 | 0.85271
26149 | 49042 | 26 | CONSTANTINE | SAINT JOSEPH | MI | MI_49042 | 49042 | Town Fringe | 1952 | 0.81475
26027 | 49047 | 26 | DOWAGIAC | CASS | MI | MI_49047 | 49047 | Town Fringe | 6044 | 0.80643
26027 | 49061 | 26 | JONES | CASS | MI | MI_49061 | 49061 | Town Fringe | 1276 | 0.8014
26027 | 49067 | 26 | MARCELLUS | CASS | MI | MI_49067 | 49067 | Rural Fringe | 2227 | 0.84907
26149 | 49072 | 26 | MENDON | SAINT JOSEPH | MI | MI_49072 | 49072 | Rural Fringe | 1384 | 0.85963
26023 | 49082 | 26 | QUINCY | BRANCH | MI | MI_49082 | 49082 | Rural Fringe | 2736 | 0.85497
26023 | 49089 | 26 | SHERWOOD | BRANCH | MI | MI_49089 | 49089 | Rural Fringe | 1084 | 0.85858
26149 | 49091 | 26 | STURGIS | SAINT JOSEPH | MI | MI_49091 | 49091 | Town Fringe | 5837 | 0.8
26149 | 49093 | 26 | THREE RIVERS | SAINT JOSEPH | MI | MI_49093 | 49093 | Town Fringe | 6052 | 0.79859
26027 | 49095 | 26 | VANDALIA | CASS | MI | MI_49095 | 49095 | Rural Fringe | 1098 | 0.84416
26149 | 49099 | 26 | WHITE PIGEON | SAINT JOSEPH | MI | MI_49099 | 49099 | Rural Fringe | 2422 | 0.85444
26021 | 49103 | 26 | BERRIEN SPRINGS | BERRIEN | MI | MI_49103 | 49103 | Town Fringe | 2739 | 0.78879
26021 | 49106 | 26 | BRIDGMAN | BERRIEN | MI | MI_49106 | 49106 | Suburb Small | 1268 | 0.73742
26021 | 49107 | 26 | BUCHANAN | BERRIEN | MI | MI_49107 | 49107 | Suburb Large | 3558 | 0.83106
26021 | 49111 | 26 | EAU CLAIRE | BERRIEN | MI | MI_49111 | 49111 | Town Fringe | 1371 | 0.8073
26027 | 49112 | 26 | EDWARDSBURG | CASS | MI | MI_49112 | 49112 | Suburb Large | 3151 | 0.83063
26021 | 49113 | 26 | GALIEN | BERRIEN | MI | MI_49113 | 49113 | Rural Fringe | 989 | 0.85921
26021 | 49116 | 26 | LAKESIDE | BERRIEN | MI | MI_49116 | 49116 | Rural Fringe | 307 | 0.79417
26021 | 49117 | 26 | NEW BUFFALO | BERRIEN | MI | MI_49117 | 49117 | Town Fringe | 2344 | 0.78484
26021 | 49120 | 26 | NILES | BERRIEN | MI | MI_49120 | 49120 | City Small | 12067 | 0.79617
26021 | 49125 | 26 | SAWYER | BERRIEN | MI | MI_49125 | 49125 | Rural Fringe | 1338 | 0.83033
26021 | 49126 | 26 | SODUS | BERRIEN | MI | MI_49126 | 49126 | Suburb Small | 649 | 0.77147
26021 | 49127 | 26 | STEVENSVILLE | BERRIEN | MI | MI_49127 | 49127 | Suburb Small | 3598 | 0.73494
26021 | 49128 | 26 | THREE OAKS | BERRIEN | MI | MI_49128 | 49128 | Rural Fringe | 3058 | 0.85841
26023 | 49255 | 26 | MONTGOMERY | BRANCH | MI | MI_49255 | 49255 | Rural Fringe | 1274 | 0.85412
18141 | 46556 | 18 | NOTRE DAME | ST JOSEPH | IN | IN_46556 | 46556 | City Midsize | 621 | 0.70202
18127 | 46302 | 18 | BOONE GROVE | PORTER | IN | IN_46302 | 46302 | Rural Fringe | 253 | 0.85784
18127 | 46304 | 18 | CHESTERTON | PORTER | IN | IN_46304 | 46304 | Suburb Large | 7687 | 0.83262
18089 | 46307 | 18 | CROWN POINT | LAKE | IN | IN_46307 | 46307 | Suburb Large | 17682 | 0.84908
18073 | 46310 | 18 | DEMOTTE | JASPER | IN | IN_46310 | 46310 | Rural Fringe | 3095 | 0.85943
18089 | 46312 | 18 | EAST CHICAGO | LAKE | IN | IN_46312 | 46312 | Suburb Large | 6154 | 0.84514
18091 | 46340 | 18 | HANNA | LA PORTE | IN | IN_46340 | 46340 | Rural Fringe | 511 | 0.87228
18127 | 46341 | 18 | HEBRON | PORTER | IN | IN_46341 | 46341 | Town Fringe | 4346 | 0.82844
18127 | 46347 | 18 | KOUTS | PORTER | IN | IN_46347 | 46347 | Rural Fringe | 1779 | 0.87339
18091 | 46348 | 18 | LA CROSSE | LA PORTE | IN | IN_46348 | 46348 | Rural Fringe | 672 | 0.8744
18111 | 46349 | 18 | LAKE VILLAGE | NEWTON | IN | IN_46349 | 46349 | Rural Fringe | 1863 | 0.86427
18091 | 46360 | 18 | MICHIGAN CITY | LA PORTE | IN | IN_46360 | 46360 | City Small | 15000 | 0.8107
18091 | 46365 | 18 | MILL CREEK | LA PORTE | IN | IN_46365 | 46365 | City Small | 694 | 0.82739
18127 | 46385 | 18 | VALPARAISO | PORTER | IN | IN_46385 | 46385 | Rural Fringe | 13388 | 0.85677
18073 | 46392 | 18 | WHEATFIELD | JASPER | IN | IN_46392 | 46392 | Rural Fringe | 2077 | 0.86022
18127 | 46393 | 18 | WHEELER | PORTER | IN | IN_46393 | 46393 | Rural Fringe | 123 | 0.87074
18089 | 46401 | 18 | GARY | LAKE | IN | IN_46401 | 46401 | City Small | 67 | 0.78462
18089 | 46402 | 18 | GARY | LAKE | IN | IN_46402 | 46402 | City Small | 2764 | 0.82272
18085 | 46502 | 18 | ATWOOD | KOSCIUSKO | IN | IN_46502 | 46502 | Town Fringe | 600 | 0.83738
18085 | 46508 | 18 | BURKET | KOSCIUSKO | IN | IN_46508 | 46508 | Rural Fringe | 116 | 0.87047
18099 | 46513 | 18 | DONALDSON | MARSHALL | IN | IN_46513 | 46513 | Town Fringe | -999 | 0.67578
18039 | 46528 | 18 | GOSHEN | ELKHART | IN | IN_46528 | 46528 | Town Fringe | 7011 | 0.7982
18149 | 46532 | 18 | HAMLET | STARKE | IN | IN_46532 | 46532 | Rural Fringe | 1307 | 0.86062
18149 | 46534 | 18 | KNOX | STARKE | IN | IN_46534 | 46534 | Rural Fringe | 4225 | 0.85016
18001 | 46733 | 18 | DECATUR | ADAMS | IN | IN_46733 | 46733 | Town Fringe | 6140 | 0.8225
18113 | 46760 | 18 | KIMMELL | NOBLE | IN | IN_46760 | 46760 | Rural Fringe | 670 | 0.8566
18003 | 46765 | 18 | LEO | ALLEN | IN | IN_46765 | 46765 | Suburb Large | 1921 | 0.83541
18113 | 46784 | 18 | ROME CITY | NOBLE | IN | IN_46784 | 46784 | Town Fringe | 702 | 0.80938
18103 | 46921 | 18 | DEEDSVILLE | MIAMI | IN | IN_46921 | 46921 | Rural Fringe | -999 | 0.7235
18169 | 46943 | 18 | LAKETON | WABASH | IN | IN_46943 | 46943 | Town Fringe | 0 | 0.76519
18169 | 46946 | 18 | LIBERTY MILLS | WABASH | IN | IN_46946 | 46946 | Town Fringe | 87 | 0.74836
18017 | 46961 | 18 | NEW WAVERLY | CASS | IN | IN_46961 | 46961 | Rural Fringe | 107 | 0.85788
18103 | 46970 | 18 | PERU | MIAMI | IN | IN_46970 | 46970 | Rural Fringe | 8050 | 0.85632
18049 | 46975 | 18 | ROCHESTER | FULTON | IN | IN_46975 | 46975 | Town Fringe | 4839 | 0.81733
18131 | 46996 | 18 | WINAMAC | PULASKI | IN | IN_46996 | 46996 | Town Fringe | 2587 | 0.81797
18073 | 47978 | 18 | RENSSELAER | JASPER | IN | IN_47978 | 47978 | Town Fringe | 4067 | 0.82908
17031 | 60476 | 17 | THORNTON | COOK | IL | IL_60476 | 60476 | Suburb Large | 822 | 0.83495
17031 | 60617 | 17 | CHICAGO | COOK | IL | IL_60617 | 60617 | City Large | 24680 | 0.82662
17075 | 60945 | 17 | IROQUOIS | IROQUOIS | IL | IL_60945 | 60945 | Rural Fringe | 103 | 0.80762
17075 | 60956 | 17 | PAPINEAU | IROQUOIS | IL | IL_60956 | 60956 | Rural Fringe | 143 | 0.84711
18039 | 46553 | 18 | NEW PARIS | ELKHART | IN | IN_46553 | 46553 | Rural Fringe | 1322 | 0.862
18085 | 46555 | 18 | NORTH WEBSTER | KOSCIUSKO | IN | IN_46555 | 46555 | Rural Fringe | 1242 | 0.82995
18033 | 46705 | 18 | ASHLEY | DE KALB | IN | IN_46705 | 46705 | Town Fringe | 672 | 0.82002
18179 | 46731 | 18 | CRAIGVILLE | WELLS | IN | IN_46731 | 46731 | Rural Fringe | 228 | 0.87121
18179 | 46766 | 18 | LIBERTY CENTER | WELLS | IN | IN_46766 | 46766 | Rural Fringe | 63 | 0.87152
18003 | 46807 | 18 | FORT WAYNE | ALLEN | IN | IN_46807 | 46807 | City Midsize | 6684 | 0.76406
18149 | 46968 | 18 | ORA | STARKE | IN | IN_46968 | 46968 | Rural Fringe | 0 | 0.83765
18149 | 46366 | 18 | NORTH JUDSON | STARKE | IN | IN_46366 | 46366 | Town Fringe | 1584 | 0.81278
18111 | 46381 | 18 | THAYER | NEWTON | IN | IN_46381 | 46381 | Rural Fringe | 110 | 0.86889
18089 | 46303 | 18 | CEDAR LAKE | LAKE | IN | IN_46303 | 46303 | Suburb Large | 4427 | 0.84753
18089 | 46311 | 18 | DYER | LAKE | IN | IN_46311 | 46311 | Suburb Large | 6670 | 0.8385
18089 | 46319 | 18 | GRIFFITH | LAKE | IN | IN_46319 | 46319 | Suburb Large | 5861 | 0.82828
18089 | 46320 | 18 | HAMMOND | LAKE | IN | IN_46320 | 46320 | Suburb Large | 5838 | 0.83038
18089 | 46321 | 18 | MUNSTER | LAKE | IN | IN_46321 | 46321 | Suburb Large | 7228 | 0.84246
18089 | 46322 | 18 | HIGHLAND | LAKE | IN | IN_46322 | 46322 | Suburb Large | 7475 | 0.83755
18089 | 46323 | 18 | HAMMOND | LAKE | IN | IN_46323 | 46323 | Suburb Large | 6385 | 0.83993
18089 | 46324 | 18 | HAMMOND | LAKE | IN | IN_46324 | 46324 | Suburb Large | 7709 | 0.84238
18089 | 46327 | 18 | HAMMOND | LAKE | IN | IN_46327 | 46327 | Suburb Large | 2853 | 0.84131
18089 | 46342 | 18 | HOBART | LAKE | IN | IN_46342 | 46342 | Suburb Large | 10684 | 0.84119
18091 | 46350 | 18 | LA PORTE | LA PORTE | IN | IN_46350 | 46350 | City Small | 13576 | 0.81884
18089 | 46356 | 18 | LOWELL | LAKE | IN | IN_46356 | 46356 | Town Fringe | 5603 | 0.82895
18127 | 46368 | 18 | PORTAGE | PORTER | IN | IN_46368 | 46368 | Suburb Large | 10040 | 0.82866
18091 | 46371 | 18 | ROLLING PRAIRIE | LA PORTE | IN | IN_46371 | 46371 | Rural Fringe | 1719 | 0.85125
18089 | 46373 | 18 | SAINT JOHN | LAKE | IN | IN_46373 | 46373 | Suburb Large | 3505 | 0.84294
18149 | 46374 | 18 | SAN PIERRE | STARKE | IN | IN_46374 | 46374 | Town Fringe | 668 | 0.81411
18089 | 46375 | 18 | SCHERERVILLE | LAKE | IN | IN_46375 | 46375 | Suburb Large | 5082 | 0.83188
18089 | 46376 | 18 | SCHNEIDER | LAKE | IN | IN_46376 | 46376 | Town Fringe | 62 | 0.81083
18089 | 46377 | 18 | SHELBY | LAKE | IN | IN_46377 | 46377 | Town Fringe | -999 | 0.82695
18091 | 46382 | 18 | UNION MILLS | LA PORTE | IN | IN_46382 | 46382 | Rural Fringe | 1023 | 0.86822
18127 | 46383 | 18 | VALPARAISO | PORTER | IN | IN_46383 | 46383 | Rural Fringe | 10041 | 0.85851
18091 | 46390 | 18 | WANATAH | LA PORTE | IN | IN_46390 | 46390 | Rural Fringe | 708 | 0.87029
18091 | 46391 | 18 | WESTVILLE | LA PORTE | IN | IN_46391 | 46391 | Town Fringe | 1623 | 0.81623
18089 | 46394 | 18 | WHITING | LAKE | IN | IN_46394 | 46394 | Suburb Large | 5398 | 0.84457
18089 | 46403 | 18 | GARY | LAKE | IN | IN_46403 | 46403 | City Small | 4238 | 0.80389
18089 | 46404 | 18 | GARY | LAKE | IN | IN_46404 | 46404 | City Small | 5812 | 0.78993
18015 | 47997 | 18 | YEOMAN | CARROLL | IN | IN_47997 | 47997 | Town Fringe | 0 | 0.83261
18089 | 46405 | 18 | LAKE STATION | LAKE | IN | IN_46405 | 46405 | Suburb Large | 4345 | 0.83726
18089 | 46406 | 18 | GARY | LAKE | IN | IN_46406 | 46406 | City Small | 3605 | 0.78316
18089 | 46407 | 18 | GARY | LAKE | IN | IN_46407 | 46407 | City Small | 4530 | 0.81982
18089 | 46408 | 18 | GARY | LAKE | IN | IN_46408 | 46408 | Suburb Large | 5195 | 0.79213
18089 | 46409 | 18 | GARY | LAKE | IN | IN_46409 | 46409 | City Small | 3899 | 0.80939
18089 | 46410 | 18 | MERRILLVILLE | LAKE | IN | IN_46410 | 46410 | Suburb Large | 9535 | 0.84213
18099 | 46501 | 18 | ARGOS | MARSHALL | IN | IN_46501 | 46501 | Rural Fringe | 1286 | 0.86204
18099 | 46504 | 18 | BOURBON | MARSHALL | IN | IN_46504 | 46504 | Rural Fringe | 1291 | 0.86468
18099 | 46506 | 18 | BREMEN | MARSHALL | IN | IN_46506 | 46506 | Town Fringe | 3492 | 0.81865
18039 | 46507 | 18 | BRISTOL | ELKHART | IN | IN_46507 | 46507 | City Small | 3628 | 0.80569
18085 | 46510 | 18 | CLAYPOOL | KOSCIUSKO | IN | IN_46510 | 46510 | Town Fringe | 1393 | 0.818
18099 | 46511 | 18 | CULVER | MARSHALL | IN | IN_46511 | 46511 | Rural Fringe | 2132 | 0.84991
18039 | 46514 | 18 | ELKHART | ELKHART | IN | IN_46514 | 46514 | City Small | 11226 | 0.76437
18039 | 46516 | 18 | ELKHART | ELKHART | IN | IN_46516 | 46516 | Suburb Midsize | 7446 | 0.76304
18039 | 46517 | 18 | ELKHART | ELKHART | IN | IN_46517 | 46517 | Suburb Midsize | 6529 | 0.78158
18085 | 46524 | 18 | ETNA GREEN | KOSCIUSKO | IN | IN_46524 | 46524 | Rural Fringe | 726 | 0.86275
18039 | 46526 | 18 | GOSHEN | ELKHART | IN | IN_46526 | 46526 | Rural Fringe | 8572 | 0.85326
18149 | 46531 | 18 | GROVERTOWN | STARKE | IN | IN_46531 | 46531 | Rural Fringe | 457 | 0.8377
18141 | 46536 | 18 | LAKEVILLE | ST JOSEPH | IN | IN_46536 | 46536 | Rural Fringe | 1051 | 0.85
18085 | 46538 | 18 | LEESBURG | KOSCIUSKO | IN | IN_46538 | 46538 | Town Fringe | 1494 | 0.81188
18085 | 46539 | 18 | MENTONE | KOSCIUSKO | IN | IN_46539 | 46539 | Rural Fringe | 755 | 0.86306
18039 | 46540 | 18 | MIDDLEBURY | ELKHART | IN | IN_46540 | 46540 | Town Fringe | 2980 | 0.80901
18085 | 46542 | 18 | MILFORD | KOSCIUSKO | IN | IN_46542 | 46542 | Rural Fringe | 1698 | 0.86388
18039 | 46543 | 18 | MILLERSBURG | ELKHART | IN | IN_46543 | 46543 | Rural Fringe | 1257 | 0.8684
18141 | 46544 | 18 | MISHAWAKA | ST JOSEPH | IN | IN_46544 | 46544 | Suburb Large | 10536 | 0.83304
18141 | 46545 | 18 | MISHAWAKA | ST JOSEPH | IN | IN_46545 | 46545 | Suburb Large | 6419 | 0.79765
18039 | 46550 | 18 | NAPPANEE | ELKHART | IN | IN_46550 | 46550 | Rural Fringe | 3287 | 0.86171
18141 | 46552 | 18 | NEW CARLISLE | ST JOSEPH | IN | IN_46552 | 46552 | Rural Fringe | 2758 | 0.85908
18141 | 46554 | 18 | NORTH LIBERTY | ST JOSEPH | IN | IN_46554 | 46554 | Town Fringe | 2331 | 0.81404
18141 | 46561 | 18 | OSCEOLA | ST JOSEPH | IN | IN_46561 | 46561 | Suburb Large | 4203 | 0.79755
18085 | 46562 | 18 | PIERCETON | KOSCIUSKO | IN | IN_46562 | 46562 | Rural Fringe | 2081 | 0.85498
18099 | 46563 | 18 | PLYMOUTH | MARSHALL | IN | IN_46563 | 46563 | Town Fringe | 6960 | 0.80241
18087 | 46565 | 18 | SHIPSHEWANA | LAGRANGE | IN | IN_46565 | 46565 | Rural Fringe | 2356 | 0.86207
18085 | 46567 | 18 | SYRACUSE | KOSCIUSKO | IN | IN_46567 | 46567 | Rural Fringe | 4654 | 0.83867
18099 | 46570 | 18 | TIPPECANOE | MARSHALL | IN | IN_46570 | 46570 | Rural Fringe | 354 | 0.863
18087 | 46571 | 18 | TOPEKA | LAGRANGE | IN | IN_46571 | 46571 | Rural Fringe | 1814 | 0.86469
18039 | 46573 | 18 | WAKARUSA | ELKHART | IN | IN_46573 | 46573 | Rural Fringe | 1670 | 0.86598
18091 | 46574 | 18 | WALKERTON | LA PORTE | IN | IN_46574 | 46574 | Town Fringe | 2823 | 0.80749
18085 | 46580 | 18 | WARSAW | KOSCIUSKO | IN | IN_46580 | 46580 | Town Fringe | 6376 | 0.80075
18085 | 46582 | 18 | WARSAW | KOSCIUSKO | IN | IN_46582 | 46582 | Town Fringe | 4172 | 0.8087
18085 | 46590 | 18 | WINONA LAKE | KOSCIUSKO | IN | IN_46590 | 46590 | Town Fringe | 524 | 0.7084
18141 | 46601 | 18 | SOUTH BEND | ST JOSEPH | IN | IN_46601 | 46601 | City Midsize | 1698 | 0.78764
18141 | 46613 | 18 | SOUTH BEND | ST JOSEPH | IN | IN_46613 | 46613 | City Midsize | 3205 | 0.78143
18141 | 46614 | 18 | SOUTH BEND | ST JOSEPH | IN | IN_46614 | 46614 | City Midsize | 10094 | 0.76114
18141 | 46615 | 18 | SOUTH BEND | ST JOSEPH | IN | IN_46615 | 46615 | City Midsize | 4753 | 0.76654
18141 | 46616 | 18 | SOUTH BEND | ST JOSEPH | IN | IN_46616 | 46616 | City Midsize | 2057 | 0.73891
18141 | 46617 | 18 | SOUTH BEND | ST JOSEPH | IN | IN_46617 | 46617 | City Midsize | 3632 | 0.76466
18141 | 46619 | 18 | SOUTH BEND | ST JOSEPH | IN | IN_46619 | 46619 | City Midsize | 6893 | 0.75752
18141 | 46628 | 18 | SOUTH BEND | ST JOSEPH | IN | IN_46628 | 46628 | City Midsize | 8457 | 0.7214
18141 | 46635 | 18 | SOUTH BEND | ST JOSEPH | IN | IN_46635 | 46635 | City Midsize | 1667 | 0.71565
18141 | 46637 | 18 | SOUTH BEND | ST JOSEPH | IN | IN_46637 | 46637 | City Midsize | 3663 | 0.69979
18113 | 46701 | 18 | ALBION | NOBLE | IN | IN_46701 | 46701 | Rural Fringe | 2807 | 0.85094
18069 | 46702 | 18 | ANDREWS | HUNTINGTON | IN | IN_46702 | 46702 | Town Fringe | 816 | 0.80924
18151 | 46703 | 18 | ANGOLA | STEUBEN | IN | IN_46703 | 46703 | Rural Fringe | 6767 | 0.85215
18003 | 46704 | 18 | ARCOLA | ALLEN | IN | IN_46704 | 46704 | Rural Fringe | 673 | 0.85509
18033 | 46706 | 18 | AUBURN | DE KALB | IN | IN_46706 | 46706 | Town Fringe | 6627 | 0.8079
18113 | 46710 | 18 | AVILLA | NOBLE | IN | IN_46710 | 46710 | Town Fringe | 1398 | 0.81079
18001 | 46711 | 18 | BERNE | ADAMS | IN | IN_46711 | 46711 | Town Fringe | 1955 | 0.82609
18179 | 46714 | 18 | BLUFFTON | WELLS | IN | IN_46714 | 46714 | Rural Fringe | 5176 | 0.86688
18033 | 46721 | 18 | BUTLER | DE KALB | IN | IN_46721 | 46721 | Rural Fringe | 1604 | 0.85999
18183 | 46723 | 18 | CHURUBUSCO | WHITLEY | IN | IN_46723 | 46723 | Rural Fringe | 2435 | 0.85715
18183 | 46725 | 18 | COLUMBIA CITY | WHITLEY | IN | IN_46725 | 46725 | Rural Fringe | 8225 | 0.85862
18033 | 46730 | 18 | CORUNNA | DE KALB | IN | IN_46730 | 46730 | Town Fringe | 851 | 0.81147
18113 | 46732 | 18 | CROMWELL | NOBLE | IN | IN_46732 | 46732 | Rural Fringe | 687 | 0.85422
18151 | 46737 | 18 | FREMONT | STEUBEN | IN | IN_46737 | 46737 | Rural Fringe | 3863 | 0.8464
18033 | 46738 | 18 | GARRETT | DE KALB | IN | IN_46738 | 46738 | Town Fringe | 1754 | 0.8114
18003 | 46741 | 18 | GRABILL | ALLEN | IN | IN_46741 | 46741 | Suburb Large | 2085 | 0.85192
18151 | 46742 | 18 | HAMILTON | STEUBEN | IN | IN_46742 | 46742 | Rural Fringe | 1659 | 0.85934
18003 | 46743 | 18 | HARLAN | ALLEN | IN | IN_46743 | 46743 | Suburb Large | 639 | 0.85839
18003 | 46745 | 18 | HOAGLAND | ALLEN | IN | IN_46745 | 46745 | Suburb Large | 642 | 0.85315
18087 | 46746 | 18 | HOWE | LAGRANGE | IN | IN_46746 | 46746 | Rural Fringe | 1495 | 0.86294
18151 | 46747 | 18 | HUDSON | STEUBEN | IN | IN_46747 | 46747 | Rural Fringe | 1553 | 0.86092
18003 | 46748 | 18 | HUNTERTOWN | ALLEN | IN | IN_46748 | 46748 | Rural Fringe | 1917 | 0.84484
18069 | 46750 | 18 | HUNTINGTON | HUNTINGTON | IN | IN_46750 | 46750 | Town Fringe | 9464 | 0.80615
18113 | 46755 | 18 | KENDALLVILLE | NOBLE | IN | IN_46755 | 46755 | Town Fringe | 4637 | 0.80975
18087 | 46761 | 18 | LAGRANGE | LAGRANGE | IN | IN_46761 | 46761 | Rural Fringe | 4222 | 0.85983
18113 | 46763 | 18 | LAOTTO | NOBLE | IN | IN_46763 | 46763 | Town Fringe | 695 | 0.81634
18183 | 46764 | 18 | LARWILL | WHITLEY | IN | IN_46764 | 46764 | Rural Fringe | 937 | 0.85411
18113 | 46767 | 18 | LIGONIER | NOBLE | IN | IN_46767 | 46767 | Rural Fringe | 2940 | 0.86256
18179 | 46770 | 18 | MARKLE | WELLS | IN | IN_46770 | 46770 | Rural Fringe | 469 | 0.86116
18001 | 46772 | 18 | MONROE | ADAMS | IN | IN_46772 | 46772 | Rural Fringe | 568 | 0.87045
18003 | 46773 | 18 | MONROEVILLE | ALLEN | IN | IN_46773 | 46773 | Suburb Large | 1565 | 0.8595
18003 | 46774 | 18 | NEW HAVEN | ALLEN | IN | IN_46774 | 46774 | Suburb Large | 6207 | 0.85098
18151 | 46776 | 18 | ORLAND | STEUBEN | IN | IN_46776 | 46776 | Rural Fringe | 915 | 0.85646
18179 | 46777 | 18 | OSSIAN | WELLS | IN | IN_46777 | 46777 | Rural Fringe | 2047 | 0.86755
18151 | 46779 | 18 | PLEASANT LAKE | STEUBEN | IN | IN_46779 | 46779 | Rural Fringe | 1940 | 0.86206
18069 | 46783 | 18 | ROANOKE | HUNTINGTON | IN | IN_46783 | 46783 | Town Fringe | 1501 | 0.81526
18033 | 46785 | 18 | SAINT JOE | DE KALB | IN | IN_46785 | 46785 | Rural Fringe | 552 | 0.86091
18183 | 46787 | 18 | SOUTH WHITLEY | WHITLEY | IN | IN_46787 | 46787 | Rural Fringe | 1435 | 0.86164
18033 | 46788 | 18 | SPENCERVILLE | DE KALB | IN | IN_46788 | 46788 | Rural Fringe | 958 | 0.85626
18179 | 46791 | 18 | UNIONDALE | WELLS | IN | IN_46791 | 46791 | Rural Fringe | 273 | 0.86586
18069 | 46792 | 18 | WARREN | HUNTINGTON | IN | IN_46792 | 46792 | Town Fringe | 1316 | 0.82202
18033 | 46793 | 18 | WATERLOO | DE KALB | IN | IN_46793 | 46793 | Town Fringe | 1189 | 0.81123
18113 | 46794 | 18 | WAWAKA | NOBLE | IN | IN_46794 | 46794 | Rural Fringe | 739 | 0.85656
18087 | 46795 | 18 | WOLCOTTVILLE | LAGRANGE | IN | IN_46795 | 46795 | Rural Fringe | 3170 | 0.86106
18003 | 46797 | 18 | WOODBURN | ALLEN | IN | IN_46797 | 46797 | Suburb Large | 1347 | 0.85758
18003 | 46798 | 18 | YODER | ALLEN | IN | IN_46798 | 46798 | City Midsize | 677 | 0.79382
18003 | 46802 | 18 | FORT WAYNE | ALLEN | IN | IN_46802 | 46802 | City Midsize | 3611 | 0.70811
18003 | 46803 | 18 | FORT WAYNE | ALLEN | IN | IN_46803 | 46803 | Suburb Large | 3736 | 0.82896
18003 | 46804 | 18 | FORT WAYNE | ALLEN | IN | IN_46804 | 46804 | Suburb Large | 6684 | 0.77671
18003 | 46805 | 18 | FORT WAYNE | ALLEN | IN | IN_46805 | 46805 | City Midsize | 10117 | 0.6665
18003 | 46806 | 18 | FORT WAYNE | ALLEN | IN | IN_46806 | 46806 | Suburb Large | 8296 | 0.81847
18003 | 46808 | 18 | FORT WAYNE | ALLEN | IN | IN_46808 | 46808 | City Midsize | 10314 | 0.69275
18003 | 46809 | 18 | FORT WAYNE | ALLEN | IN | IN_46809 | 46809 | City Midsize | 3215 | 0.74959
18003 | 46814 | 18 | FORT WAYNE | ALLEN | IN | IN_46814 | 46814 | Suburb Large | 3573 | 0.76979
18003 | 46815 | 18 | FORT WAYNE | ALLEN | IN | IN_46815 | 46815 | City Midsize | 6308 | 0.72083
18003 | 46816 | 18 | FORT WAYNE | ALLEN | IN | IN_46816 | 46816 | Suburb Large | 4440 | 0.84168
18003 | 46818 | 18 | FORT WAYNE | ALLEN | IN | IN_46818 | 46818 | Rural Fringe | 6262 | 0.85308
18003 | 46819 | 18 | FORT WAYNE | ALLEN | IN | IN_46819 | 46819 | City Midsize | 2245 | 0.78704
18003 | 46825 | 18 | FORT WAYNE | ALLEN | IN | IN_46825 | 46825 | City Midsize | 7045 | 0.73406
18003 | 46835 | 18 | FORT WAYNE | ALLEN | IN | IN_46835 | 46835 | City Midsize | 8957 | 0.74232
18003 | 46845 | 18 | FORT WAYNE | ALLEN | IN | IN_46845 | 46845 | Rural Fringe | 6055 | 0.82913
18049 | 46910 | 18 | AKRON | FULTON | IN | IN_46910 | 46910 | Rural Fringe | 1471 | 0.86178
18103 | 46926 | 18 | DENVER | MIAMI | IN | IN_46926 | 46926 | Rural Fringe | 567 | 0.86111
18049 | 46939 | 18 | KEWANNA | FULTON | IN | IN_46939 | 46939 | Rural Fringe | 865 | 0.86855
18169 | 46940 | 18 | LA FONTAINE | WABASH | IN | IN_46940 | 46940 | Rural Fringe | 607 | 0.85971
18169 | 46941 | 18 | LAGRO | WABASH | IN | IN_46941 | 46941 | Rural Fringe | 356 | 0.84786
18017 | 46947 | 18 | LOGANSPORT | CASS | IN | IN_46947 | 46947 | Town Fringe | 8042 | 0.80719
18017 | 46950 | 18 | LUCERNE | CASS | IN | IN_46950 | 46950 | Rural Fringe | 655 | 0.87021
18103 | 46951 | 18 | MACY | MIAMI | IN | IN_46951 | 46951 | Rural Fringe | 854 | 0.86562
18103 | 46958 | 18 | MEXICO | MIAMI | IN | IN_46958 | 46958 | Rural Fringe | 34 | 0.80617
18131 | 46960 | 18 | MONTEREY | PULASKI | IN | IN_46960 | 46960 | Rural Fringe | 604 | 0.85605
18169 | 46962 | 18 | NORTH MANCHESTER | WABASH | IN | IN_46962 | 46962 | Town Fringe | 2612 | 0.81952
18169 | 46974 | 18 | ROANN | WABASH | IN | IN_46974 | 46974 | Rural Fringe | 581 | 0.85937
18017 | 46978 | 18 | ROYAL CENTER | CASS | IN | IN_46978 | 46978 | Rural Fringe | 973 | 0.86754
18085 | 46982 | 18 | SILVER LAKE | KOSCIUSKO | IN | IN_46982 | 46982 | Town Fringe | 944 | 0.8149
18131 | 46985 | 18 | STAR CITY | PULASKI | IN | IN_46985 | 46985 | Town Fringe | 481 | 0.82277
18017 | 46988 | 18 | TWELVE MILE | CASS | IN | IN_46988 | 46988 | Rural Fringe | 754 | 0.8648
18169 | 46990 | 18 | URBANA | WABASH | IN | IN_46990 | 46990 | Rural Fringe | 321 | 0.86897
18169 | 46992 | 18 | WABASH | WABASH | IN | IN_46992 | 46992 | Rural Fringe | 6203 | 0.86093
18017 | 46994 | 18 | WALTON | CASS | IN | IN_46994 | 46994 | Rural Fringe | 1019 | 0.87137
18111 | 47922 | 18 | BROOK | NEWTON | IN | IN_47922 | 47922 | Rural Fringe | 745 | 0.87714
18181 | 47926 | 18 | BURNETTSVILLE | WHITE | IN | IN_47926 | 47926 | Town Fringe | 530 | 0.8187
18111 | 47943 | 18 | FAIR OAKS | NEWTON | IN | IN_47943 | 47943 | Rural Fringe | 835 | 0.87025
18131 | 47946 | 18 | FRANCESVILLE | PULASKI | IN | IN_47946 | 47946 | Rural Fringe | 829 | 0.87476
18181 | 47950 | 18 | IDAVILLE | WHITE | IN | IN_47950 | 47950 | Town Fringe | 616 | 0.82681
18131 | 47957 | 18 | MEDARYVILLE | PULASKI | IN | IN_47957 | 47957 | Rural Fringe | 449 | 0.86072
18181 | 47959 | 18 | MONON | WHITE | IN | IN_47959 | 47959 | Rural Fringe | 1141 | 0.87365
18181 | 47960 | 18 | MONTICELLO | WHITE | IN | IN_47960 | 47960 | Town Fringe | 6044 | 0.81932
18111 | 47963 | 18 | MOROCCO | NEWTON | IN | IN_47963 | 47963 | Rural Fringe | 914 | 0.86672
18111 | 47964 | 18 | MOUNT AYR | NEWTON | IN | IN_47964 | 47964 | Rural Fringe | 0 | 0.86569
18181 | 47980 | 18 | REYNOLDS | WHITE | IN | IN_47980 | 47980 | Rural Fringe | 457 | 0.87789
18181 | 47995 | 18 | WOLCOTT | WHITE | IN | IN_47995 | 47995 | Rural Fringe | 369 | 0.88054
17197 | 60401 | 17 | BEECHER | WILL | IL | IL_60401 | 60401 | Suburb Large | 2356 | 0.86538
17031 | 60409 | 17 | CALUMET CITY | COOK | IL | IL_60409 | 60409 | Suburb Large | 9203 | 0.83301
17031 | 60411 | 17 | CHICAGO HEIGHTS | COOK | IL | IL_60411 | 60411 | Suburb Large | 16307 | 0.83572
17197 | 60417 | 17 | CRETE | WILL | IL | IL_60417 | 60417 | Suburb Large | 5866 | 0.83783
17031 | 60419 | 17 | DOLTON | COOK | IL | IL_60419 | 60419 | City Large | 6514 | 0.79686
17031 | 60425 | 17 | GLENWOOD | COOK | IL | IL_60425 | 60425 | Suburb Large | 2028 | 0.83153
17031 | 60426 | 17 | HARVEY | COOK | IL | IL_60426 | 60426 | City Large | 7755 | 0.79952
17031 | 60429 | 17 | HAZEL CREST | COOK | IL | IL_60429 | 60429 | City Large | 4516 | 0.79129
17031 | 60430 | 17 | HOMEWOOD | COOK | IL | IL_60430 | 60430 | Suburb Large | 5864 | 0.82855
17031 | 60438 | 17 | LANSING | COOK | IL | IL_60438 | 60438 | Suburb Large | 8370 | 0.84134
17031 | 60466 | 17 | PARK FOREST | COOK | IL | IL_60466 | 60466 | Suburb Large | 5055 | 0.83747
17031 | 60469 | 17 | POSEN | COOK | IL | IL_60469 | 60469 | City Large | 1390 | 0.79849
17031 | 60473 | 17 | SOUTH HOLLAND | COOK | IL | IL_60473 | 60473 | City Large | 8149 | 0.7891
17031 | 60475 | 17 | STEGER | COOK | IL | IL_60475 | 60475 | Suburb Large | 2611 | 0.83617
17031 | 60628 | 17 | CHICAGO | COOK | IL | IL_60628 | 60628 | City Large | 21592 | 0.8241
17031 | 60633 | 17 | CHICAGO | COOK | IL | IL_60633 | 60633 | City Large | 4718 | 0.84994
17075 | 60912 | 17 | BEAVERVILLE | IROQUOIS | IL | IL_60912 | 60912 | Rural Fringe | 140 | 0.86584
17075 | 60931 | 17 | DONOVAN | IROQUOIS | IL | IL_60931 | 60931 | Rural Fringe | 278 | 0.87133
17091 | 60958 | 17 | PEMBROKE TOWNSHIP | KANKAKEE | IL | IL_60958 | 60958 | Town Fringe | 421 | 0.80938
30013 | 59402 | 30 | MALMSTROM A F B | CASCADE | MT | MT_59402 | 59402 | Rural Fringe | 242 | 0.73902
30013 | 59405 | 30 | GREAT FALLS | CASCADE | MT | MT_59405 | 59405 | Rural Fringe | 7663 | 0.74492
30015 | 59416 | 30 | BRADY | CHOUTEAU | MT | MT_59416 | 59416 | Rural Fringe | 703 | 0.74096
30013 | 59421 | 30 | CASCADE | CASCADE | MT | MT_59421 | 59421 | Rural Fringe | 1091 | 0.73461
30099 | 59422 | 30 | CHOTEAU | TETON | MT | MT_59422 | 59422 | Rural Fringe | 1013 | 0.73016
30073 | 59425 | 30 | CONRAD | PONDERA | MT | MT_59425 | 59425 | Rural Fringe | 1097 | 0.73725
30035 | 59427 | 30 | CUT BANK | GLACIER | MT | MT_59427 | 59427 | Rural Fringe | 2219 | 0.72547
30099 | 59436 | 30 | FAIRFIELD | TETON | MT | MT_59436 | 59436 | Rural Fringe | 718 | 0.74597
30013 | 59443 | 30 | FORT SHAW | CASCADE | MT | MT_59443 | 59443 | Rural Fringe | 597 | 0.74672
30073 | 59448 | 30 | HEART BUTTE | PONDERA | MT | MT_59448 | 59448 | Rural Fringe | -999 | 0.67795
30051 | 59456 | 30 | LEDGER | LIBERTY | MT | MT_59456 | 59456 | Rural Fringe | 419 | 0.73779
30101 | 59474 | 30 | SHELBY | TOOLE | MT | MT_59474 | 59474 | Rural Fringe | 957 | 0.73468
30051 | 59522 | 30 | CHESTER | LIBERTY | MT | MT_59522 | 59522 | Rural Fringe | 507 | 0.73375
30049 | 59601 | 30 | HELENA | LEWIS AND CLARK | MT | MT_59601 | 59601 | Rural Fringe | 6448 | 0.7057
30049 | 59602 | 30 | HELENA | LEWIS AND CLARK | MT | MT_59602 | 59602 | Rural Fringe | 6133 | 0.72736
30049 | 59625 | 30 | HELENA | LEWIS AND CLARK | MT | MT_59625 | 59625 | Rural Fringe | -999 | 0.7613
30049 | 59626 | 30 | HELENA | LEWIS AND CLARK | MT | MT_59626 | 59626 | Rural Fringe | 1354 | 0.76135
30043 | 59632 | 30 | BOULDER | JEFFERSON | MT | MT_59632 | 59632 | Rural Fringe | 1077 | 0.72124
30049 | 59639 | 30 | LINCOLN | LEWIS AND CLARK | MT | MT_59639 | 59639 | Town Fringe | 748 | 0.67382
30049 | 59640 | 30 | MARYSVILLE | LEWIS AND CLARK | MT | MT_59640 | 59640 | Town Fringe | 94 | 0.69296
30007 | 59641 | 30 | RADERSBURG | BROADWATER | MT | MT_59641 | 59641 | Rural Fringe | -999 | 0.76562
30007 | 59644 | 30 | TOWNSEND | BROADWATER | MT | MT_59644 | 59644 | Rural Fringe | 1288 | 0.72413
30023 | 59711 | 30 | ANACONDA | DEER LODGE | MT | MT_59711 | 59711 | Rural Fringe | 3365 | 0.72224
30031 | 59715 | 30 | BOZEMAN | GALLATIN | MT | MT_59715 | 59715 | Rural Fringe | 6362 | 0.71885
30031 | 59716 | 30 | BIG SKY | GALLATIN | MT | MT_59716 | 59716 | Rural Fringe | 98 | 0.71891
30001 | 59724 | 30 | DELL | BEAVERHEAD | MT | MT_59724 | 59724 | Rural Fringe | 83 | 0.77012
30001 | 59732 | 30 | GLEN | BEAVERHEAD | MT | MT_59732 | 59732 | Rural Fringe | 188 | 0.74374
30001 | 59736 | 30 | JACKSON | BEAVERHEAD | MT | MT_59736 | 59736 | Town Fringe | 243 | 0.74237
30001 | 59739 | 30 | LIMA | BEAVERHEAD | MT | MT_59739 | 59739 | Rural Fringe | 260 | 0.76621
30057 | 59747 | 30 | PONY | MADISON | MT | MT_59747 | 59747 | Rural Fringe | 132 | 0.74398
30039 | 59825 | 30 | CLINTON | GRANITE | MT | MT_59825 | 59825 | Rural Fringe | 741 | 0.70359
30063 | 59826 | 30 | CONDON | MISSOULA | MT | MT_59826 | 59826 | Rural Fringe | 594 | 0.69595
30039 | 59832 | 30 | DRUMMOND | GRANITE | MT | MT_59832 | 59832 | Rural Fringe | 465 | 0.72786
30077 | 59843 | 30 | HELMVILLE | POWELL | MT | MT_59843 | 59843 | Town Fringe | 377 | 0.69132
30077 | 59854 | 30 | OVANDO | POWELL | MT | MT_59854 | 59854 | Town Fringe | 453 | 0.67339
30039 | 59858 | 30 | PHILIPSBURG | GRANITE | MT | MT_59858 | 59858 | Rural Fringe | 1057 | 0.70911
30081 | 59871 | 30 | SULA | RAVALLI | MT | MT_59871 | 59871 | Rural Fringe | 403 | 0.71751
16005 | 83202 | 16 | POCATELLO | BANNOCK | ID | ID_83202 | 83202 | City Small | 5358 | 0.80904
16077 | 83204 | 16 | POCATELLO | POWER | ID | ID_83204 | 83204 | Town Fringe | 4301 | 0.75928
16005 | 83209 | 16 | POCATELLO | BANNOCK | ID | ID_83209 | 83209 | City Small | 220 | 0.83694
16011 | 83210 | 16 | ABERDEEN | BINGHAM | ID | ID_83210 | 83210 | Rural Fringe | 517 | 0.78772
16077 | 83211 | 16 | AMERICAN FALLS | POWER | ID | ID_83211 | 83211 | Town Fringe | 1417 | 0.7645
16029 | 83217 | 16 | BANCROFT | CARIBOU | ID | ID_83217 | 83217 | Rural Fringe | 895 | 0.7811
16011 | 83221 | 16 | BLACKFOOT | BINGHAM | ID | ID_83221 | 83221 | Rural Fringe | 6528 | 0.78901
16029 | 83241 | 16 | GRACE | CARIBOU | ID | ID_83241 | 83241 | Rural Fringe | 415 | 0.78012
16071 | 83243 | 16 | HOLBROOK | ONEIDA | ID | ID_83243 | 83243 | Rural Fringe | 746 | 0.79916
16023 | 83244 | 16 | HOWE | BUTTE | ID | ID_83244 | 83244 | Rural Fringe | 438 | 0.7806
16005 | 83245 | 16 | INKOM | BANNOCK | ID | ID_83245 | 83245 | City Small | 1008 | 0.81732
16071 | 83252 | 16 | MALAD CITY | ONEIDA | ID | ID_83252 | 83252 | Rural Fringe | 833 | 0.7957
16037 | 83253 | 16 | MAY | CUSTER | ID | ID_83253 | 83253 | Rural Fringe | 409 | 0.76934
16007 | 83254 | 16 | MONTPELIER | BEAR LAKE | ID | ID_83254 | 83254 | Rural Fringe | 2056 | 0.78173
16023 | 83255 | 16 | MOORE | BUTTE | ID | ID_83255 | 83255 | Rural Fringe | 311 | 0.78099
16041 | 83263 | 16 | PRESTON | FRANKLIN | ID | ID_83263 | 83263 | Rural Fringe | 2451 | 0.7773
16007 | 83287 | 16 | FISH HAVEN | BEAR LAKE | ID | ID_83287 | 83287 | Rural Fringe | 168 | 0.74822
16031 | 83318 | 16 | BURLEY | CASSIA | ID | ID_83318 | 83318 | Town Fringe | 4133 | 0.76304
16013 | 83320 | 16 | CAREY | BLAINE | ID | ID_83320 | 83320 | Town Fringe | 1737 | 0.76731
16031 | 83323 | 16 | DECLO | CASSIA | ID | ID_83323 | 83323 | Town Fringe | 755 | 0.76661
16063 | 83347 | 16 | PAUL | LINCOLN | ID | ID_83347 | 83347 | Rural Fringe | 1531 | 0.79352
16067 | 83350 | 16 | RUPERT | MINIDOKA | ID | ID_83350 | 83350 | Rural Fringe | 3268 | 0.79348
16019 | 83401 | 16 | IDAHO FALLS | BONNEVILLE | ID | ID_83401 | 83401 | Suburb Small | 9669 | 0.72081
16019 | 83402 | 16 | IDAHO FALLS | BONNEVILLE | ID | ID_83402 | 83402 | City Small | 7745 | 0.82466
16019 | 83403 | 16 | IDAHO FALLS | BONNEVILLE | ID | ID_83403 | 83403 | Suburb Small | 31 | 0.72602
56039 | 83414 | 56 | ALTA | TETON | WY | WY_83414 | 83414 | Rural Fringe | 610 | 0.7414
16043 | 83420 | 16 | ASHTON | FREMONT | ID | ID_83420 | 83420 | Town Fringe | 2003 | 0.7249
16043 | 83421 | 16 | CHESTER | FREMONT | ID | ID_83421 | 83421 | Town Fringe | 91 | 0.71203
16033 | 83423 | 16 | DUBOIS | CLARK | ID | ID_83423 | 83423 | Rural Fringe | 321 | 0.77306
16081 | 83424 | 16 | FELT | TETON | ID | ID_83424 | 83424 | Rural Fringe | 451 | 0.76432
16043 | 83429 | 16 | ISLAND PARK | FREMONT | ID | ID_83429 | 83429 | Town Fringe | 1032 | 0.71287
16043 | 83433 | 16 | MACKS INN | FREMONT | ID | ID_83433 | 83433 | Town Fringe | -999 | 0.60501
16065 | 83436 | 16 | NEWDALE | MADISON | ID | ID_83436 | 83436 | Town Fringe | 840 | 0.74037
16065 | 83440 | 16 | REXBURG | MADISON | ID | ID_83440 | 83440 | Town Fringe | 4208 | 0.74592
16051 | 83442 | 16 | RIGBY | JEFFERSON | ID | ID_83442 | 83442 | Rural Fringe | 4563 | 0.78021
16043 | 83445 | 16 | SAINT ANTHONY | FREMONT | ID | ID_83445 | 83445 | Town Fringe | 2854 | 0.75518
16051 | 83450 | 16 | TERRETON | JEFFERSON | ID | ID_83450 | 83450 | Rural Fringe | 295 | 0.78466
16065 | 83451 | 16 | TETON | MADISON | ID | ID_83451 | 83451 | Town Fringe | 265 | 0.7508
16081 | 83455 | 16 | VICTOR | TETON | ID | ID_83455 | 83455 | Rural Fringe | 797 | 0.75041
16065 | 83460 | 16 | REXBURG | MADISON | ID | ID_83460 | 83460 | Town Fringe | 592 | 0.76407
16013 | 83348 | 16 | PICABO | BLAINE | ID | ID_83348 | 83348 | Town Fringe | 134 | 0.76355
30013 | 59414 | 30 | BLACK EAGLE | CASCADE | MT | MT_59414 | 59414 | Rural Fringe | 309 | 0.67753
30035 | 59417 | 30 | BROWNING | GLACIER | MT | MT_59417 | 59417 | Rural Fringe | 991 | 0.73578
30099 | 59419 | 30 | BYNUM | TETON | MT | MT_59419 | 59419 | Rural Fringe | 221 | 0.74076
30015 | 59420 | 30 | CARTER | CHOUTEAU | MT | MT_59420 | 59420 | Rural Fringe | 151 | 0.74156
30073 | 59432 | 30 | DUPUYER | PONDERA | MT | MT_59432 | 59432 | Rural Fringe | 209 | 0.74433
30101 | 59454 | 30 | KEVIN | TOOLE | MT | MT_59454 | 59454 | Rural Fringe | 170 | 0.7346
30013 | 59477 | 30 | SIMMS | CASCADE | MT | MT_59477 | 59477 | Rural Fringe | 809 | 0.73446
30013 | 59483 | 30 | SUN RIVER | CASCADE | MT | MT_59483 | 59483 | Rural Fringe | 557 | 0.7488
30013 | 59487 | 30 | VAUGHN | CASCADE | MT | MT_59487 | 59487 | Rural Fringe | 340 | 0.74653
30057 | 59710 | 30 | ALDER | MADISON | MT | MT_59710 | 59710 | Rural Fringe | 117 | 0.75729
30077 | 59713 | 30 | AVON | POWELL | MT | MT_59713 | 59713 | Town Fringe | 187 | 0.70481
30001 | 59725 | 30 | DILLON | BEAVERHEAD | MT | MT_59725 | 59725 | Rural Fringe | 2666 | 0.75946
30093 | 59727 | 30 | DIVIDE | SILVER BOW | MT | MT_59727 | 59727 | Rural Fringe | 408 | 0.73616
30043 | 59759 | 30 | WHITEHALL | JEFFERSON | MT | MT_59759 | 59759 | Rural Fringe | 1014 | 0.73289
30001 | 59761 | 30 | WISDOM | BEAVERHEAD | MT | MT_59761 | 59761 | Town Fringe | 258 | 0.70822
30001 | 59762 | 30 | WISE RIVER | BEAVERHEAD | MT | MT_59762 | 59762 | Rural Fringe | 671 | 0.71961
30029 | 59916 | 30 | ESSEX | FLATHEAD | MT | MT_59916 | 59916 | Rural Fringe | 922 | 0.68718
30013 | 59401 | 30 | GREAT FALLS | CASCADE | MT | MT_59401 | 59401 | Rural Fringe | 3674 | 0.71668
30013 | 59404 | 30 | GREAT FALLS | CASCADE | MT | MT_59404 | 59404 | Rural Fringe | 7232 | 0.744
30049 | 59410 | 30 | AUGUSTA | LEWIS AND CLARK | MT | MT_59410 | 59410 | Town Fringe | 174 | 0.72369
30035 | 59411 | 30 | BABB | GLACIER | MT | MT_59411 | 59411 | Rural Fringe | 194 | 0.68881
30013 | 59412 | 30 | BELT | CASCADE | MT | MT_59412 | 59412 | Rural Fringe | 625 | 0.74532
30099 | 59433 | 30 | DUTTON | TETON | MT | MT_59433 | 59433 | Rural Fringe | 330 | 0.74186
30035 | 59434 | 30 | EAST GLACIER PARK | GLACIER | MT | MT_59434 | 59434 | Rural Fringe | 200 | 0.7007
30101 | 59435 | 30 | ETHRIDGE | TOOLE | MT | MT_59435 | 59435 | Rural Fringe | 151 | 0.73722
30015 | 59440 | 30 | FLOWEREE | CHOUTEAU | MT | MT_59440 | 59440 | Rural Fringe | 463 | 0.74253
30101 | 59444 | 30 | GALATA | TOOLE | MT | MT_59444 | 59444 | Rural Fringe | 209 | 0.73329
30051 | 59461 | 30 | LOTHAIR | LIBERTY | MT | MT_59461 | 59461 | Rural Fringe | 158 | 0.73291
30101 | 59466 | 30 | OILMONT | TOOLE | MT | MT_59466 | 59466 | Rural Fringe | 297 | 0.7322
30099 | 59468 | 30 | POWER | TETON | MT | MT_59468 | 59468 | Rural Fringe | 472 | 0.74494
30045 | 59469 | 30 | RAYNESFORD | JUDITH BASIN | MT | MT_59469 | 59469 | Rural Fringe | 172 | 0.72737
30013 | 59472 | 30 | SAND COULEE | CASCADE | MT | MT_59472 | 59472 | Rural Fringe | 189 | 0.75042
30013 | 59480 | 30 | STOCKETT | CASCADE | MT | MT_59480 | 59480 | Rural Fringe | 371 | 0.72172
30101 | 59482 | 30 | SUNBURST | TOOLE | MT | MT_59482 | 59482 | Rural Fringe | 237 | 0.73215
30101 | 59484 | 30 | SWEET GRASS | TOOLE | MT | MT_59484 | 59484 | Rural Fringe | 224 | 0.73095
30073 | 59486 | 30 | VALIER | PONDERA | MT | MT_59486 | 59486 | Rural Fringe | 751 | 0.72665
30051 | 59531 | 30 | JOPLIN | LIBERTY | MT | MT_59531 | 59531 | Rural Fringe | 239 | 0.73133
30101 | 59545 | 30 | WHITLASH | TOOLE | MT | MT_59545 | 59545 | Rural Fringe | 248 | 0.73405
30043 | 59631 | 30 | BASIN | JEFFERSON | MT | MT_59631 | 59631 | Rural Fringe | 207 | 0.69784
30049 | 59633 | 30 | CANYON CREEK | LEWIS AND CLARK | MT | MT_59633 | 59633 | Town Fringe | 547 | 0.68791
30043 | 59634 | 30 | CLANCY | JEFFERSON | MT | MT_59634 | 59634 | Rural Fringe | 1498 | 0.70796
30007 | 59635 | 30 | EAST HELENA | BROADWATER | MT | MT_59635 | 59635 | Rural Fringe | 2409 | 0.73458
30043 | 59638 | 30 | JEFFERSON CITY | JEFFERSON | MT | MT_59638 | 59638 | Rural Fringe | 77 | 0.71678
30007 | 59643 | 30 | TOSTON | BROADWATER | MT | MT_59643 | 59643 | Rural Fringe | 506 | 0.751
30059 | 59645 | 30 | WHITE SULPHUR SPRINGS | MEAGHER | MT | MT_59645 | 59645 | Rural Fringe | 775 | 0.72962
30049 | 59648 | 30 | WOLF CREEK | LEWIS AND CLARK | MT | MT_59648 | 59648 | Town Fringe | 1600 | 0.69823
30093 | 59701 | 30 | BUTTE | SILVER BOW | MT | MT_59701 | 59701 | Rural Fringe | 9243 | 0.72242
30031 | 59714 | 30 | BELGRADE | GALLATIN | MT | MT_59714 | 59714 | Rural Fringe | 4418 | 0.74195
30031 | 59718 | 30 | BOZEMAN | GALLATIN | MT | MT_59718 | 59718 | Rural Fringe | 6810 | 0.74285
30057 | 59720 | 30 | CAMERON | MADISON | MT | MT_59720 | 59720 | Rural Fringe | 980 | 0.74788
30057 | 59721 | 30 | CARDWELL | MADISON | MT | MT_59721 | 59721 | Rural Fringe | 484 | 0.74815
30077 | 59722 | 30 | DEER LODGE | POWELL | MT | MT_59722 | 59722 | Rural Fringe | 1366 | 0.73197
30077 | 59728 | 30 | ELLISTON | POWELL | MT | MT_59728 | 59728 | Town Fringe | 131 | 0.68158
30057 | 59729 | 30 | ENNIS | MADISON | MT | MT_59729 | 59729 | Rural Fringe | 1616 | 0.74879
30031 | 59730 | 30 | GALLATIN GATEWAY | GALLATIN | MT | MT_59730 | 59730 | Rural Fringe | 2229 | 0.72325
30077 | 59731 | 30 | GARRISON | POWELL | MT | MT_59731 | 59731 | Rural Fringe | 386 | 0.73291
30077 | 59733 | 30 | GOLD CREEK | POWELL | MT | MT_59733 | 59733 | Rural Fringe | 240 | 0.72063
30057 | 59735 | 30 | HARRISON | MADISON | MT | MT_59735 | 59735 | Rural Fringe | 481 | 0.75496
30057 | 59740 | 30 | MC ALLISTER | MADISON | MT | MT_59740 | 59740 | Rural Fringe | 95 | 0.7297
30031 | 59741 | 30 | MANHATTAN | GALLATIN | MT | MT_59741 | 59741 | Rural Fringe | 1614 | 0.76199
30057 | 59745 | 30 | NORRIS | MADISON | MT | MT_59745 | 59745 | Rural Fringe | 432 | 0.75931
30001 | 59746 | 30 | POLARIS | BEAVERHEAD | MT | MT_59746 | 59746 | Rural Fringe | 186 | 0.72111
30057 | 59749 | 30 | SHERIDAN | MADISON | MT | MT_59749 | 59749 | Rural Fringe | 563 | 0.74997
30093 | 59750 | 30 | BUTTE | SILVER BOW | MT | MT_59750 | 59750 | Rural Fringe | 455 | 0.72525
30057 | 59751 | 30 | SILVER STAR | MADISON | MT | MT_59751 | 59751 | Rural Fringe | 254 | 0.75125
30031 | 59752 | 30 | THREE FORKS | GALLATIN | MT | MT_59752 | 59752 | Rural Fringe | 1450 | 0.7588
30057 | 59754 | 30 | TWIN BRIDGES | MADISON | MT | MT_59754 | 59754 | Rural Fringe | 914 | 0.76135
30057 | 59755 | 30 | VIRGINIA CITY | MADISON | MT | MT_59755 | 59755 | Rural Fringe | 48 | 0.7563
30023 | 59756 | 30 | WARM SPRINGS | DEER LODGE | MT | MT_59756 | 59756 | Rural Fringe | -999 | 0.65964
30031 | 59758 | 30 | WEST YELLOWSTONE | GALLATIN | MT | MT_59758 | 59758 | Rural Fringe | 701 | 0.72803
30063 | 59801 | 30 | MISSOULA | MISSOULA | MT | MT_59801 | 59801 | Rural Fringe | 6722 | 0.73518
30063 | 59802 | 30 | MISSOULA | MISSOULA | MT | MT_59802 | 59802 | Rural Fringe | 2912 | 0.69603
30063 | 59803 | 30 | MISSOULA | MISSOULA | MT | MT_59803 | 59803 | Rural Fringe | 4424 | 0.70652
30063 | 59823 | 30 | BONNER | MISSOULA | MT | MT_59823 | 59823 | Rural Fringe | 1182 | 0.70422
30081 | 59827 | 30 | CONNER | RAVALLI | MT | MT_59827 | 59827 | Rural Fringe | 100 | 0.7377
30039 | 59837 | 30 | HALL | GRANITE | MT | MT_59837 | 59837 | Rural Fringe | 298 | 0.72701
30063 | 59868 | 30 | SEELEY LAKE | MISSOULA | MT | MT_59868 | 59868 | Rural Fringe | 912 | 0.69367
30029 | 59911 | 30 | BIGFORK | FLATHEAD | MT | MT_59911 | 59911 | Rural Fringe | 4130 | 0.68234
30029 | 59913 | 30 | CORAM | FLATHEAD | MT | MT_59913 | 59913 | Town Fringe | 153 | 0.6186
56039 | 83025 | 56 | TETON VILLAGE | TETON | WY | WY_83025 | 83025 | Rural Fringe | 23 | 0.75031
16007 | 83220 | 16 | BERN | BEAR LAKE | ID | ID_83220 | 83220 | Rural Fringe | 222 | 0.79672
16007 | 83223 | 16 | BLOOMINGTON | BEAR LAKE | ID | ID_83223 | 83223 | Rural Fringe | 376 | 0.7869
16007 | 83233 | 16 | DINGLE | BEAR LAKE | ID | ID_83233 | 83233 | Rural Fringe | -999 | 0.77718
16011 | 83277 | 16 | SPRINGFIELD | BINGHAM | ID | ID_83277 | 83277 | Rural Fringe | 38 | 0.78816
16051 | 83431 | 16 | LEWISVILLE | JEFFERSON | ID | ID_83431 | 83431 | Rural Fringe | 350 | 0.77335
16059 | 83468 | 16 | TENDOY | LEMHI | ID | ID_83468 | 83468 | Rural Fringe | 118 | 0.76943
56023 | 83110 | 56 | AFTON | LINCOLN | WY | WY_83110 | 83110 | Rural Fringe | 1847 | 0.76908
56023 | 83112 | 56 | BEDFORD | LINCOLN | WY | WY_83112 | 83112 | Rural Fringe | 737 | 0.75998
56023 | 83118 | 56 | ETNA | LINCOLN | WY | WY_83118 | 83118 | Rural Fringe | 244 | 0.75547
16029 | 83120 | 16 | FREEDOM | CARIBOU | ID | ID_83120 | 83120 | Rural Fringe | 213 | 0.76544
56023 | 83122 | 56 | GROVER | LINCOLN | WY | WY_83122 | 83122 | Rural Fringe | 175 | 0.78632
56023 | 83127 | 56 | THAYNE | LINCOLN | WY | WY_83127 | 83127 | Rural Fringe | 385 | 0.75603
56023 | 83128 | 56 | ALPINE | LINCOLN | WY | WY_83128 | 83128 | Rural Fringe | 279 | 0.75305
16077 | 83212 | 16 | ARBON | POWER | ID | ID_83212 | 83212 | Rural Fringe | 120 | 0.79165
16023 | 83213 | 16 | ARCO | BUTTE | ID | ID_83213 | 83213 | Rural Fringe | 284 | 0.79139
16011 | 83218 | 16 | BASALT | BINGHAM | ID | ID_83218 | 83218 | Rural Fringe | -999 | 0.62778
16041 | 83228 | 16 | CLIFTON | FRANKLIN | ID | ID_83228 | 83228 | Rural Fringe | 165 | 0.7856
16041 | 83232 | 16 | DAYTON | FRANKLIN | ID | ID_83232 | 83232 | Rural Fringe | 143 | 0.79714
16011 | 83236 | 16 | FIRTH | BINGHAM | ID | ID_83236 | 83236 | Town Fringe | 467 | 0.75984
16041 | 83237 | 16 | FRANKLIN | FRANKLIN | ID | ID_83237 | 83237 | Rural Fringe | 587 | 0.77186
16007 | 83239 | 16 | GEORGETOWN | BEAR LAKE | ID | ID_83239 | 83239 | Rural Fringe | 196 | 0.77762
16005 | 83246 | 16 | LAVA HOT SPRINGS | BANNOCK | ID | ID_83246 | 83246 | Rural Fringe | 353 | 0.76937
16005 | 83250 | 16 | MCCAMMON | BANNOCK | ID | ID_83250 | 83250 | Rural Fringe | 221 | 0.78359
16011 | 83262 | 16 | PINGREE | BINGHAM | ID | ID_83262 | 83262 | Rural Fringe | 908 | 0.78612
16077 | 83271 | 16 | ROCKLAND | POWER | ID | ID_83271 | 83271 | Rural Fringe | 161 | 0.78789
16011 | 83274 | 16 | SHELLEY | BINGHAM | ID | ID_83274 | 83274 | Rural Fringe | 2752 | 0.78056
16029 | 83276 | 16 | SODA SPRINGS | CARIBOU | ID | ID_83276 | 83276 | Rural Fringe | 724 | 0.77444
16019 | 83285 | 16 | WAYAN | BONNEVILLE | ID | ID_83285 | 83285 | Rural Fringe | 657 | 0.76361
16031 | 83311 | 16 | ALBION | CASSIA | ID | ID_83311 | 83311 | Town Fringe | 0 | 0.76902
16067 | 83336 | 16 | HEYBURN | MINIDOKA | ID | ID_83336 | 83336 | Rural Fringe | 1477 | 0.77953
16019 | 83404 | 16 | IDAHO FALLS | BONNEVILLE | ID | ID_83404 | 83404 | City Small | 4601 | 0.79884
16019 | 83406 | 16 | IDAHO FALLS | BONNEVILLE | ID | ID_83406 | 83406 | Suburb Small | 2289 | 0.71864
16081 | 83422 | 16 | DRIGGS | TETON | ID | ID_83422 | 83422 | Rural Fringe | 1050 | 0.75809
16051 | 83425 | 16 | HAMER | JEFFERSON | ID | ID_83425 | 83425 | Rural Fringe | 251 | 0.78091
16019 | 83427 | 16 | IONA | BONNEVILLE | ID | ID_83427 | 83427 | Suburb Small | 240 | 0.72864
16019 | 83428 | 16 | IRWIN | BONNEVILLE | ID | ID_83428 | 83428 | Rural Fringe | 333 | 0.74732
16051 | 83434 | 16 | MENAN | JEFFERSON | ID | ID_83434 | 83434 | Rural Fringe | 725 | 0.78223
16051 | 83435 | 16 | MONTEVIEW | JEFFERSON | ID | ID_83435 | 83435 | Rural Fringe | 284 | 0.78146
16019 | 83443 | 16 | RIRIE | BONNEVILLE | ID | ID_83443 | 83443 | Rural Fringe | 610 | 0.77061
16051 | 83444 | 16 | ROBERTS | JEFFERSON | ID | ID_83444 | 83444 | Rural Fringe | 294 | 0.78485
16033 | 83446 | 16 | SPENCER | CLARK | ID | ID_83446 | 83446 | Rural Fringe | 59 | 0.76222
16065 | 83448 | 16 | SUGAR CITY | MADISON | ID | ID_83448 | 83448 | Town Fringe | 298 | 0.75413
16019 | 83449 | 16 | SWAN VALLEY | BONNEVILLE | ID | ID_83449 | 83449 | Rural Fringe | 305 | 0.75415
16081 | 83452 | 16 | TETONIA | TETON | ID | ID_83452 | 83452 | Rural Fringe | 1081 | 0.76406
16059 | 83462 | 16 | CARMEN | LEMHI | ID | ID_83462 | 83462 | Town Fringe | 325 | 0.7208
16059 | 83464 | 16 | LEADORE | LEMHI | ID | ID_83464 | 83464 | Rural Fringe | 607 | 0.76386
46019 | 57717 | 46 | BELLE FOURCHE | BUTTE | SD | SD_57717 | 57717 | Town Fringe | 2785 | 0.94026
30011 | 57724 | 30 | CAMP CROOK | CARTER | MT | MT_57724 | 57724 | Rural Fringe | 147 | 0.76919
46047 | 57735 | 46 | EDGEMONT | FALL RIVER | SD | SD_57735 | 57735 | Rural Fringe | 819 | 0.77809
46081 | 57783 | 46 | SPEARFISH | LAWRENCE | SD | SD_57783 | 57783 | Town Fringe | 3980 | 0.90658
38033 | 58621 | 38 | BEACH | GOLDEN VALLEY | ND | ND_58621 | 58621 | Rural Fringe | 457 | 0.74111
38011 | 58623 | 38 | BOWMAN | BOWMAN | ND | ND_58623 | 58623 | Rural Fringe | 1072 | 0.75017
38011 | 58651 | 38 | RHAME | BOWMAN | ND | ND_58651 | 58651 | Rural Fringe | 403 | 0.75365
38033 | 58654 | 38 | SENTINEL BUTTE | GOLDEN VALLEY | ND | ND_58654 | 58654 | Rural Fringe | 472 | 0.7463
38105 | 58801 | 38 | WILLISTON | WILLIAMS | ND | ND_58801 | 58801 | Rural Fringe | 5006 | 0.72629
38105 | 58843 | 38 | EPPING | WILLIAMS | ND | ND_58843 | 58843 | Rural Fringe | 358 | 0.72456
38023 | 58845 | 38 | GRENORA | DIVIDE | ND | ND_58845 | 58845 | Rural Fringe | 380 | 0.7205
30085 | 59212 | 30 | BAINVILLE | ROOSEVELT | MT | MT_59212 | 59212 | Rural Fringe | 389 | 0.73586
30083 | 59217 | 30 | CRANE | RICHLAND | MT | MT_59217 | 59217 | Rural Fringe | 154 | 0.74588
30085 | 59218 | 30 | CULBERTSON | ROOSEVELT | MT | MT_59218 | 59218 | Rural Fringe | 270 | 0.73226
30091 | 59219 | 30 | DAGMAR | SHERIDAN | MT | MT_59219 | 59219 | Rural Fringe | 265 | 0.72916
30085 | 59226 | 30 | FROID | ROOSEVELT | MT | MT_59226 | 59226 | Rural Fringe | 611 | 0.73396
30085 | 59255 | 30 | POPLAR | ROOSEVELT | MT | MT_59255 | 59255 | Rural Fringe | 679 | 0.73366
30083 | 59259 | 30 | RICHEY | RICHLAND | MT | MT_59259 | 59259 | Rural Fringe | 523 | 0.74404
30091 | 59275 | 30 | WESTBY | SHERIDAN | MT | MT_59275 | 59275 | Rural Fringe | 372 | 0.7272
30011 | 59311 | 30 | ALZADA | CARTER | MT | MT_59311 | 59311 | Rural Fringe | 215 | 0.77388
30025 | 59313 | 30 | BAKER | FALLON | MT | MT_59313 | 59313 | Rural Fringe | 620 | 0.76144
30011 | 59316 | 30 | BOYES | CARTER | MT | MT_59316 | 59316 | Town Fringe | 28 | 0.72424
30021 | 59330 | 30 | GLENDIVE | DAWSON | MT | MT_59330 | 59330 | Rural Fringe | 2492 | 0.7475
30017 | 59336 | 30 | ISMAY | CUSTER | MT | MT_59336 | 59336 | Rural Fringe | 388 | 0.76047
30109 | 59353 | 30 | WIBAUX | WIBAUX | MT | MT_59353 | 59353 | Rural Fringe | 488 | 0.75089
56011 | 82720 | 56 | HULETT | CROOK | WY | WY_82720 | 82720 | Rural Fringe | 443 | 0.76385
56011 | 82721 | 56 | MOORCROFT | CROOK | WY | WY_82721 | 82721 | Rural Fringe | 602 | 0.77679
56005 | 82727 | 56 | ROZET | CAMPBELL | WY | WY_82727 | 82727 | Town Fringe | 752 | 0.75691
56011 | 82729 | 56 | SUNDANCE | CROOK | WY | WY_82729 | 82729 | Rural Fringe | 631 | 0.74904
56045 | 82730 | 56 | UPTON | WESTON | WY | WY_82730 | 82730 | Rural Fringe | 372 | 0.78251
46081 | 57779 | 46 | SAINT ONGE | LAWRENCE | SD | SD_57779 | 57779 | Town Fringe | 563 | 0.93643
46103 | 57702 | 46 | RAPID CITY | PENNINGTON | SD | SD_57702 | 57702 | City Small | 9166 | 0.73403
46063 | 57720 | 46 | BUFFALO | HARDING | SD | SD_57720 | 57720 | Rural Fringe | 301 | 0.76323
46033 | 57730 | 46 | CUSTER | CUSTER | SD | SD_57730 | 57730 | Rural Fringe | 1804 | 0.73193
46081 | 57732 | 46 | DEADWOOD | LAWRENCE | SD | SD_57732 | 57732 | Town Fringe | 943 | 0.88336
46103 | 57745 | 46 | HILL CITY | PENNINGTON | SD | SD_57745 | 57745 | Rural Fringe | 1217 | 0.71676
46081 | 57754 | 46 | LEAD | LAWRENCE | SD | SD_57754 | 57754 | Town Fringe | 2052 | 0.87859
46081 | 57759 | 46 | NEMO | LAWRENCE | SD | SD_57759 | 57759 | Town Fringe | 320 | 0.88023
46019 | 57762 | 46 | NISLAND | BUTTE | SD | SD_57762 | 57762 | Rural Fringe | 209 | 0.76397
46081 | 57793 | 46 | WHITEWOOD | LAWRENCE | SD | SD_57793 | 57793 | Rural Fringe | 953 | 0.76264
46081 | 57799 | 46 | SPEARFISH | LAWRENCE | SD | SD_57799 | 57799 | Town Fringe | 538 | 0.9126
38033 | 58632 | 38 | GOLVA | GOLDEN VALLEY | ND | ND_58632 | 58632 | Rural Fringe | 216 | 0.74649
38087 | 58643 | 38 | MARMARTH | SLOPE | ND | ND_58643 | 58643 | Rural Fringe | 105 | 0.75348
30091 | 59247 | 30 | MEDICINE LAKE | SHERIDAN | MT | MT_59247 | 59247 | Rural Fringe | 180 | 0.7219
30011 | 59319 | 30 | CAPITOL | CARTER | MT | MT_59319 | 59319 | Rural Fringe | 51 | 0.77049
30011 | 59324 | 30 | EKALAKA | CARTER | MT | MT_59324 | 59324 | Rural Fringe | 257 | 0.76502
38105 | 58830 | 38 | ALAMO | WILLIAMS | ND | ND_58830 | 58830 | Rural Fringe | 442 | 0.72063
38053 | 58831 | 38 | ALEXANDER | MCKENZIE | ND | ND_58831 | 58831 | Rural Fringe | 319 | 0.73326
38023 | 58833 | 38 | AMBROSE | DIVIDE | ND | ND_58833 | 58833 | Rural Fringe | 273 | 0.71816
38053 | 58838 | 38 | CARTWRIGHT | MCKENZIE | ND | ND_58838 | 58838 | Rural Fringe | 164 | 0.73595
38023 | 58844 | 38 | FORTUNA | DIVIDE | ND | ND_58844 | 58844 | Rural Fringe | 331 | 0.71714
38105 | 58856 | 38 | ZAHL | WILLIAMS | ND | ND_58856 | 58856 | Rural Fringe | 268 | 0.72111
30091 | 59211 | 30 | ANTELOPE | SHERIDAN | MT | MT_59211 | 59211 | Rural Fringe | 244 | 0.72849
30085 | 59213 | 30 | BROCKTON | ROOSEVELT | MT | MT_59213 | 59213 | Rural Fringe | 197 | 0.73345
30083 | 59221 | 30 | FAIRVIEW | RICHLAND | MT | MT_59221 | 59221 | Rural Fringe | 330 | 0.73577
30019 | 59222 | 30 | FLAXVILLE | DANIELS | MT | MT_59222 | 59222 | Rural Fringe | 328 | 0.73033
30091 | 59242 | 30 | HOMESTEAD | SHERIDAN | MT | MT_59242 | 59242 | Rural Fringe | 251 | 0.72923
30083 | 59243 | 30 | LAMBERT | RICHLAND | MT | MT_59243 | 59243 | Rural Fringe | 280 | 0.74179
30091 | 59252 | 30 | OUTLOOK | SHERIDAN | MT | MT_59252 | 59252 | Rural Fringe | 460 | 0.72852
30091 | 59254 | 30 | PLENTYWOOD | SHERIDAN | MT | MT_59254 | 59254 | Rural Fringe | 450 | 0.72989
30091 | 59257 | 30 | REDSTONE | SHERIDAN | MT | MT_59257 | 59257 | Rural Fringe | 318 | 0.73171
30091 | 59258 | 30 | RESERVE | SHERIDAN | MT | MT_59258 | 59258 | Rural Fringe | 244 | 0.73181
30083 | 59262 | 30 | SAVAGE | RICHLAND | MT | MT_59262 | 59262 | Rural Fringe | 250 | 0.74361
30083 | 59270 | 30 | SIDNEY | RICHLAND | MT | MT_59270 | 59270 | Rural Fringe | 2547 | 0.74253
30019 | 59276 | 30 | WHITETAIL | DANIELS | MT | MT_59276 | 59276 | Rural Fringe | 217 | 0.7294
30021 | 59315 | 30 | BLOOMFIELD | DAWSON | MT | MT_59315 | 59315 | Rural Fringe | 188 | 0.7445
30079 | 59326 | 30 | FALLON | PRAIRIE | MT | MT_59326 | 59326 | Rural Fringe | 179 | 0.7527
30011 | 59332 | 30 | HAMMOND | CARTER | MT | MT_59332 | 59332 | Rural Fringe | 111 | 0.77379
30021 | 59339 | 30 | LINDSAY | DAWSON | MT | MT_59339 | 59339 | Rural Fringe | 214 | 0.74756
30079 | 59341 | 30 | MILDRED | PRAIRIE | MT | MT_59341 | 59341 | Rural Fringe | 144 | 0.75894
30025 | 59344 | 30 | PLEVNA | FALLON | MT | MT_59344 | 59344 | Rural Fringe | 316 | 0.76224
30017 | 59345 | 30 | POWDERVILLE | CUSTER | MT | MT_59345 | 59345 | Rural Fringe | 218 | 0.76687
56005 | 82732 | 56 | WRIGHT | CAMPBELL | WY | WY_82732 | 82732 | Town Fringe | -999 | 0.53555
56045 | 82701 | 56 | NEWCASTLE | WESTON | WY | WY_82701 | 82701 | Town Fringe | 1781 | 0.75532
56011 | 82710 | 56 | ALADDIN | CROOK | WY | WY_82710 | 82710 | Rural Fringe | 264 | 0.75571
56011 | 82711 | 56 | ALVA | CROOK | WY | WY_82711 | 82711 | Rural Fringe | 110 | 0.7379
56011 | 82712 | 56 | BEULAH | CROOK | WY | WY_82712 | 82712 | Rural Fringe | 95 | 0.75461
56011 | 82714 | 56 | DEVILS TOWER | CROOK | WY | WY_82714 | 82714 | Rural Fringe | 73 | 0.75714
56045 | 82715 | 56 | FOUR CORNERS | WESTON | WY | WY_82715 | 82715 | Town Fringe | 18 | 0.73285
56045 | 82723 | 56 | OSAGE | WESTON | WY | WY_82723 | 82723 | Town Fringe | 53 | 0.73751
46069 | 57345 | 46 | HIGHMORE | HYDE | SD | SD_57345 | 57345 | Rural Fringe | 431 | 0.76926
46089 | 57437 | 46 | EUREKA | MCPHERSON | SD | SD_57437 | 57437 | Rural Fringe | 651 | 0.75174
46041 | 57442 | 46 | GETTYSBURG | DEWEY | SD | SD_57442 | 57442 | Rural Fringe | 857 | 0.76104
46107 | 57450 | 46 | HOVEN | POTTER | SD | SD_57450 | 57450 | Rural Fringe | 291 | 0.75918
46107 | 57455 | 46 | LEBANON | POTTER | SD | SD_57455 | 57455 | Rural Fringe | 78 | 0.76006
46129 | 57472 | 46 | SELBY | WALWORTH | SD | SD_57472 | 57472 | Rural Fringe | 407 | 0.75732
46049 | 57473 | 46 | SENECA | FAULK | SD | SD_57473 | 57473 | Rural Fringe | 129 | 0.76194
46065 | 57501 | 46 | PIERRE | HUGHES | SD | SD_57501 | 57501 | Town Fringe | 4896 | 0.9323
46075 | 57531 | 46 | DRAPER | JONES | SD | SD_57531 | 57531 | Rural Fringe | 201 | 0.77654
46117 | 57532 | 46 | FORT PIERRE | STANLEY | SD | SD_57532 | 57532 | Town Fringe | 845 | 0.94217
46085 | 57544 | 46 | KENNEBEC | LYMAN | SD | SD_57544 | 57544 | Rural Fringe | 253 | 0.77573
46055 | 57552 | 46 | MIDLAND | HAAKON | SD | SD_57552 | 57552 | Rural Fringe | 447 | 0.77385
46055 | 57553 | 46 | MILESVILLE | HAAKON | SD | SD_57553 | 57553 | Rural Fringe | 154 | 0.76882
46075 | 57562 | 46 | OKATON | JONES | SD | SD_57562 | 57562 | Rural Fringe | 58 | 0.77582
46119 | 57564 | 46 | ONIDA | SULLY | SD | SD_57564 | 57564 | Town Fringe | 352 | 0.93884
46121 | 57566 | 46 | PARMELEE | TODD | SD | SD_57566 | 57566 | Rural Fringe | 250 | 0.78195
46085 | 57568 | 46 | PRESHO | LYMAN | SD | SD_57568 | 57568 | Rural Fringe | 411 | 0.77527
46085 | 57576 | 46 | VIVIAN | LYMAN | SD | SD_57576 | 57576 | Rural Fringe | 130 | 0.77613
46095 | 57579 | 46 | WHITE RIVER | MELLETTE | SD | SD_57579 | 57579 | Rural Fringe | 281 | 0.78173
46095 | 57585 | 46 | WOOD | MELLETTE | SD | SD_57585 | 57585 | Rural Fringe | 168 | 0.78075
46137 | 57623 | 46 | DUPREE | ZIEBACH | SD | SD_57623 | 57623 | Rural Fringe | 639 | 0.7691
46041 | 57625 | 46 | EAGLE BUTTE | DEWEY | SD | SD_57625 | 57625 | Rural Fringe | 735 | 0.76601
46105 | 57626 | 46 | FAITH | PERKINS | SD | SD_57626 | 57626 | Rural Fringe | 408 | 0.76878
46041 | 57633 | 46 | ISABEL | DEWEY | SD | SD_57633 | 57633 | Rural Fringe | 164 | 0.76411
46105 | 57638 | 46 | LEMMON | PERKINS | SD | SD_57638 | 57638 | Rural Fringe | 746 | 0.75658
46031 | 57639 | 46 | LITTLE EAGLE | CORSON | SD | SD_57639 | 57639 | Rural Fringe | -999 | 0.75039
46031 | 57641 | 46 | MC INTOSH | CORSON | SD | SD_57641 | 57641 | Rural Fringe | 364 | 0.75931
46031 | 57642 | 46 | MC LAUGHLIN | CORSON | SD | SD_57642 | 57642 | Rural Fringe | 475 | 0.75778
46105 | 57644 | 46 | MEADOW | PERKINS | SD | SD_57644 | 57644 | Rural Fringe | 398 | 0.76424
38085 | 57645 | 38 | MORRISTOWN | SIOUX | ND | ND_57645 | 57645 | Rural Fringe | 350 | 0.75329
46105 | 57649 | 46 | PRAIRIE CITY | PERKINS | SD | SD_57649 | 57649 | Rural Fringe | 415 | 0.76354
46041 | 57656 | 46 | TIMBER LAKE | DEWEY | SD | SD_57656 | 57656 | Rural Fringe | 209 | 0.76029
46031 | 57657 | 46 | TRAIL CITY | CORSON | SD | SD_57657 | 57657 | Rural Fringe | 196 | 0.7583
46041 | 57661 | 46 | WHITEHORSE | DEWEY | SD | SD_57661 | 57661 | Rural Fringe | 210 | 0.7658
46093 | 57706 | 46 | ELLSWORTH AFB | MEADE | SD | SD_57706 | 57706 | Town Fringe | 208 | 0.91122
46033 | 57722 | 46 | BUFFALO GAP | CUSTER | SD | SD_57722 | 57722 | Rural Fringe | 223 | 0.77846
46033 | 57738 | 46 | FAIRBURN | CUSTER | SD | SD_57738 | 57738 | Rural Fringe | 260 | 0.78069
46033 | 57744 | 46 | HERMOSA | CUSTER | SD | SD_57744 | 57744 | Rural Fringe | 759 | 0.77461
46071 | 57750 | 46 | INTERIOR | JACKSON | SD | SD_57750 | 57750 | Rural Fringe | 102 | 0.78222
46113 | 57752 | 46 | KYLE | SHANNON | SD | SD_57752 | 57752 | Rural Fringe | 286 | 0.78083
46113 | 57764 | 46 | OGLALA | SHANNON | SD | SD_57764 | 57764 | Rural Fringe | 745 | 0.78494
46047 | 57766 | 46 | ORAL | FALL RIVER | SD | SD_57766 | 57766 | Town Fringe | 204 | 0.95511
46113 | 57772 | 46 | PORCUPINE | SHANNON | SD | SD_57772 | 57772 | Rural Fringe | 455 | 0.78286
46103 | 57780 | 46 | SCENIC | PENNINGTON | SD | SD_57780 | 57780 | Rural Fringe | 287 | 0.7819
46103 | 57790 | 46 | WALL | PENNINGTON | SD | SD_57790 | 57790 | Rural Fringe | 728 | 0.77453
46093 | 57791 | 46 | WASTA | MEADE | SD | SD_57791 | 57791 | Rural Fringe | 134 | 0.77169
38069 | 58313 | 38 | BALTA | PIERCE | ND | ND_58313 | 58313 | Town Fringe | -999 | 0.82658
38103 | 58341 | 38 | HARVEY | WELLS | ND | ND_58341 | 58341 | Rural Fringe | 1418 | 0.72912
38069 | 58368 | 38 | RUGBY | PIERCE | ND | ND_58368 | 58368 | Town Fringe | 1615 | 0.89234
38083 | 58463 | 38 | MCCLUSKY | SHERIDAN | ND | ND_58463 | 58463 | Rural Fringe | 399 | 0.73014
38015 | 58504 | 38 | BISMARCK | BURLEIGH | ND | ND_58504 | 58504 | City Small | 5188 | 0.75126
38057 | 58523 | 38 | BEULAH | MERCER | ND | ND_58523 | 58523 | Town Fringe | 1622 | 0.9038
38037 | 58529 | 38 | CARSON | GRANT | ND | ND_58529 | 58529 | Rural Fringe | 539 | 0.74963
38065 | 58530 | 38 | CENTER | OLIVER | ND | ND_58530 | 58530 | Rural Fringe | 537 | 0.73583
38055 | 58540 | 38 | GARRISON | MCLEAN | ND | ND_58540 | 58540 | Rural Fringe | 770 | 0.71838
38029 | 58552 | 38 | LINTON | EMMONS | ND | ND_58552 | 58552 | Rural Fringe | 688 | 0.74901
38059 | 58554 | 38 | MANDAN | MORTON | ND | ND_58554 | 58554 | Suburb Small | 5855 | 0.76392
38085 | 58568 | 38 | SELFRIDGE | SIOUX | ND | ND_58568 | 58568 | Rural Fringe | 355 | 0.75629
38037 | 58569 | 38 | SHIELDS | GRANT | ND | ND_58569 | 58569 | Rural Fringe | 226 | 0.75567
38059 | 58570 | 38 | SOLEN | MORTON | ND | ND_58570 | 58570 | Rural Fringe | 520 | 0.75219
38055 | 58576 | 38 | UNDERWOOD | MCLEAN | ND | ND_58576 | 58576 | Rural Fringe | 492 | 0.73101
38055 | 58577 | 38 | WASHBURN | MCLEAN | ND | ND_58577 | 58577 | Rural Fringe | 707 | 0.733
38089 | 58601 | 38 | DICKINSON | STARK | ND | ND_58601 | 58601 | Town Fringe | 6994 | 0.91238
38057 | 58638 | 38 | HEBRON | MERCER | ND | ND_58638 | 58638 | Rural Fringe | 625 | 0.74297
38001 | 58639 | 38 | HETTINGER | ADAMS | ND | ND_58639 | 58639 | Rural Fringe | 845 | 0.75303
38025 | 58640 | 38 | KILLDEER | DUNN | ND | ND_58640 | 58640 | Rural Fringe | 461 | 0.7314
38025 | 58644 | 38 | MARSHALL | DUNN | ND | ND_58644 | 58644 | Rural Fringe | 138 | 0.7445
38041 | 58646 | 38 | MOTT | HETTINGER | ND | ND_58646 | 58646 | Rural Fringe | 970 | 0.74767
38087 | 58647 | 38 | NEW ENGLAND | SLOPE | ND | ND_58647 | 58647 | Rural Fringe | 629 | 0.74661
38001 | 58649 | 38 | REEDER | ADAMS | ND | ND_58649 | 58649 | Rural Fringe | 471 | 0.75118
38041 | 58650 | 38 | REGENT | HETTINGER | ND | ND_58650 | 58650 | Rural Fringe | 494 | 0.74708
38089 | 58652 | 38 | RICHARDTON | STARK | ND | ND_58652 | 58652 | Rural Fringe | 515 | 0.74266
38011 | 58653 | 38 | SCRANTON | BOWMAN | ND | ND_58653 | 58653 | Rural Fringe | 331 | 0.75141
38101 | 58707 | 38 | MINOT | WARD | ND | ND_58707 | 58707 | Town Fringe | 372 | 0.90866
38101 | 58718 | 38 | BERTHOLD | WARD | ND | ND_58718 | 58718 | Rural Fringe | 755 | 0.72348
38055 | 58723 | 38 | BUTTE | MCLEAN | ND | ND_58723 | 58723 | Rural Fringe | 527 | 0.7254
38025 | 58757 | 38 | MANDAREE | DUNN | ND | ND_58757 | 58757 | Rural Fringe | 413 | 0.7202
38061 | 58763 | 38 | NEW TOWN | MOUNTRAIL | ND | ND_58763 | 58763 | Rural Fringe | 892 | 0.71939
38061 | 58771 | 38 | PLAZA | MOUNTRAIL | ND | ND_58771 | 58771 | Rural Fringe | 468 | 0.72878
38055 | 58779 | 38 | RYDER | MCLEAN | ND | ND_58779 | 58779 | Rural Fringe | 563 | 0.72821
38105 | 58852 | 38 | TIOGA | WILLIAMS | ND | ND_58852 | 58852 | Rural Fringe | 500 | 0.72158
38053 | 58854 | 38 | WATFORD CITY | MCKENZIE | ND | ND_58854 | 58854 | Rural Fringe | 1096 | 0.72949
46093 | 57741 | 46 | FORT MEADE | MEADE | SD | SD_57741 | 57741 | Rural Fringe | -999 | 0.72333
46047 | 57782 | 46 | SMITHWICK | FALL RIVER | SD | SD_57782 | 57782 | Rural Fringe | 0 | 0.78213
46121 | 57570 | 46 | ROSEBUD | TODD | SD | SD_57570 | 57570 | Rural Fringe | 77 | 0.77239
46007 | 57574 | 46 | TUTHILL | BENNETT | SD | SD_57574 | 57574 | Rural Fringe | 378 | 0.78333
46063 | 57650 | 46 | RALPH | HARDING | SD | SD_57650 | 57650 | Rural Fringe | 259 | 0.75855
46031 | 57659 | 46 | WALKER | CORSON | SD | SD_57659 | 57659 | Rural Fringe | 85 | 0.75734
46093 | 57718 | 46 | BLACK HAWK | MEADE | SD | SD_57718 | 57718 | City Small | 371 | 0.73061
46019 | 57760 | 46 | NEWELL | BUTTE | SD | SD_57760 | 57760 | Rural Fringe | 691 | 0.76924
46093 | 57767 | 46 | OWANKA | MEADE | SD | SD_57767 | 57767 | Rural Fringe | 84 | 0.77508
46017 | 57339 | 46 | FORT THOMPSON | BUFFALO | SD | SD_57339 | 57339 | Rural Fringe | 127 | 0.76642
46085 | 57365 | 46 | OACOMA | LYMAN | SD | SD_57365 | 57365 | Rural Fringe | 42 | 0.76758
46045 | 57428 | 46 | BOWDLE | EDMUNDS | SD | SD_57428 | 57428 | Rural Fringe | 299 | 0.75475
46089 | 57448 | 46 | HOSMER | MCPHERSON | SD | SD_57448 | 57448 | Rural Fringe | 277 | 0.75225
46129 | 57452 | 46 | JAVA | WALWORTH | SD | SD_57452 | 57452 | Rural Fringe | 309 | 0.7554
46049 | 57466 | 46 | ONAKA | FAULK | SD | SD_57466 | 57466 | Rural Fringe | 192 | 0.75966
46107 | 57475 | 46 | TOLSTOY | POTTER | SD | SD_57475 | 57475 | Rural Fringe | 216 | 0.75959
46119 | 57520 | 46 | AGAR | SULLY | SD | SD_57520 | 57520 | Rural Fringe | 121 | 0.76268
46071 | 57521 | 46 | BELVIDERE | JACKSON | SD | SD_57521 | 57521 | Rural Fringe | 84 | 0.77788
46065 | 57522 | 46 | BLUNT | HUGHES | SD | SD_57522 | 57522 | Rural Fringe | 168 | 0.76933
46065 | 57536 | 46 | HARROLD | HUGHES | SD | SD_57536 | 57536 | Rural Fringe | 461 | 0.76764
46117 | 57537 | 46 | HAYES | STANLEY | SD | SD_57537 | 57537 | Town Fringe | 206 | 0.94385
46069 | 57540 | 46 | HOLABIRD | HYDE | SD | SD_57540 | 57540 | Rural Fringe | 136 | 0.77049
46123 | 57541 | 46 | IDEAL | TRIPP | SD | SD_57541 | 57541 | Town Fringe | 181 | 0.94999
46071 | 57543 | 46 | KADOKA | JACKSON | SD | SD_57543 | 57543 | Rural Fringe | 193 | 0.77796
46071 | 57547 | 46 | LONG VALLEY | JACKSON | SD | SD_57547 | 57547 | Rural Fringe | 54 | 0.78049
46085 | 57548 | 46 | LOWER BRULE | LYMAN | SD | SD_57548 | 57548 | Rural Fringe | 171 | 0.75927
46075 | 57559 | 46 | MURDO | JONES | SD | SD_57559 | 57559 | Rural Fringe | 214 | 0.77651
46007 | 57560 | 46 | NORRIS | BENNETT | SD | SD_57560 | 57560 | Rural Fringe | 188 | 0.78145
46055 | 57567 | 46 | PHILIP | HAAKON | SD | SD_57567 | 57567 | Rural Fringe | 405 | 0.77591
46121 | 57572 | 46 | SAINT FRANCIS | TODD | SD | SD_57572 | 57572 | Rural Fringe | 573 | 0.78228
46071 | 57577 | 46 | WANBLEE | JACKSON | SD | SD_57577 | 57577 | Rural Fringe | 185 | 0.78089
46123 | 57584 | 46 | WITTEN | TRIPP | SD | SD_57584 | 57584 | Town Fringe | 134 | 0.95028
46041 | 57601 | 46 | MOBRIDGE | DEWEY | SD | SD_57601 | 57601 | Rural Fringe | 1323 | 0.76053
46105 | 57620 | 46 | BISON | PERKINS | SD | SD_57620 | 57620 | Rural Fringe | 333 | 0.76326
46129 | 57631 | 46 | GLENHAM | WALWORTH | SD | SD_57631 | 57631 | Rural Fringe | 246 | 0.75132
46021 | 57632 | 46 | HERREID | CAMPBELL | SD | SD_57632 | 57632 | Rural Fringe | 353 | 0.75322
46031 | 57634 | 46 | KELDRON | CORSON | SD | SD_57634 | 57634 | Rural Fringe | 267 | 0.76052
46105 | 57640 | 46 | LODGEPOLE | PERKINS | SD | SD_57640 | 57640 | Rural Fringe | 348 | 0.75754
46021 | 57646 | 46 | MOUND CITY | CAMPBELL | SD | SD_57646 | 57646 | Rural Fringe | 247 | 0.7548
38029 | 57648 | 38 | POLLOCK | EMMONS | ND | ND_57648 | 57648 | Rural Fringe | 357 | 0.74782
46063 | 57651 | 46 | REVA | HARDING | SD | SD_57651 | 57651 | Rural Fringe | 205 | 0.76081
46031 | 57658 | 46 | WAKPALA | CORSON | SD | SD_57658 | 57658 | Rural Fringe | 268 | 0.74915
46031 | 57660 | 46 | WATAUGA | CORSON | SD | SD_57660 | 57660 | Rural Fringe | 188 | 0.75913
46103 | 57701 | 46 | RAPID CITY | PENNINGTON | SD | SD_57701 | 57701 | City Small | 9115 | 0.77158
46103 | 57703 | 46 | RAPID CITY | PENNINGTON | SD | SD_57703 | 57703 | City Small | 3429 | 0.78839
46007 | 57714 | 46 | ALLEN | BENNETT | SD | SD_57714 | 57714 | Rural Fringe | 64 | 0.77452
46113 | 57716 | 46 | BATESLAND | SHANNON | SD | SD_57716 | 57716 | Rural Fringe | 237 | 0.7833
46093 | 57719 | 46 | BOX ELDER | MEADE | SD | SD_57719 | 57719 | Town Fringe | 849 | 0.94434
46103 | 57725 | 46 | CAPUTA | PENNINGTON | SD | SD_57725 | 57725 | Rural Fringe | 119 | 0.77893
46093 | 57737 | 46 | ENNING | MEADE | SD | SD_57737 | 57737 | Rural Fringe | 138 | 0.77238
46047 | 57747 | 46 | HOT SPRINGS | FALL RIVER | SD | SD_57747 | 57747 | Town Fringe | 1847 | 0.94304
46093 | 57748 | 46 | HOWES | MEADE | SD | SD_57748 | 57748 | Rural Fringe | 112 | 0.77204
46103 | 57751 | 46 | KEYSTONE | PENNINGTON | SD | SD_57751 | 57751 | Rural Fringe | 207 | 0.7159
46063 | 57755 | 46 | LUDLOW | HARDING | SD | SD_57755 | 57755 | Rural Fringe | 243 | 0.75596
46093 | 57758 | 46 | MUD BUTTE | MEADE | SD | SD_57758 | 57758 | Rural Fringe | 208 | 0.76977
46093 | 57761 | 46 | NEW UNDERWOOD | MEADE | SD | SD_57761 | 57761 | Rural Fringe | 326 | 0.77541
46093 | 57769 | 46 | PIEDMONT | MEADE | SD | SD_57769 | 57769 | Rural Fringe | 1037 | 0.75807
46113 | 57770 | 46 | PINE RIDGE | SHANNON | SD | SD_57770 | 57770 | Rural Fringe | 355 | 0.77508
46103 | 57775 | 46 | QUINN | PENNINGTON | SD | SD_57775 | 57775 | Rural Fringe | 235 | 0.77573
46093 | 57785 | 46 | STURGIS | MEADE | SD | SD_57785 | 57785 | Rural Fringe | 3846 | 0.76311
46093 | 57787 | 46 | UNION CENTER | MEADE | SD | SD_57787 | 57787 | Rural Fringe | 280 | 0.77235
46093 | 57788 | 46 | VALE | MEADE | SD | SD_57788 | 57788 | Rural Fringe | 420 | 0.76753
46093 | 57792 | 46 | WHITE OWL | MEADE | SD | SD_57792 | 57792 | Rural Fringe | 109 | 0.77183
38005 | 58332 | 38 | ESMOND | BENSON | ND | ND_58332 | 58332 | Rural Fringe | 590 | 0.72525
38005 | 58343 | 38 | KNOX | BENSON | ND | ND_58343 | 58343 | Town Fringe | 278 | 0.8902
38005 | 58346 | 38 | LEEDS | BENSON | ND | ND_58346 | 58346 | Rural Fringe | 331 | 0.72404
38005 | 58348 | 38 | MADDOCK | BENSON | ND | ND_58348 | 58348 | Rural Fringe | 694 | 0.72854
38005 | 58386 | 38 | YORK | BENSON | ND | ND_58386 | 58386 | Rural Fringe | 314 | 0.72218
38103 | 58418 | 38 | BOWDON | WELLS | ND | ND_58418 | 58418 | Rural Fringe | 390 | 0.73241
38103 | 58423 | 38 | CHASELEY | WELLS | ND | ND_58423 | 58423 | Rural Fringe | 259 | 0.72855
38043 | 58428 | 38 | DAWSON | KIDDER | ND | ND_58428 | 58428 | Rural Fringe | 437 | 0.73563
38083 | 58430 | 38 | DENHOFF | SHERIDAN | ND | ND_58430 | 58430 | Rural Fringe | 245 | 0.73027
38103 | 58438 | 38 | FESSENDEN | WELLS | ND | ND_58438 | 58438 | Rural Fringe | 442 | 0.73083
38083 | 58444 | 38 | GOODRICH | SHERIDAN | ND | ND_58444 | 58444 | Rural Fringe | 296 | 0.72845
38103 | 58451 | 38 | HURDSFIELD | WELLS | ND | ND_58451 | 58451 | Rural Fringe | 263 | 0.72811
38043 | 58475 | 38 | PETTIBONE | KIDDER | ND | ND_58475 | 58475 | Rural Fringe | 349 | 0.73188
38015 | 58477 | 38 | REGAN | BURLEIGH | ND | ND_58477 | 58477 | Rural Fringe | 225 | 0.73779
38043 | 58478 | 38 | ROBINSON | KIDDER | ND | ND_58478 | 58478 | Rural Fringe | 348 | 0.73022
38043 | 58482 | 38 | STEELE | KIDDER | ND | ND_58482 | 58482 | Rural Fringe | 426 | 0.73915
38047 | 58483 | 38 | STREETER | LOGAN | ND | ND_58483 | 58483 | Rural Fringe | 327 | 0.73947
38043 | 58487 | 38 | TAPPEN | KIDDER | ND | ND_58487 | 58487 | Rural Fringe | 499 | 0.73749
38043 | 58488 | 38 | TUTTLE | KIDDER | ND | ND_58488 | 58488 | Rural Fringe | 423 | 0.73485
38015 | 58494 | 38 | WING | BURLEIGH | ND | ND_58494 | 58494 | Rural Fringe | 391 | 0.73642
38051 | 58495 | 38 | WISHEK | MCINTOSH | ND | ND_58495 | 58495 | Rural Fringe | 666 | 0.74692
38015 | 58501 | 38 | BISMARCK | BURLEIGH | ND | ND_58501 | 58501 | City Small | 6278 | 0.72938
38015 | 58503 | 38 | BISMARCK | BURLEIGH | ND | ND_58503 | 58503 | City Small | 5750 | 0.74217
38059 | 58520 | 38 | ALMONT | MORTON | ND | ND_58520 | 58520 | Rural Fringe | 371 | 0.74571
38015 | 58521 | 38 | BALDWIN | BURLEIGH | ND | ND_58521 | 58521 | Rural Fringe | 735 | 0.74119
38029 | 58524 | 38 | BRADDOCK | EMMONS | ND | ND_58524 | 58524 | Rural Fringe | 271 | 0.74127
38085 | 58528 | 38 | CANNON BALL | SIOUX | ND | ND_58528 | 58528 | Rural Fringe | 116 | 0.75063
38055 | 58531 | 38 | COLEHARBOR | MCLEAN | ND | ND_58531 | 58531 | Rural Fringe | 323 | 0.71093
38015 | 58532 | 38 | DRISCOLL | BURLEIGH | ND | ND_58532 | 58532 | Rural Fringe | 417 | 0.73967
38037 | 58533 | 38 | ELGIN | GRANT | ND | ND_58533 | 58533 | Rural Fringe | 535 | 0.74678
38059 | 58535 | 38 | FLASHER | MORTON | ND | ND_58535 | 58535 | Rural Fringe | 469 | 0.74769
38085 | 58538 | 38 | FORT YATES | SIOUX | ND | ND_58538 | 58538 | Rural Fringe | 317 | 0.75208
38057 | 58541 | 38 | GOLDEN VALLEY | MERCER | ND | ND_58541 | 58541 | Rural Fringe | 455 | 0.7311
38029 | 58542 | 38 | HAGUE | EMMONS | ND | ND_58542 | 58542 | Rural Fringe | 396 | 0.75048
38029 | 58544 | 38 | HAZELTON | EMMONS | ND | ND_58544 | 58544 | Rural Fringe | 403 | 0.74711
38057 | 58545 | 38 | HAZEN | MERCER | ND | ND_58545 | 58545 | Rural Fringe | 1271 | 0.72983
38029 | 58549 | 38 | KINTYRE | EMMONS | ND | ND_58549 | 58549 | Rural Fringe | 398 | 0.74596
38015 | 58558 | 38 | MENOKEN | BURLEIGH | ND | ND_58558 | 58558 | City Small | 377 | 0.75833
38055 | 58559 | 38 | MERCER | MCLEAN | ND | ND_58559 | 58559 | Rural Fringe | 599 | 0.73105
38015 | 58560 | 38 | MOFFIT | BURLEIGH | ND | ND_58560 | 58560 | Rural Fringe | 212 | 0.7423
38047 | 58561 | 38 | NAPOLEON | LOGAN | ND | ND_58561 | 58561 | Rural Fringe | 398 | 0.74422
38037 | 58562 | 38 | NEW LEIPZIG | GRANT | ND | ND_58562 | 58562 | Rural Fringe | 486 | 0.74811
38059 | 58563 | 38 | NEW SALEM | MORTON | ND | ND_58563 | 58563 | Rural Fringe | 978 | 0.74182
38037 | 58564 | 38 | RALEIGH | GRANT | ND | ND_58564 | 58564 | Rural Fringe | 217 | 0.74976
38055 | 58565 | 38 | RIVERDALE | MCLEAN | ND | ND_58565 | 58565 | Rural Fringe | 166 | 0.68118
38059 | 58566 | 38 | SAINT ANTHONY | MORTON | ND | ND_58566 | 58566 | Suburb Small | 240 | 0.77067
38057 | 58571 | 38 | STANTON | MERCER | ND | ND_58571 | 58571 | Rural Fringe | 310 | 0.73059
38015 | 58572 | 38 | STERLING | BURLEIGH | ND | ND_58572 | 58572 | Rural Fringe | 456 | 0.74239
38029 | 58573 | 38 | STRASBURG | EMMONS | ND | ND_58573 | 58573 | Rural Fringe | 464 | 0.74907
38055 | 58575 | 38 | TURTLE LAKE | MCLEAN | ND | ND_58575 | 58575 | Rural Fringe | 736 | 0.72767
38015 | 58579 | 38 | WILTON | BURLEIGH | ND | ND_58579 | 58579 | Rural Fringe | 458 | 0.73735
38057 | 58580 | 38 | ZAP | MERCER | ND | ND_58580 | 58580 | Town Fringe | 560 | 0.90793
38051 | 58581 | 38 | ZEELAND | MCINTOSH | ND | ND_58581 | 58581 | Rural Fringe | 302 | 0.74992
38087 | 58620 | 38 | AMIDON | SLOPE | ND | ND_58620 | 58620 | Rural Fringe | 254 | 0.7462
38007 | 58622 | 38 | BELFIELD | BILLINGS | ND | ND_58622 | 58622 | Rural Fringe | 640 | 0.74286
38025 | 58625 | 38 | DODGE | DUNN | ND | ND_58625 | 58625 | Rural Fringe | 310 | 0.73603
38025 | 58626 | 38 | DUNN CENTER | DUNN | ND | ND_58626 | 58626 | Rural Fringe | 318 | 0.73379
38007 | 58627 | 38 | FAIRFIELD | BILLINGS | ND | ND_58627 | 58627 | Rural Fringe | 255 | 0.73785
38089 | 58630 | 38 | GLADSTONE | STARK | ND | ND_58630 | 58630 | Town Fringe | 507 | 0.91546
38059 | 58631 | 38 | GLEN ULLIN | MORTON | ND | ND_58631 | 58631 | Rural Fringe | 627 | 0.74226
38053 | 58634 | 38 | GRASSY BUTTE | MCKENZIE | ND | ND_58634 | 58634 | Rural Fringe | 305 | 0.72849
38025 | 58636 | 38 | HALLIDAY | DUNN | ND | ND_58636 | 58636 | Rural Fringe | 471 | 0.73303
38089 | 58641 | 38 | LEFOR | STARK | ND | ND_58641 | 58641 | Rural Fringe | 345 | 0.74421
38025 | 58642 | 38 | MANNING | DUNN | ND | ND_58642 | 58642 | Rural Fringe | 286 | 0.74353
38007 | 58645 | 38 | MEDORA | BILLINGS | ND | ND_58645 | 58645 | Rural Fringe | 153 | 0.74127
38089 | 58655 | 38 | SOUTH HEART | STARK | ND | ND_58655 | 58655 | Rural Fringe | 376 | 0.74488
38089 | 58656 | 38 | TAYLOR | STARK | ND | ND_58656 | 58656 | Rural Fringe | 398 | 0.74192
38101 | 58701 | 38 | MINOT | WARD | ND | ND_58701 | 58701 | Rural Fringe | 5540 | 0.72084
38101 | 58703 | 38 | MINOT | WARD | ND | ND_58703 | 58703 | Town Fringe | 6073 | 0.8934
38083 | 58710 | 38 | ANAMOOSE | SHERIDAN | ND | ND_58710 | 58710 | Rural Fringe | 638 | 0.72499
38049 | 58712 | 38 | BALFOUR | MCHENRY | ND | ND_58712 | 58712 | Rural Fringe | 644 | 0.72714
38055 | 58716 | 38 | BENEDICT | MCLEAN | ND | ND_58716 | 58716 | Rural Fringe | 459 | 0.7203
38101 | 58722 | 38 | BURLINGTON | WARD | ND | ND_58722 | 58722 | Rural Fringe | 266 | 0.72175
38049 | 58731 | 38 | DEERING | MCHENRY | ND | ND_58731 | 58731 | Rural Fringe | 298 | 0.72397
38101 | 58733 | 38 | DES LACS | WARD | ND | ND_58733 | 58733 | Rural Fringe | 320 | 0.72524
38101 | 58735 | 38 | DOUGLAS | WARD | ND | ND_58735 | 58735 | Rural Fringe | 483 | 0.72743
38049 | 58736 | 38 | DRAKE | MCHENRY | ND | ND_58736 | 58736 | Rural Fringe | 721 | 0.72391
38049 | 58741 | 38 | GRANVILLE | MCHENRY | ND | ND_58741 | 58741 | Rural Fringe | 653 | 0.72442
38049 | 58744 | 38 | KARLSRUHE | MCHENRY | ND | ND_58744 | 58744 | Rural Fringe | 961 | 0.72576
38101 | 58756 | 38 | MAKOTI | WARD | ND | ND_58756 | 58756 | Rural Fringe | 341 | 0.72797
38083 | 58758 | 38 | MARTIN | SHERIDAN | ND | ND_58758 | 58758 | Rural Fringe | 472 | 0.72772
38055 | 58759 | 38 | MAX | MCLEAN | ND | ND_58759 | 58759 | Rural Fringe | 598 | 0.72479
38101 | 58768 | 38 | NORWICH | WARD | ND | ND_58768 | 58768 | Rural Fringe | 448 | 0.72638
38061 | 58769 | 38 | PALERMO | MOUNTRAIL | ND | ND_58769 | 58769 | Rural Fringe | 337 | 0.72625
38061 | 58770 | 38 | PARSHALL | MOUNTRAIL | ND | ND_58770 | 58770 | Rural Fringe | 624 | 0.72386
38055 | 58775 | 38 | ROSEGLEN | MCLEAN | ND | ND_58775 | 58775 | Rural Fringe | 244 | 0.73183
38061 | 58776 | 38 | ROSS | MOUNTRAIL | ND | ND_58776 | 58776 | Rural Fringe | 328 | 0.72291
38055 | 58778 | 38 | RUSO | MCLEAN | ND | ND_58778 | 58778 | Rural Fringe | 664 | 0.72737
38101 | 58781 | 38 | SAWYER | WARD | ND | ND_58781 | 58781 | Rural Fringe | 607 | 0.72566
38061 | 58784 | 38 | STANLEY | MOUNTRAIL | ND | ND_58784 | 58784 | Rural Fringe | 441 | 0.72393
38101 | 58785 | 38 | SURREY | WARD | ND | ND_58785 | 58785 | Rural Fringe | 404 | 0.72456
38049 | 58788 | 38 | TOWNER | MCHENRY | ND | ND_58788 | 58788 | Rural Fringe | 767 | 0.72312
38049 | 58790 | 38 | VELVA | MCHENRY | ND | ND_58790 | 58790 | Rural Fringe | 632 | 0.72725
38049 | 58792 | 38 | VOLTAIRE | MCHENRY | ND | ND_58792 | 58792 | Rural Fringe | 778 | 0.72706
38061 | 58794 | 38 | WHITE EARTH | MOUNTRAIL | ND | ND_58794 | 58794 | Rural Fringe | 216 | 0.72131
38053 | 58835 | 38 | ARNEGARD | MCKENZIE | ND | ND_58835 | 58835 | Rural Fringe | 238 | 0.73175
38053 | 58847 | 38 | KEENE | MCKENZIE | ND | ND_58847 | 58847 | Rural Fringe | 219 | 0.73014
38105 | 58849 | 38 | RAY | WILLIAMS | ND | ND_58849 | 58849 | Rural Fringe | 475 | 0.72334
38095 | 58339 | 38 | HANSBORO | TOWNER | ND | ND_58339 | 58339 | Rural Fringe | 186 | 0.72025
38013 | 58721 | 38 | BOWBELLS | BURKE | ND | ND_58721 | 58721 | Rural Fringe | 367 | 0.7179
38101 | 58734 | 38 | DONNYBROOK | WARD | ND | ND_58734 | 58734 | Rural Fringe | 405 | 0.72177
38101 | 58746 | 38 | KENMARE | WARD | ND | ND_58746 | 58746 | Rural Fringe | 610 | 0.71942
38013 | 58773 | 38 | POWERS LAKE | BURKE | ND | ND_58773 | 58773 | Rural Fringe | 459 | 0.72189
38079 | 58310 | 38 | AGATE | ROLETTE | ND | ND_58310 | 58310 | Rural Fringe | 171 | 0.72228
38079 | 58353 | 38 | MYLO | ROLETTE | ND | ND_58353 | 58353 | Rural Fringe | 147 | 0.7136
38079 | 58316 | 38 | BELCOURT | ROLETTE | ND | ND_58316 | 58316 | Rural Fringe | 1032 | 0.70369
38095 | 58317 | 38 | BISBEE | TOWNER | ND | ND_58317 | 58317 | Rural Fringe | 310 | 0.72242
38009 | 58318 | 38 | BOTTINEAU | BOTTINEAU | ND | ND_58318 | 58318 | Rural Fringe | 1490 | 0.69874
38079 | 58329 | 38 | DUNSEITH | ROLETTE | ND | ND_58329 | 58329 | Rural Fringe | 1152 | 0.69122
38095 | 58363 | 38 | PERTH | TOWNER | ND | ND_58363 | 58363 | Rural Fringe | 219 | 0.7224
38079 | 58366 | 38 | ROLETTE | ROLETTE | ND | ND_58366 | 58366 | Rural Fringe | 457 | 0.7169
38079 | 58367 | 38 | ROLLA | ROLETTE | ND | ND_58367 | 58367 | Rural Fringe | 811 | 0.71599
38079 | 58369 | 38 | SAINT JOHN | ROLETTE | ND | ND_58369 | 58369 | Rural Fringe | 721 | 0.67708
38009 | 58384 | 38 | WILLOW CITY | BOTTINEAU | ND | ND_58384 | 58384 | Rural Fringe | 742 | 0.71981
38069 | 58385 | 38 | WOLFORD | PIERCE | ND | ND_58385 | 58385 | Rural Fringe | 312 | 0.71753
38009 | 58711 | 38 | ANTLER | BOTTINEAU | ND | ND_58711 | 58711 | Rural Fringe | 582 | 0.71934
38049 | 58713 | 38 | BANTRY | MCHENRY | ND | ND_58713 | 58713 | Rural Fringe | 275 | 0.71902
38075 | 58725 | 38 | CARPIO | RENVILLE | ND | ND_58725 | 58725 | Rural Fringe | 308 | 0.72003
38013 | 58727 | 38 | COLUMBUS | BURKE | ND | ND_58727 | 58727 | Rural Fringe | 383 | 0.71948
38023 | 58730 | 38 | CROSBY | DIVIDE | ND | ND_58730 | 58730 | Rural Fringe | 356 | 0.72006
38013 | 58737 | 38 | FLAXTON | BURKE | ND | ND_58737 | 58737 | Rural Fringe | 276 | 0.71799
38075 | 58740 | 38 | GLENBURN | RENVILLE | ND | ND_58740 | 58740 | Rural Fringe | 550 | 0.72208
38009 | 58748 | 38 | KRAMER | BOTTINEAU | ND | ND_58748 | 58748 | Rural Fringe | 331 | 0.71881
38009 | 58750 | 38 | LANSFORD | BOTTINEAU | ND | ND_58750 | 58750 | Town Fringe | 579 | 0.89356
38013 | 58752 | 38 | LIGNITE | BURKE | ND | ND_58752 | 58752 | Rural Fringe | 250 | 0.71925
38105 | 58755 | 38 | MCGREGOR | WILLIAMS | ND | ND_58755 | 58755 | Rural Fringe | 334 | 0.72163
38009 | 58760 | 38 | MAXBASS | BOTTINEAU | ND | ND_58760 | 58760 | Rural Fringe | 552 | 0.7207
38075 | 58761 | 38 | MOHALL | RENVILLE | ND | ND_58761 | 58761 | Rural Fringe | 485 | 0.71902
38009 | 58762 | 38 | NEWBURG | BOTTINEAU | ND | ND_58762 | 58762 | Rural Fringe | 248 | 0.72004
38023 | 58765 | 38 | NOONAN | DIVIDE | ND | ND_58765 | 58765 | Rural Fringe | 319 | 0.71926
38101 | 58705 | 38 | MINOT AFB | WARD | ND | ND_58705 | 58705 | Town Fringe | 795 | 0.84869
38101 | 58704 | 38 | MINOT AFB | WARD | ND | ND_58704 | 58704 | Town Fringe | 737 | 0.86471
38013 | 58772 | 38 | PORTAL | BURKE | ND | ND_58772 | 58772 | Rural Fringe | 211 | 0.7175
38075 | 58782 | 38 | SHERWOOD | RENVILLE | ND | ND_58782 | 58782 | Rural Fringe | 391 | 0.71864
38009 | 58783 | 38 | SOURIS | BOTTINEAU | ND | ND_58783 | 58783 | Rural Fringe | 607 | 0.71527
38075 | 58787 | 38 | TOLLEY | RENVILLE | ND | ND_58787 | 58787 | Rural Fringe | 257 | 0.7183
38049 | 58789 | 38 | UPHAM | MCHENRY | ND | ND_58789 | 58789 | Rural Fringe | 331 | 0.71953
38009 | 58793 | 38 | WESTHOPE | BOTTINEAU | ND | ND_58793 | 58793 | Rural Fringe | 417 | 0.71648
38023 | 58795 | 38 | WILDROSE | DIVIDE | ND | ND_58795 | 58795 | Rural Fringe | 397 | 0.72009
38071 | 58301 | 38 | DEVILS LAKE | RAMSEY | ND | ND_58301 | 58301 | Town Fringe | 2820 | 0.87714
38005 | 58335 | 38 | FORT TOTTEN | BENSON | ND | ND_58335 | 58335 | Rural Fringe | 871 | 0.71671
38005 | 58370 | 38 | SAINT MICHAEL | BENSON | ND | ND_58370 | 58370 | Rural Fringe | 616 | 0.70148
38027 | 58381 | 38 | WARWICK | EDDY | ND | ND_58381 | 58381 | Rural Fringe | 986 | 0.72151
38071 | 58382 | 38 | WEBSTER | RAMSEY | ND | ND_58382 | 58382 | Rural Fringe | 282 | 0.72163
38019 | 58281 | 38 | WALES | CAVALIER | ND | ND_58281 | 58281 | Rural Fringe | 182 | 0.72119
38019 | 58355 | 38 | NEKOMA | CAVALIER | ND | ND_58355 | 58355 | Rural Fringe | 194 | 0.71934
38031 | 58445 | 38 | GRACE CITY | FOSTER | ND | ND_58445 | 58445 | Rural Fringe | 702 | 0.73243
38099 | 58229 | 38 | FAIRDALE | WALSH | ND | ND_58229 | 58229 | Rural Fringe | 565 | 0.72318
38019 | 58239 | 38 | HANNAH | CAVALIER | ND | ND_58239 | 58239 | Rural Fringe | 225 | 0.72012
38019 | 58249 | 38 | LANGDON | CAVALIER | ND | ND_58249 | 58249 | Rural Fringe | 1083 | 0.71722
38019 | 58269 | 38 | OSNABROCK | CAVALIER | ND | ND_58269 | 58269 | Rural Fringe | 216 | 0.7206
38019 | 58311 | 38 | ALSEN | CAVALIER | ND | ND_58311 | 58311 | Rural Fringe | 280 | 0.72043
38063 | 58321 | 38 | BROCKET | NELSON | ND | ND_58321 | 58321 | Rural Fringe | 660 | 0.72398
38019 | 58323 | 38 | CALVIN | CAVALIER | ND | ND_58323 | 58323 | Rural Fringe | 220 | 0.72039
38095 | 58324 | 38 | CANDO | TOWNER | ND | ND_58324 | 58324 | Rural Fringe | 420 | 0.72077
38005 | 58325 | 38 | CHURCHS FERRY | BENSON | ND | ND_58325 | 58325 | Rural Fringe | 185 | 0.71015
38071 | 58327 | 38 | CRARY | RAMSEY | ND | ND_58327 | 58327 | Town Fringe | 552 | 0.89238
38071 | 58330 | 38 | EDMORE | RAMSEY | ND | ND_58330 | 58330 | Rural Fringe | 493 | 0.72547
38095 | 58331 | 38 | EGELAND | TOWNER | ND | ND_58331 | 58331 | Rural Fringe | 343 | 0.7204
38019 | 58338 | 38 | HAMPDEN | CAVALIER | ND | ND_58338 | 58338 | Rural Fringe | 359 | 0.72317
38063 | 58344 | 38 | LAKOTA | NELSON | ND | ND_58344 | 58344 | Rural Fringe | 542 | 0.72227
38071 | 58345 | 38 | LAWTON | RAMSEY | ND | ND_58345 | 58345 | Rural Fringe | 597 | 0.72567
38005 | 58351 | 38 | MINNEWAUKAN | BENSON | ND | ND_58351 | 58351 | Rural Fringe | 426 | 0.71466
38019 | 58352 | 38 | MUNICH | CAVALIER | ND | ND_58352 | 58352 | Rural Fringe | 279 | 0.72066
38027 | 58356 | 38 | NEW ROCKFORD | EDDY | ND | ND_58356 | 58356 | Rural Fringe | 974 | 0.73236
38005 | 58357 | 38 | OBERON | BENSON | ND | ND_58357 | 58357 | Rural Fringe | 777 | 0.71775
38063 | 58361 | 38 | PEKIN | NELSON | ND | ND_58361 | 58361 | Rural Fringe | 619 | 0.72855
38071 | 58362 | 38 | PENN | RAMSEY | ND | ND_58362 | 58362 | Town Fringe | 286 | 0.88488
38095 | 58365 | 38 | ROCKLAKE | TOWNER | ND | ND_58365 | 58365 | Rural Fringe | 454 | 0.71917
38019 | 58372 | 38 | SARLES | CAVALIER | ND | ND_58372 | 58372 | Rural Fringe | 291 | 0.71917
38027 | 58374 | 38 | SHEYENNE | EDDY | ND | ND_58374 | 58374 | Rural Fringe | 1228 | 0.72876
38071 | 58377 | 38 | STARKWEATHER | RAMSEY | ND | ND_58377 | 58377 | Rural Fringe | 373 | 0.72362
38063 | 58380 | 38 | TOLNA | NELSON | ND | ND_58380 | 58380 | Rural Fringe | 760 | 0.72396
38093 | 58405 | 38 | JAMESTOWN | STUTSMAN | ND | ND_58405 | 58405 | Town Fringe | 489 | 0.88858
38039 | 58416 | 38 | BINFORD | GRIGGS | ND | ND_58416 | 58416 | Rural Fringe | 865 | 0.73003
38093 | 58420 | 38 | BUCHANAN | STUTSMAN | ND | ND_58420 | 58420 | Rural Fringe | 439 | 0.73638
38031 | 58421 | 38 | CARRINGTON | FOSTER | ND | ND_58421 | 58421 | Rural Fringe | 1024 | 0.73272
38103 | 58422 | 38 | CATHAY | WELLS | ND | ND_58422 | 58422 | Rural Fringe | 382 | 0.73236
38093 | 58426 | 38 | COURTENAY | STUTSMAN | ND | ND_58426 | 58426 | Rural Fringe | 383 | 0.73297
38031 | 58443 | 38 | GLENFIELD | FOSTER | ND | ND_58443 | 58443 | Rural Fringe | 506 | 0.73141
38039 | 58448 | 38 | HANNAFORD | GRIGGS | ND | ND_58448 | 58448 | Rural Fringe | 569 | 0.73557
38093 | 58455 | 38 | KENSAL | STUTSMAN | ND | ND_58455 | 58455 | Rural Fringe | 492 | 0.73383
38027 | 58464 | 38 | MCHENRY | EDDY | ND | ND_58464 | 58464 | Rural Fringe | 738 | 0.728
38093 | 58476 | 38 | PINGREE | STUTSMAN | ND | ND_58476 | 58476 | Rural Fringe | 599 | 0.73532
38039 | 58484 | 38 | SUTTON | GRIGGS | ND | ND_58484 | 58484 | Rural Fringe | 208 | 0.73587
38103 | 58486 | 38 | SYKESTON | WELLS | ND | ND_58486 | 58486 | Rural Fringe | 482 | 0.73362
38003 | 58492 | 38 | WIMBLEDON | BARNES | ND | ND_58492 | 58492 | Rural Fringe | 413 | 0.73437
38093 | 58496 | 38 | WOODWORTH | STUTSMAN | ND | ND_58496 | 58496 | Rural Fringe | 395 | 0.73045
27061 | 55721 | 27 | COHASSET | ITASCA | MN | MN_55721 | 55721 | Rural Fringe | 1502 | 0.69895
27061 | 55742 | 27 | GOODLAND | ITASCA | MN | MN_55742 | 55742 | Rural Fringe | 347 | 0.69467
27137 | 55758 | 27 | KINNEY | SAINT LOUIS | MN | MN_55758 | 55758 | Rural Fringe | 250 | 0.69406
27061 | 55764 | 27 | MARBLE | ITASCA | MN | MN_55764 | 55764 | Rural Fringe | 471 | 0.70833
27137 | 55771 | 27 | ORR | SAINT LOUIS | MN | MN_55771 | 55771 | Rural Fringe | 2812 | 0.68883
27061 | 55786 | 27 | TACONITE | ITASCA | MN | MN_55786 | 55786 | Rural Fringe | -999 | 0.74065
27057 | 56436 | 27 | BENEDICT | HUBBARD | MN | MN_56436 | 56436 | Rural Fringe | 120 | 0.67956
27119 | 56523 | 27 | CLIMAX | POLK | MN | MN_56523 | 56523 | Rural Fringe | 281 | 0.72904
27027 | 56546 | 27 | GEORGETOWN | CLAY | MN | MN_56546 | 56546 | Suburb Midsize | 167 | 0.50699
27107 | 56548 | 27 | HALSTAD | NORMAN | MN | MN_56548 | 56548 | Rural Fringe | 254 | 0.73088
27119 | 56568 | 27 | NIELSVILLE | POLK | MN | MN_56568 | 56568 | Rural Fringe | 198 | 0.73135
27107 | 56574 | 27 | PERLEY | NORMAN | MN | MN_56574 | 56574 | Rural Fringe | 345 | 0.73497
27029 | 56621 | 27 | BAGLEY | CLEARWATER | MN | MN_56621 | 56621 | Rural Fringe | 1738 | 0.68901
27077 | 56623 | 27 | BAUDETTE | LAKE OF THE WOODS | MN | MN_56623 | 56623 | Rural Fringe | 1185 | 0.71982
27021 | 56626 | 27 | BENA | CASS | MN | MN_56626 | 56626 | Rural Fringe | 463 | 0.70018
27061 | 56636 | 27 | DEER RIVER | ITASCA | MN | MN_56636 | 56636 | Rural Fringe | 2309 | 0.69647
27029 | 56644 | 27 | GONVICK | CLEARWATER | MN | MN_56644 | 56644 | Rural Fringe | 1067 | 0.71893
27071 | 56649 | 27 | INTERNATIONAL FALLS | KOOCHICHING | MN | MN_56649 | 56649 | Rural Fringe | 2615 | 0.7039
27007 | 56676 | 27 | SHEVLIN | BELTRAMI | MN | MN_56676 | 56676 | Rural Fringe | 1089 | 0.68248
27061 | 56680 | 27 | SPRING LAKE | ITASCA | MN | MN_56680 | 56680 | Rural Fringe | 209 | 0.68611
27007 | 56685 | 27 | WASKISH | BELTRAMI | MN | MN_56685 | 56685 | Rural Fringe | 433 | 0.71983
27077 | 56686 | 27 | WILLIAMS | LAKE OF THE WOODS | MN | MN_56686 | 56686 | Rural Fringe | 1365 | 0.6995
27119 | 56721 | 27 | EAST GRAND FORKS | POLK | MN | MN_56721 | 56721 | Suburb Small | 2325 | 0.74872
27007 | 56727 | 27 | GRYGLA | BELTRAMI | MN | MN_56727 | 56727 | Rural Fringe | 1217 | 0.72576
27069 | 56728 | 27 | HALLOCK | KITTSON | MN | MN_56728 | 56728 | Rural Fringe | 463 | 0.7164
27089 | 56744 | 27 | OSLO | MARSHALL | MN | MN_56744 | 56744 | Rural Fringe | 258 | 0.71957
27135 | 56751 | 27 | ROSEAU | ROSEAU | MN | MN_56751 | 56751 | Town Fringe | 2753 | 0.88816
27069 | 56755 | 27 | SAINT VINCENT | KITTSON | MN | MN_56755 | 56755 | Rural Fringe | 254 | 0.7138
27089 | 56757 | 27 | STEPHEN | MARSHALL | MN | MN_56757 | 56757 | Rural Fringe | 553 | 0.72138
27135 | 56761 | 27 | WANNASKA | ROSEAU | MN | MN_56761 | 56761 | Town Fringe | 676 | 0.8903
27135 | 56763 | 27 | WARROAD | ROSEAU | MN | MN_56763 | 56763 | Rural Fringe | 1004 | 0.71773
38017 | 58005 | 38 | ARGUSVILLE | CASS | ND | ND_58005 | 58005 | Rural Fringe | 531 | 0.73689
38017 | 58036 | 38 | GARDNER | CASS | ND | ND_58036 | 58036 | Rural Fringe | 211 | 0.7355
38097 | 58038 | 38 | GRANDIN | TRAILL | ND | ND_58038 | 58038 | Rural Fringe | 248 | 0.73495
38097 | 58045 | 38 | HILLSBORO | TRAILL | ND | ND_58045 | 58045 | Rural Fringe | 767 | 0.73234
38003 | 58065 | 38 | PILLSBURY | BARNES | ND | ND_58065 | 58065 | Rural Fringe | 153 | 0.73554
38035 | 58205 | 38 | GRAND FORKS AFB | GRAND FORKS | ND | ND_58205 | 58205 | Rural Fringe | 441 | 0.6635
38063 | 58212 | 38 | ANETA | NELSON | ND | ND_58212 | 58212 | Rural Fringe | 630 | 0.73031
38097 | 58218 | 38 | BUXTON | TRAILL | ND | ND_58218 | 58218 | Rural Fringe | 432 | 0.7317
38097 | 58223 | 38 | CUMMINGS | TRAILL | ND | ND_58223 | 58223 | Rural Fringe | 215 | 0.73172
38063 | 58224 | 38 | DAHLEN | NELSON | ND | ND_58224 | 58224 | Rural Fringe | 256 | 0.72491
38067 | 58225 | 38 | DRAYTON | PEMBINA | ND | ND_58225 | 58225 | Rural Fringe | 515 | 0.71681
38099 | 58261 | 38 | MINTO | WALSH | ND | ND_58261 | 58261 | Rural Fringe | 432 | 0.7212
38067 | 58271 | 38 | PEMBINA | PEMBINA | ND | ND_58271 | 58271 | Rural Fringe | 306 | 0.70813
38035 | 58275 | 38 | REYNOLDS | GRAND FORKS | ND | ND_58275 | 58275 | Rural Fringe | 472 | 0.73013
38035 | 58278 | 38 | THOMPSON | GRAND FORKS | ND | ND_58278 | 58278 | Rural Fringe | 502 | 0.72712
27137 | 55703 | 27 | ANGORA | SAINT LOUIS | MN | MN_55703 | 55703 | Rural Fringe | 621 | 0.69876
27137 | 55751 | 27 | IRON | SAINT LOUIS | MN | MN_55751 | 55751 | Rural Fringe | 954 | 0.70945
27137 | 55763 | 27 | MAKINEN | SAINT LOUIS | MN | MN_55763 | 55763 | Rural Fringe | 453 | 0.70945
27061 | 55775 | 27 | PENGILLY | ITASCA | MN | MN_55775 | 55775 | Rural Fringe | 571 | 0.68989
27137 | 55790 | 27 | TOWER | SAINT LOUIS | MN | MN_55790 | 55790 | Rural Fringe | 669 | 0.68657
27061 | 55793 | 27 | WARBA | ITASCA | MN | MN_55793 | 55793 | Rural Fringe | 464 | 0.71112
27137 | 55705 | 27 | AURORA | SAINT LOUIS | MN | MN_55705 | 55705 | Rural Fringe | 1255 | 0.70112
27061 | 55709 | 27 | BOVEY | ITASCA | MN | MN_55709 | 55709 | Rural Fringe | 2034 | 0.69201
27137 | 55710 | 27 | BRITT | SAINT LOUIS | MN | MN_55710 | 55710 | Town Fringe | 1118 | 0.86613
27137 | 55717 | 27 | CANYON | SAINT LOUIS | MN | MN_55717 | 55717 | Rural Fringe | 487 | 0.71571
27137 | 55719 | 27 | CHISHOLM | SAINT LOUIS | MN | MN_55719 | 55719 | Town Fringe | 2147 | 0.86962
27137 | 55723 | 27 | COOK | SAINT LOUIS | MN | MN_55723 | 55723 | Rural Fringe | 1976 | 0.69877
27137 | 55724 | 27 | COTTON | SAINT LOUIS | MN | MN_55724 | 55724 | Rural Fringe | 656 | 0.71461
27137 | 55725 | 27 | CRANE LAKE | SAINT LOUIS | MN | MN_55725 | 55725 | Rural Fringe | 409 | 0.67557
27137 | 55732 | 27 | EMBARRASS | SAINT LOUIS | MN | MN_55732 | 55732 | Rural Fringe | 1302 | 0.70744
27137 | 55734 | 27 | EVELETH | SAINT LOUIS | MN | MN_55734 | 55734 | Rural Fringe | 2020 | 0.70686
27137 | 55738 | 27 | FORBES | SAINT LOUIS | MN | MN_55738 | 55738 | Rural Fringe | 358 | 0.71905
27137 | 55741 | 27 | GILBERT | SAINT LOUIS | MN | MN_55741 | 55741 | Town Fringe | 2032 | 0.8732
27061 | 55744 | 27 | GRAND RAPIDS | ITASCA | MN | MN_55744 | 55744 | Rural Fringe | 5809 | 0.69326
27137 | 55746 | 27 | HIBBING | SAINT LOUIS | MN | MN_55746 | 55746 | Town Fringe | 7007 | 0.87981
27137 | 55765 | 27 | MEADOWLANDS | SAINT LOUIS | MN | MN_55765 | 55765 | Rural Fringe | 556 | 0.72555
27137 | 55768 | 27 | MOUNTAIN IRON | SAINT LOUIS | MN | MN_55768 | 55768 | Rural Fringe | 1051 | 0.70269
27061 | 55769 | 27 | NASHWAUK | ITASCA | MN | MN_55769 | 55769 | Rural Fringe | 1904 | 0.6993
27137 | 55781 | 27 | SIDE LAKE | SAINT LOUIS | MN | MN_55781 | 55781 | Town Fringe | 349 | 0.86202
27061 | 55784 | 27 | SWAN RIVER | ITASCA | MN | MN_55784 | 55784 | Rural Fringe | 341 | 0.71895
27137 | 55792 | 27 | VIRGINIA | SAINT LOUIS | MN | MN_55792 | 55792 | Town Fringe | 3536 | 0.87232
27119 | 56517 | 27 | BELTRAMI | POLK | MN | MN_56517 | 56517 | Rural Fringe | 248 | 0.73301
27005 | 56521 | 27 | CALLAWAY | BECKER | MN | MN_56521 | 56521 | Town Fringe | 594 | 0.90244
27005 | 56578 | 27 | ROCHERT | BECKER | MN | MN_56578 | 56578 | Town Fringe | 943 | 0.86123
27007 | 56647 | 27 | HINES | BELTRAMI | MN | MN_56647 | 56647 | Rural Fringe | 690 | 0.69656
27057 | 56433 | 27 | AKELEY | HUBBARD | MN | MN_56433 | 56433 | Rural Fringe | 1664 | 0.68455
27061 | 56657 | 27 | MARCELL | ITASCA | MN | MN_56657 | 56657 | Rural Fringe | 715 | 0.69009
27071 | 56658 | 27 | MARGIE | KOOCHICHING | MN | MN_56658 | 56658 | Rural Fringe | 161 | 0.73581
27061 | 56659 | 27 | MAX | ITASCA | MN | MN_56659 | 56659 | Rural Fringe | 135 | 0.68766
27007 | 56670 | 27 | REDBY | BELTRAMI | MN | MN_56670 | 56670 | Rural Fringe | 117 | 0.66401
27007 | 56671 | 27 | REDLAKE | BELTRAMI | MN | MN_56671 | 56671 | Rural Fringe | 130 | 0.6651
27007 | 56683 | 27 | TENSTRIKE | BELTRAMI | MN | MN_56683 | 56683 | Rural Fringe | 550 | 0.69071
27021 | 56452 | 27 | HACKENSACK | CASS | MN | MN_56452 | 56452 | Rural Fringe | 2136 | 0.68329
27061 | 56688 | 27 | WIRT | ITASCA | MN | MN_56688 | 56688 | Rural Fringe | 343 | 0.69479
27057 | 56458 | 27 | LAKE GEORGE | HUBBARD | MN | MN_56458 | 56458 | Rural Fringe | 354 | 0.68636
27057 | 56461 | 27 | LAPORTE | HUBBARD | MN | MN_56461 | 56461 | Rural Fringe | 1991 | 0.68705
27057 | 56467 | 27 | NEVIS | HUBBARD | MN | MN_56467 | 56467 | Rural Fringe | 1680 | 0.686
27057 | 56470 | 27 | PARK RAPIDS | HUBBARD | MN | MN_56470 | 56470 | Rural Fringe | 4030 | 0.69297
27021 | 56484 | 27 | WALKER | CASS | MN | MN_56484 | 56484 | Rural Fringe | 1491 | 0.67991
27107 | 56510 | 27 | ADA | NORMAN | MN | MN_56510 | 56510 | Rural Fringe | 839 | 0.73417
27087 | 56516 | 27 | BEJOU | MAHNOMEN | MN | MN_56516 | 56516 | Rural Fringe | 405 | 0.73335
27107 | 56519 | 27 | BORUP | NORMAN | MN | MN_56519 | 56519 | Rural Fringe | 499 | 0.73879
27119 | 56535 | 27 | ERSKINE | POLK | MN | MN_56535 | 56535 | Rural Fringe | 626 | 0.7165
27027 | 56536 | 27 | FELTON | CLAY | MN | MN_56536 | 56536 | Rural Fringe | 431 | 0.74038
27119 | 56540 | 27 | FERTILE | POLK | MN | MN_56540 | 56540 | Rural Fringe | 838 | 0.72605
27119 | 56542 | 27 | FOSSTON | POLK | MN | MN_56542 | 56542 | Rural Fringe | 1031 | 0.71647
27107 | 56545 | 27 | GARY | NORMAN | MN | MN_56545 | 56545 | Rural Fringe | 583 | 0.73207
27107 | 56550 | 27 | HENDRUM | NORMAN | MN | MN_56550 | 56550 | Rural Fringe | 217 | 0.73192
27027 | 56552 | 27 | HITTERDAL | CLAY | MN | MN_56552 | 56552 | Rural Fringe | 349 | 0.73218
27119 | 56556 | 27 | MCINTOSH | POLK | MN | MN_56556 | 56556 | Rural Fringe | 774 | 0.72514
27087 | 56557 | 27 | MAHNOMEN | MAHNOMEN | MN | MN_56557 | 56557 | Rural Fringe | 929 | 0.71689
27087 | 56566 | 27 | NAYTAHWAUSH | MAHNOMEN | MN | MN_56566 | 56566 | Rural Fringe | 179 | 0.67581
27005 | 56569 | 27 | OGEMA | BECKER | MN | MN_56569 | 56569 | Rural Fringe | 688 | 0.70187
27005 | 56570 | 27 | OSAGE | BECKER | MN | MN_56570 | 56570 | Rural Fringe | 607 | 0.69012
27005 | 56575 | 27 | PONSFORD | BECKER | MN | MN_56575 | 56575 | Rural Fringe | 741 | 0.69052
27107 | 56581 | 27 | SHELLY | NORMAN | MN | MN_56581 | 56581 | Rural Fringe | 159 | 0.73158
27107 | 56584 | 27 | TWIN VALLEY | NORMAN | MN | MN_56584 | 56584 | Rural Fringe | 520 | 0.73271
27027 | 56585 | 27 | ULEN | CLAY | MN | MN_56585 | 56585 | Rural Fringe | 942 | 0.73698
27087 | 56589 | 27 | WAUBUN | MAHNOMEN | MN | MN_56589 | 56589 | Rural Fringe | 826 | 0.7106
27119 | 56592 | 27 | WINGER | POLK | MN | MN_56592 | 56592 | Rural Fringe | 444 | 0.72748
27007 | 56601 | 27 | BEMIDJI | BELTRAMI | MN | MN_56601 | 56601 | Rural Fringe | 7291 | 0.69128
27071 | 56627 | 27 | BIG FALLS | KOOCHICHING | MN | MN_56627 | 56627 | Rural Fringe | 364 | 0.73035
27061 | 56628 | 27 | BIGFORK | ITASCA | MN | MN_56628 | 56628 | Rural Fringe | 690 | 0.69425
27071 | 56629 | 27 | BIRCHDALE | KOOCHICHING | MN | MN_56629 | 56629 | Rural Fringe | 337 | 0.72881
27007 | 56630 | 27 | BLACKDUCK | BELTRAMI | MN | MN_56630 | 56630 | Rural Fringe | 1064 | 0.70162
27021 | 56633 | 27 | CASS LAKE | CASS | MN | MN_56633 | 56633 | Rural Fringe | 1227 | 0.68561
27029 | 56634 | 27 | CLEARBROOK | CLEARWATER | MN | MN_56634 | 56634 | Rural Fringe | 912 | 0.70005
27061 | 56637 | 27 | TALMOON | ITASCA | MN | MN_56637 | 56637 | Rural Fringe | 150 | 0.6854
27061 | 56639 | 27 | EFFIE | ITASCA | MN | MN_56639 | 56639 | Rural Fringe | 680 | 0.70145
27021 | 56641 | 27 | FEDERAL DAM | CASS | MN | MN_56641 | 56641 | Rural Fringe | 471 | 0.69924
27119 | 56646 | 27 | GULLY | POLK | MN | MN_56646 | 56646 | Rural Fringe | 523 | 0.7228
27007 | 56650 | 27 | KELLIHER | BELTRAMI | MN | MN_56650 | 56650 | Rural Fringe | 561 | 0.69671
27087 | 56651 | 27 | LENGBY | MAHNOMEN | MN | MN_56651 | 56651 | Rural Fringe | 535 | 0.69527
27029 | 56652 | 27 | LEONARD | CLEARWATER | MN | MN_56652 | 56652 | Rural Fringe | 571 | 0.6944
27071 | 56653 | 27 | LITTLEFORK | KOOCHICHING | MN | MN_56653 | 56653 | Rural Fringe | 694 | 0.71796
27071 | 56654 | 27 | LOMAN | KOOCHICHING | MN | MN_56654 | 56654 | Rural Fringe | 223 | 0.72978
27021 | 56655 | 27 | LONGVILLE | CASS | MN | MN_56655 | 56655 | Rural Fringe | 1452 | 0.68994
27071 | 56660 | 27 | MIZPAH | KOOCHICHING | MN | MN_56660 | 56660 | Rural Fringe | 396 | 0.72679
27061 | 56661 | 27 | NORTHOME | ITASCA | MN | MN_56661 | 56661 | Rural Fringe | 628 | 0.70072
27007 | 56663 | 27 | PENNINGTON | BELTRAMI | MN | MN_56663 | 56663 | Rural Fringe | 409 | 0.69168
27007 | 56667 | 27 | PUPOSKY | BELTRAMI | MN | MN_56667 | 56667 | Rural Fringe | 638 | 0.68524
27071 | 56669 | 27 | KABETOGAMA | KOOCHICHING | MN | MN_56669 | 56669 | Rural Fringe | 821 | 0.69013
27021 | 56672 | 27 | REMER | CASS | MN | MN_56672 | 56672 | Rural Fringe | 2087 | 0.69718
27135 | 56673 | 27 | ROOSEVELT | ROSEAU | MN | MN_56673 | 56673 | Rural Fringe | 335 | 0.72295
27007 | 56678 | 27 | SOLWAY | BELTRAMI | MN | MN_56678 | 56678 | Rural Fringe | 1084 | 0.69373
27061 | 56681 | 27 | SQUAW LAKE | ITASCA | MN | MN_56681 | 56681 | Rural Fringe | 522 | 0.69762
27119 | 56684 | 27 | TRAIL | POLK | MN | MN_56684 | 56684 | Rural Fringe | 1007 | 0.72199
27113 | 56701 | 27 | THIEF RIVER FALLS | PENNINGTON | MN | MN_56701 | 56701 | Town Fringe | 4142 | 0.89246
27089 | 56710 | 27 | ALVARADO | MARSHALL | MN | MN_56710 | 56710 | Rural Fringe | 268 | 0.72344
27089 | 56713 | 27 | ARGYLE | MARSHALL | MN | MN_56713 | 56713 | Rural Fringe | 482 | 0.72308
27135 | 56714 | 27 | BADGER | ROSEAU | MN | MN_56714 | 56714 | Rural Fringe | 521 | 0.71432
27125 | 56715 | 27 | BROOKS | RED LAKE | MN | MN_56715 | 56715 | Rural Fringe | 343 | 0.72726
27119 | 56716 | 27 | CROOKSTON | POLK | MN | MN_56716 | 56716 | Town Fringe | 3297 | 0.90073
27119 | 56722 | 27 | EUCLID | POLK | MN | MN_56722 | 56722 | Town Fringe | 364 | 0.90042
27119 | 56723 | 27 | FISHER | POLK | MN | MN_56723 | 56723 | Rural Fringe | 319 | 0.7282
27089 | 56724 | 27 | GATZKE | MARSHALL | MN | MN_56724 | 56724 | Rural Fringe | 384 | 0.71917
27113 | 56725 | 27 | GOODRIDGE | PENNINGTON | MN | MN_56725 | 56725 | Rural Fringe | 727 | 0.72529
27135 | 56726 | 27 | GREENBUSH | ROSEAU | MN | MN_56726 | 56726 | Rural Fringe | 639 | 0.71598
27069 | 56729 | 27 | HALMA | KITTSON | MN | MN_56729 | 56729 | Rural Fringe | 297 | 0.70656
27069 | 56731 | 27 | HUMBOLDT | KITTSON | MN | MN_56731 | 56731 | Rural Fringe | -999 | 0.67473
27069 | 56732 | 27 | KARLSTAD | KITTSON | MN | MN_56732 | 56732 | Rural Fringe | 424 | 0.71094
27069 | 56733 | 27 | KENNEDY | KITTSON | MN | MN_56733 | 56733 | Rural Fringe | 393 | 0.71955
27069 | 56734 | 27 | LAKE BRONSON | KITTSON | MN | MN_56734 | 56734 | Rural Fringe | 383 | 0.71215
27069 | 56735 | 27 | LANCASTER | KITTSON | MN | MN_56735 | 56735 | Rural Fringe | 799 | 0.7131
27119 | 56736 | 27 | MENTOR | POLK | MN | MN_56736 | 56736 | Rural Fringe | 577 | 0.72347
27089 | 56737 | 27 | MIDDLE RIVER | MARSHALL | MN | MN_56737 | 56737 | Rural Fringe | 499 | 0.71453
27089 | 56738 | 27 | NEWFOLDEN | MARSHALL | MN | MN_56738 | 56738 | Rural Fringe | 512 | 0.7169
27069 | 56740 | 27 | NOYES | KITTSON | MN | MN_56740 | 56740 | Rural Fringe | 174 | 0.71418
27125 | 56742 | 27 | OKLEE | RED LAKE | MN | MN_56742 | 56742 | Rural Fringe | 548 | 0.72431
27125 | 56748 | 27 | PLUMMER | RED LAKE | MN | MN_56748 | 56748 | Rural Fringe | 500 | 0.72392
27125 | 56750 | 27 | RED LAKE FALLS | RED LAKE | MN | MN_56750 | 56750 | Rural Fringe | 1023 | 0.72614
27113 | 56754 | 27 | SAINT HILAIRE | PENNINGTON | MN | MN_56754 | 56754 | Town Fringe | 346 | 0.89563
27135 | 56756 | 27 | SALOL | ROSEAU | MN | MN_56756 | 56756 | Town Fringe | 965 | 0.88216
27089 | 56758 | 27 | STRANDQUIST | MARSHALL | MN | MN_56758 | 56758 | Rural Fringe | 363 | 0.71394
27135 | 56759 | 27 | STRATHCONA | ROSEAU | MN | MN_56759 | 56759 | Rural Fringe | 498 | 0.71438
27089 | 56760 | 27 | VIKING | MARSHALL | MN | MN_56760 | 56760 | Rural Fringe | 312 | 0.72115
27119 | 56762 | 27 | WARREN | POLK | MN | MN_56762 | 56762 | Rural Fringe | 982 | 0.72552
38035 | 58202 | 38 | GRAND FORKS | GRAND FORKS | ND | ND_58202 | 58202 | City Small | 482 | 0.73406
38035 | 58203 | 38 | GRAND FORKS | GRAND FORKS | ND | ND_58203 | 58203 | City Small | 2968 | 0.7346
38035 | 58204 | 38 | GRAND FORKS AFB | GRAND FORKS | ND | ND_58204 | 58204 | Rural Fringe | 423 | 0.66065
38017 | 58004 | 38 | AMENIA | CASS | ND | ND_58004 | 58004 | Rural Fringe | 251 | 0.73739
38017 | 58006 | 38 | ARTHUR | CASS | ND | ND_58006 | 58006 | Rural Fringe | 209 | 0.73766
38097 | 58009 | 38 | BLANCHARD | TRAILL | ND | ND_58009 | 58009 | Rural Fringe | 138 | 0.73502
38091 | 58016 | 38 | CLIFFORD | STEELE | ND | ND_58016 | 58016 | Rural Fringe | 211 | 0.73505
38017 | 58029 | 38 | ERIE | CASS | ND | ND_58029 | 58029 | Rural Fringe | 209 | 0.7373
38097 | 58035 | 38 | GALESBURG | TRAILL | ND | ND_58035 | 58035 | Rural Fringe | 228 | 0.73543
38091 | 58046 | 38 | HOPE | STEELE | ND | ND_58046 | 58046 | Rural Fringe | 405 | 0.73503
38017 | 58048 | 38 | HUNTER | CASS | ND | ND_58048 | 58048 | Rural Fringe | 283 | 0.73607
38091 | 58056 | 38 | LUVERNE | STEELE | ND | ND_58056 | 58056 | Rural Fringe | 342 | 0.73458
38003 | 58063 | 38 | ORISKA | BARNES | ND | ND_58063 | 58063 | Rural Fringe | 319 | 0.73923
38017 | 58064 | 38 | PAGE | CASS | ND | ND_58064 | 58064 | Rural Fringe | 334 | 0.7379
38017 | 58071 | 38 | TOWER CITY | CASS | ND | ND_58071 | 58071 | Rural Fringe | 270 | 0.74035
38017 | 58078 | 38 | WEST FARGO | CASS | ND | ND_58078 | 58078 | Suburb Midsize | 3282 | 0.49011
38035 | 58201 | 38 | GRAND FORKS | GRAND FORKS | ND | ND_58201 | 58201 | Rural Fringe | 6402 | 0.71777
38099 | 58210 | 38 | ADAMS | WALSH | ND | ND_58210 | 58210 | Rural Fringe | 624 | 0.72262
38035 | 58214 | 38 | ARVILLA | GRAND FORKS | ND | ND_58214 | 58214 | Rural Fringe | 405 | 0.72492
38067 | 58216 | 38 | BATHGATE | PEMBINA | ND | ND_58216 | 58216 | Rural Fringe | 316 | 0.71658
38067 | 58220 | 38 | CAVALIER | PEMBINA | ND | ND_58220 | 58220 | Rural Fringe | 1085 | 0.71241
38067 | 58222 | 38 | CRYSTAL | PEMBINA | ND | ND_58222 | 58222 | Rural Fringe | 338 | 0.72033
38099 | 58227 | 38 | EDINBURG | WALSH | ND | ND_58227 | 58227 | Rural Fringe | 653 | 0.71706
38035 | 58228 | 38 | EMERADO | GRAND FORKS | ND | ND_58228 | 58228 | Rural Fringe | 432 | 0.72856
38091 | 58230 | 38 | FINLEY | STEELE | ND | ND_58230 | 58230 | Rural Fringe | 393 | 0.73271
38099 | 58231 | 38 | FORDVILLE | WALSH | ND | ND_58231 | 58231 | Rural Fringe | 513 | 0.72362
38099 | 58233 | 38 | FOREST RIVER | WALSH | ND | ND_58233 | 58233 | Rural Fringe | 303 | 0.72374
38035 | 58235 | 38 | GILBY | GRAND FORKS | ND | ND_58235 | 58235 | Rural Fringe | 294 | 0.72583
38067 | 58236 | 38 | GLASSTON | PEMBINA | ND | ND_58236 | 58236 | Rural Fringe | 145 | 0.70407
38099 | 58237 | 38 | GRAFTON | WALSH | ND | ND_58237 | 58237 | Town Fringe | 2086 | 0.89297
38067 | 58238 | 38 | HAMILTON | PEMBINA | ND | ND_58238 | 58238 | Rural Fringe | 341 | 0.71672
38091 | 58240 | 38 | HATTON | STEELE | ND | ND_58240 | 58240 | Rural Fringe | 404 | 0.73021
38067 | 58241 | 38 | HENSEL | PEMBINA | ND | ND_58241 | 58241 | Rural Fringe | 335 | 0.71956
38099 | 58243 | 38 | HOOPLE | WALSH | ND | ND_58243 | 58243 | Rural Fringe | 361 | 0.71996
38035 | 58244 | 38 | INKSTER | GRAND FORKS | ND | ND_58244 | 58244 | Rural Fringe | 331 | 0.72436
38099 | 58250 | 38 | LANKIN | WALSH | ND | ND_58250 | 58250 | Rural Fringe | 491 | 0.72539
38035 | 58251 | 38 | LARIMORE | GRAND FORKS | ND | ND_58251 | 58251 | Rural Fringe | 662 | 0.7255
38063 | 58254 | 38 | MCVILLE | NELSON | ND | ND_58254 | 58254 | Rural Fringe | 558 | 0.72737
38035 | 58256 | 38 | MANVEL | GRAND FORKS | ND | ND_58256 | 58256 | Rural Fringe | 272 | 0.72318
38097 | 58257 | 38 | MAYVILLE | TRAILL | ND | ND_58257 | 58257 | Rural Fringe | 604 | 0.73244
38035 | 58258 | 38 | MEKINOCK | GRAND FORKS | ND | ND_58258 | 58258 | Rural Fringe | 233 | 0.72464
38063 | 58259 | 38 | MICHIGAN | NELSON | ND | ND_58259 | 58259 | Rural Fringe | 580 | 0.72374
38019 | 58260 | 38 | MILTON | CAVALIER | ND | ND_58260 | 58260 | Rural Fringe | 312 | 0.71941
38019 | 58262 | 38 | MOUNTAIN | CAVALIER | ND | ND_58262 | 58262 | Rural Fringe | 308 | 0.7072
38067 | 58265 | 38 | NECHE | PEMBINA | ND | ND_58265 | 58265 | Rural Fringe | 400 | 0.7154
38035 | 58266 | 38 | NIAGARA | GRAND FORKS | ND | ND_58266 | 58266 | Rural Fringe | 621 | 0.7264
38035 | 58267 | 38 | NORTHWOOD | GRAND FORKS | ND | ND_58267 | 58267 | Rural Fringe | 609 | 0.72885
38099 | 58270 | 38 | PARK RIVER | WALSH | ND | ND_58270 | 58270 | Rural Fringe | 1030 | 0.72122
38063 | 58272 | 38 | PETERSBURG | NELSON | ND | ND_58272 | 58272 | Rural Fringe | 575 | 0.7269
38099 | 58273 | 38 | PISEK | WALSH | ND | ND_58273 | 58273 | Rural Fringe | 354 | 0.7229
38097 | 58274 | 38 | PORTLAND | TRAILL | ND | ND_58274 | 58274 | Rural Fringe | 583 | 0.73116
38067 | 58276 | 38 | SAINT THOMAS | PEMBINA | ND | ND_58276 | 58276 | Rural Fringe | 355 | 0.71936
38091 | 58277 | 38 | SHARON | STEELE | ND | ND_58277 | 58277 | Rural Fringe | 323 | 0.73179
38019 | 58282 | 38 | WALHALLA | CAVALIER | ND | ND_58282 | 58282 | Rural Fringe | 626 | 0.70976
38039 | 58452 | 38 | JESSIE | GRIGGS | ND | ND_58452 | 58452 | Rural Fringe | 651 | 0.70356
38039 | 58425 | 38 | COOPERSTOWN | GRIGGS | ND | ND_58425 | 58425 | Rural Fringe | 637 | 0.73181
38003 | 58429 | 38 | DAZEY | BARNES | ND | ND_58429 | 58429 | Rural Fringe | 421 | 0.73336
38003 | 58479 | 38 | ROGERS | BARNES | ND | ND_58479 | 58479 | Rural Fringe | 329 | 0.73469
27081 | 56113 | 27 | ARCO | LINCOLN | MN | MN_56113 | 56113 | Rural Fringe | 151 | 0.76424
27117 | 56144 | 27 | JASPER | PIPESTONE | MN | MN_56144 | 56144 | Town Fringe | 624 | 0.94197
27117 | 56164 | 27 | PIPESTONE | PIPESTONE | MN | MN_56164 | 56164 | Town Fringe | 2800 | 0.9399
27011 | 56210 | 27 | BARRY | BIG STONE | MN | MN_56210 | 56210 | Rural Fringe | 112 | 0.71386
27173 | 56220 | 27 | CANBY | YELLOW MEDICINE | MN | MN_56220 | 56220 | Rural Fringe | 1482 | 0.76094
27073 | 56256 | 27 | MADISON | LAC QUI PARLE | MN | MN_56256 | 56256 | Rural Fringe | 1031 | 0.75711
27011 | 56278 | 27 | ORTONVILLE | BIG STONE | MN | MN_56278 | 56278 | Rural Fringe | 1246 | 0.74594
27155 | 56296 | 27 | WHEATON | TRAVERSE | MN | MN_56296 | 56296 | Rural Fringe | 776 | 0.74915
27167 | 56520 | 27 | BRECKENRIDGE | WILKIN | MN | MN_56520 | 56520 | Town Fringe | 1536 | 0.91527
27167 | 56522 | 27 | CAMPBELL | WILKIN | MN | MN_56522 | 56522 | Rural Fringe | 409 | 0.74849
27111 | 56533 | 27 | ELIZABETH | OTTER TAIL | MN | MN_56533 | 56533 | Town Fringe | 467 | 0.90157
27167 | 56553 | 27 | KENT | WILKIN | MN | MN_56553 | 56553 | Town Fringe | 282 | 0.91494
27027 | 56560 | 27 | MOORHEAD | CLAY | MN | MN_56560 | 56560 | Suburb Midsize | 5912 | 0.50512
27155 | 56583 | 27 | TINTAH | TRAVERSE | MN | MN_56583 | 56583 | Rural Fringe | 276 | 0.74786
27167 | 56594 | 27 | WOLVERTON | WILKIN | MN | MN_56594 | 56594 | Town Fringe | 168 | 0.91056
46079 | 57016 | 46 | CHESTER | LAKE | SD | SD_57016 | 57016 | Rural Fringe | 508 | 0.76681
46101 | 57017 | 46 | COLMAN | MOODY | SD | SD_57017 | 57017 | Rural Fringe | 557 | 0.7689
46099 | 57018 | 46 | COLTON | MINNEHAHA | SD | SD_57018 | 57018 | Rural Fringe | 630 | 0.77157
46101 | 57024 | 46 | EGAN | MOODY | SD | SD_57024 | 57024 | Rural Fringe | 674 | 0.76984
46101 | 57028 | 46 | FLANDREAU | MOODY | SD | SD_57028 | 57028 | Rural Fringe | 1294 | 0.7696
46099 | 57030 | 46 | GARRETSON | MINNEHAHA | SD | SD_57030 | 57030 | Rural Fringe | 1336 | 0.77152
46099 | 57041 | 46 | LYONS | MINNEHAHA | SD | SD_57041 | 57041 | Rural Fringe | -999 | 0.66332
46079 | 57042 | 46 | MADISON | LAKE | SD | SD_57042 | 57042 | Rural Fringe | 2569 | 0.76628
46087 | 57048 | 46 | MONTROSE | MCCOOK | SD | SD_57048 | 57048 | Rural Fringe | 890 | 0.77226
46079 | 57054 | 46 | RAMONA | LAKE | SD | SD_57054 | 57054 | Rural Fringe | 257 | 0.76878
46079 | 57057 | 46 | RUTLAND | LAKE | SD | SD_57057 | 57057 | Rural Fringe | 205 | 0.76961
46087 | 57058 | 46 | SALEM | MCCOOK | SD | SD_57058 | 57058 | Rural Fringe | 918 | 0.77136
46011 | 57061 | 46 | SINAI | BROOKINGS | SD | SD_57061 | 57061 | Rural Fringe | 54 | 0.70639
46011 | 57071 | 46 | VOLGA | BROOKINGS | SD | SD_57071 | 57071 | Rural Fringe | 745 | 0.7661
46079 | 57075 | 46 | WENTWORTH | LAKE | SD | SD_57075 | 57075 | Rural Fringe | 644 | 0.76248
46079 | 57076 | 46 | WINFRED | LAKE | SD | SD_57076 | 57076 | Rural Fringe | 383 | 0.76821
46077 | 57212 | 46 | ARLINGTON | KINGSBURY | SD | SD_57212 | 57212 | Rural Fringe | 903 | 0.75923
46025 | 57217 | 46 | BRADLEY | CLARK | SD | SD_57217 | 57217 | Rural Fringe | 581 | 0.75496
46077 | 57231 | 46 | DE SMET | KINGSBURY | SD | SD_57231 | 57231 | Rural Fringe | 1132 | 0.76402
46029 | 57235 | 46 | FLORENCE | CODINGTON | SD | SD_57235 | 57235 | Rural Fringe | 352 | 0.75286
46109 | 57255 | 46 | NEW EFFINGTON | ROBERTS | SD | SD_57255 | 57255 | Rural Fringe | 273 | 0.74218
46025 | 57258 | 46 | RAYMOND | CLARK | SD | SD_57258 | 57258 | Rural Fringe | 879 | 0.76337
46109 | 57260 | 46 | ROSHOLT | ROBERTS | SD | SD_57260 | 57260 | Rural Fringe | 433 | 0.74715
46051 | 57269 | 46 | TWIN BROOKS | GRANT | SD | SD_57269 | 57269 | Town Fringe | 890 | 0.93046
46091 | 57270 | 46 | VEBLEN | MARSHALL | SD | SD_57270 | 57270 | Rural Fringe | 683 | 0.74847
46057 | 57271 | 46 | VIENNA | HAMLIN | SD | SD_57271 | 57271 | Rural Fringe | 239 | 0.75874
46037 | 57273 | 46 | WAUBAY | DAY | SD | SD_57273 | 57273 | Rural Fringe | 682 | 0.7455
46037 | 57274 | 46 | WEBSTER | DAY | SD | SD_57274 | 57274 | Rural Fringe | 1133 | 0.74299
46111 | 57314 | 46 | ARTESIAN | SANBORN | SD | SD_57314 | 57314 | Rural Fringe | 1128 | 0.77203
46097 | 57321 | 46 | CANOVA | MINER | SD | SD_57321 | 57321 | Rural Fringe | 970 | 0.7726
46005 | 57350 | 46 | HURON | BEADLE | SD | SD_57350 | 57350 | Town Fringe | 5548 | 0.93632
46077 | 57353 | 46 | IROQUOIS | KINGSBURY | SD | SD_57353 | 57353 | Rural Fringe | 1211 | 0.76885
46005 | 57379 | 46 | VIRGIL | BEADLE | SD | SD_57379 | 57379 | Rural Fringe | 1015 | 0.76941
46013 | 57426 | 46 | BARNARD | BROWN | SD | SD_57426 | 57426 | Rural Fringe | -999 | 0.73832
46115 | 57434 | 46 | CONDE | SPINK | SD | SD_57434 | 57434 | Rural Fringe | 607 | 0.7588
46115 | 57436 | 46 | DOLAND | SPINK | SD | SD_57436 | 57436 | Rural Fringe | 720 | 0.76364
46013 | 57449 | 46 | HOUGHTON | BROWN | SD | SD_57449 | 57449 | Rural Fringe | 499 | 0.74855
46037 | 57468 | 46 | PIERPONT | DAY | SD | SD_57468 | 57468 | Rural Fringe | 154 | 0.75525
38077 | 58015 | 38 | CHRISTINE | RICHLAND | ND | ND_58015 | 58015 | Rural Fringe | 115 | 0.7366
38077 | 58030 | 38 | FAIRMOUNT | RICHLAND | ND | ND_58030 | 58030 | Rural Fringe | 318 | 0.74966
38017 | 58047 | 38 | HORACE | CASS | ND | ND_58047 | 58047 | Rural Fringe | 1757 | 0.73651
38077 | 58053 | 38 | LIDGERWOOD | RICHLAND | ND | ND_58053 | 58053 | Rural Fringe | 826 | 0.7434
38077 | 58075 | 38 | WAHPETON | RICHLAND | ND | ND_58075 | 58075 | Town Fringe | 2676 | 0.91567
38077 | 58077 | 38 | WALCOTT | RICHLAND | ND | ND_58077 | 58077 | Rural Fringe | 423 | 0.74299
38017 | 58102 | 38 | FARGO | CASS | ND | ND_58102 | 58102 | City Small | 6319 | 0.72405
38093 | 58401 | 38 | JAMESTOWN | STUTSMAN | ND | ND_58401 | 58401 | Town Fringe | 5497 | 0.90957
27105 | 56153 | 27 | LEOTA | NOBLES | MN | MN_56153 | 56153 | Rural Fringe | -999 | 0.70531
27133 | 56158 | 27 | MAGNOLIA | ROCK | MN | MN_56158 | 56158 | Rural Fringe | 262 | 0.77139
27117 | 56128 | 27 | EDGERTON | PIPESTONE | MN | MN_56128 | 56128 | Rural Fringe | 771 | 0.76971
27133 | 56134 | 27 | HARDWICK | ROCK | MN | MN_56134 | 56134 | Rural Fringe | 278 | 0.7699
27081 | 56136 | 27 | HENDRICKS | LINCOLN | MN | MN_56136 | 56136 | Rural Fringe | 435 | 0.76133
27117 | 56139 | 27 | HOLLAND | PIPESTONE | MN | MN_56139 | 56139 | Rural Fringe | 219 | 0.76784
27081 | 56142 | 27 | IVANHOE | LINCOLN | MN | MN_56142 | 56142 | Rural Fringe | 629 | 0.76329
27133 | 56147 | 27 | KENNETH | ROCK | MN | MN_56147 | 56147 | Rural Fringe | 237 | 0.772
27081 | 56149 | 27 | LAKE BENTON | LINCOLN | MN | MN_56149 | 56149 | Rural Fringe | 711 | 0.76193
27133 | 56156 | 27 | LUVERNE | ROCK | MN | MN_56156 | 56156 | Rural Fringe | 2008 | 0.76951
27117 | 56170 | 27 | RUTHTON | PIPESTONE | MN | MN_56170 | 56170 | Rural Fringe | 260 | 0.76511
27081 | 56178 | 27 | TYLER | LINCOLN | MN | MN_56178 | 56178 | Rural Fringe | 559 | 0.76327
27117 | 56186 | 27 | WOODSTOCK | PIPESTONE | MN | MN_56186 | 56186 | Town Fringe | 467 | 0.94173
27027 | 56529 | 27 | DILWORTH | CLAY | MN | MN_56529 | 56529 | Rural Fringe | 656 | 0.71579
27149 | 56207 | 27 | ALBERTA | STEVENS | MN | MN_56207 | 56207 | Rural Fringe | 160 | 0.74896
27011 | 56211 | 27 | BEARDSLEY | BIG STONE | MN | MN_56211 | 56211 | Rural Fringe | 505 | 0.74877
27073 | 56212 | 27 | BELLINGHAM | LAC QUI PARLE | MN | MN_56212 | 56212 | Rural Fringe | 328 | 0.75659
46109 | 56219 | 46 | BROWNS VALLEY | ROBERTS | SD | SD_56219 | 56219 | Rural Fringe | 718 | 0.74761
27149 | 56221 | 27 | CHOKIO | STEVENS | MN | MN_56221 | 56221 | Rural Fringe | 404 | 0.75316
27011 | 56225 | 27 | CLINTON | BIG STONE | MN | MN_56225 | 56225 | Rural Fringe | 402 | 0.74891
27011 | 56227 | 27 | CORRELL | BIG STONE | MN | MN_56227 | 56227 | Rural Fringe | 238 | 0.74593
27155 | 56236 | 27 | DUMONT | TRAVERSE | MN | MN_56236 | 56236 | Rural Fringe | 424 | 0.7519
27011 | 56240 | 27 | GRACEVILLE | BIG STONE | MN | MN_56240 | 56240 | Rural Fringe | 369 | 0.74752
27051 | 56248 | 27 | HERMAN | GRANT | MN | MN_56248 | 56248 | Rural Fringe | 425 | 0.7474
27073 | 56257 | 27 | MARIETTA | LAC QUI PARLE | MN | MN_56257 | 56257 | Rural Fringe | 494 | 0.75966
27051 | 56274 | 27 | NORCROSS | GRANT | MN | MN_56274 | 56274 | Rural Fringe | 268 | 0.7486
27073 | 56276 | 27 | ODESSA | LAC QUI PARLE | MN | MN_56276 | 56276 | Rural Fringe | 344 | 0.75237
27081 | 56280 | 27 | PORTER | LINCOLN | MN | MN_56280 | 56280 | Rural Fringe | 390 | 0.76272
46079 | 57050 | 46 | NUNDA | LAKE | SD | SD_57050 | 57050 | Rural Fringe | 233 | 0.76548
46077 | 57051 | 46 | OLDHAM | KINGSBURY | SD | SD_57051 | 57051 | Rural Fringe | 309 | 0.76167
27027 | 56514 | 27 | BARNESVILLE | CLAY | MN | MN_56514 | 56514 | Rural Fringe | 1203 | 0.74066
46099 | 57055 | 46 | RENNER | MINNEHAHA | SD | SD_57055 | 57055 | Rural Fringe | 899 | 0.76882
46101 | 57065 | 46 | TRENT | MOODY | SD | SD_57065 | 57065 | Rural Fringe | 353 | 0.77137
27111 | 56537 | 27 | FERGUS FALLS | OTTER TAIL | MN | MN_56537 | 56537 | Town Fringe | 7045 | 0.90474
46025 | 57236 | 46 | GARDEN CITY | CLARK | SD | SD_57236 | 57236 | Rural Fringe | 134 | 0.75489
27167 | 56543 | 27 | FOXHOME | WILKIN | MN | MN_56543 | 56543 | Town Fringe | 246 | 0.92083
27027 | 56547 | 27 | GLYNDON | CLAY | MN | MN_56547 | 56547 | Rural Fringe | 1276 | 0.73911
27027 | 56549 | 27 | HAWLEY | CLAY | MN | MN_56549 | 56549 | Rural Fringe | 1400 | 0.73309
46091 | 57247 | 46 | LAKE CITY | MARSHALL | SD | SD_57247 | 57247 | Rural Fringe | 223 | 0.7374
27005 | 56554 | 27 | LAKE PARK | BECKER | MN | MN_56554 | 56554 | Rural Fringe | 1458 | 0.72334
46051 | 57264 | 46 | STOCKHOLM | GRANT | SD | SD_57264 | 57264 | Rural Fringe | 424 | 0.7592
27167 | 56565 | 27 | NASHUA | WILKIN | MN | MN_56565 | 56565 | Rural Fringe | 150 | 0.74706
27111 | 56572 | 27 | PELICAN RAPIDS | OTTER TAIL | MN | MN_56572 | 56572 | Rural Fringe | 2815 | 0.71403
46013 | 57427 | 46 | BATH | BROWN | SD | SD_57427 | 57427 | Town Fringe | 414 | 0.92564
27167 | 56579 | 27 | ROTHSAY | WILKIN | MN | MN_56579 | 56579 | Rural Fringe | 794 | 0.74438
27027 | 56580 | 27 | SABIN | CLAY | MN | MN_56580 | 56580 | Suburb Midsize | 454 | 0.51052
46013 | 57479 | 46 | WARNER | BROWN | SD | SD_57479 | 57479 | Rural Fringe | 232 | 0.75949
27051 | 56590 | 27 | WENDELL | GRANT | MN | MN_56590 | 56590 | Rural Fringe | 447 | 0.74674
38077 | 58058 | 38 | MANTADOR | RICHLAND | ND | ND_58058 | 58058 | Rural Fringe | 152 | 0.74533
46011 | 57002 | 46 | AURORA | BROOKINGS | SD | SD_57002 | 57002 | Town Fringe | 662 | 0.94031
46099 | 57003 | 46 | BALTIC | MINNEHAHA | SD | SD_57003 | 57003 | Rural Fringe | 751 | 0.77029
46011 | 57006 | 46 | BROOKINGS | BROOKINGS | SD | SD_57006 | 57006 | Town Fringe | 5922 | 0.92945
46099 | 57020 | 46 | CROOKS | MINNEHAHA | SD | SD_57020 | 57020 | Rural Fringe | 573 | 0.77184
46099 | 57022 | 46 | DELL RAPIDS | MINNEHAHA | SD | SD_57022 | 57022 | Town Fringe | 2332 | 0.94226
46011 | 57026 | 46 | ELKTON | BROOKINGS | SD | SD_57026 | 57026 | Rural Fringe | 726 | 0.76837
46029 | 57201 | 46 | WATERTOWN | CODINGTON | SD | SD_57201 | 57201 | Town Fringe | 8249 | 0.92573
46039 | 57213 | 46 | ASTORIA | DEUEL | SD | SD_57213 | 57213 | Rural Fringe | 244 | 0.76123
46051 | 57216 | 46 | BIG STONE CITY | GRANT | SD | SD_57216 | 57216 | Town Fringe | 839 | 0.9195
46039 | 57218 | 46 | BRANDT | DEUEL | SD | SD_57218 | 57218 | Rural Fringe | 261 | 0.76417
46037 | 57219 | 46 | BRISTOL | DAY | SD | SD_57219 | 57219 | Rural Fringe | 259 | 0.748
46011 | 57220 | 46 | BRUCE | BROOKINGS | SD | SD_57220 | 57220 | Rural Fringe | 792 | 0.76341
46057 | 57221 | 46 | BRYANT | HAMLIN | SD | SD_57221 | 57221 | Rural Fringe | 425 | 0.76365
46057 | 57223 | 46 | CASTLEWOOD | HAMLIN | SD | SD_57223 | 57223 | Rural Fringe | 986 | 0.76167
46025 | 57225 | 46 | CLARK | CLARK | SD | SD_57225 | 57225 | Rural Fringe | 583 | 0.75873
46039 | 57226 | 46 | CLEAR LAKE | DEUEL | SD | SD_57226 | 57226 | Rural Fringe | 844 | 0.76096
46109 | 57227 | 46 | CORONA | ROBERTS | SD | SD_57227 | 57227 | Rural Fringe | 556 | 0.75332
46091 | 57232 | 46 | EDEN | MARSHALL | SD | SD_57232 | 57232 | Rural Fringe | 246 | 0.73646
46077 | 57233 | 46 | ERWIN | KINGSBURY | SD | SD_57233 | 57233 | Rural Fringe | 287 | 0.76586
46057 | 57234 | 46 | ESTELLINE | HAMLIN | SD | SD_57234 | 57234 | Rural Fringe | 612 | 0.76059
46039 | 57237 | 46 | GARY | DEUEL | SD | SD_57237 | 57237 | Rural Fringe | 549 | 0.76208
46039 | 57238 | 46 | GOODWIN | DEUEL | SD | SD_57238 | 57238 | Rural Fringe | 319 | 0.76149
38081 | 58067 | 38 | RUTLAND | SARGENT | ND | ND_58067 | 58067 | Rural Fringe | 379 | 0.74154
46037 | 57239 | 46 | GRENVILLE | DAY | SD | SD_57239 | 57239 | Rural Fringe | 224 | 0.73791
46057 | 57241 | 46 | HAYTI | HAMLIN | SD | SD_57241 | 57241 | Rural Fringe | 465 | 0.75687